## Heatmap data
|  | Transformer Available Capacity |  |  |  | 2025-10-01
ID | Station Name | Transformer GroupID | Primary kV | Secondary voltage(s) | Voltage Class | Transformer Configuration | Installed Capacity MVA | Demand Data | Demand FirmCapacity MVA | Demand Available MVA | Parent Available MVA | Demand Parent Constraint | Generation Data | Generation Firm Capacity MW | Generation NonFirm Capacity MW | Generation Total Committed MW | Gen Available Firm MW | Gen Available NonFirm MW | Generation Parent Constraint | General Data | Parent Feeder | Parent Station | TSO Interface Station | Comment | Latitude | Longitude
0014065 | MV/LV Substation AL***4065 |  | 10 kV | _ | LV | 400 kVA :Kiosk Substation | 0.4 | --> | 0.4 | 0 | 0 | Constrained, otherwise capacity available =362 kVA | --> | 0.38 | 0 | 0.003 | 0.372 | 0 |  | --> | C13 ex LOUGHLINSTOWN | Loughlinstown [T41,T42] | CARRICKMINES |  | 53.2514 | -6.1218
0934056 | MV/LV Substation OM***4056 |  | 10 kV | _ | LV | 630 kVA :Building Structure | 0.63 | --> | 0.63 | 0 | 0 | Constrained, otherwise capacity available =560 kVA | --> | 0.598 | 0 | 0 | 0.5 | 0 |  | --> | C12 ex SANTRY | Santry [T41,T42] | FINGLAS |  | 53.3944 | -6.2476
0684256 | MV/LV Substation CH***4256 |  | 10 kV | _ | LV | 1000 kVA :Building Structure | 1 | --> | 1 | 0.5 | 2.6 |  | --> | 0.95 | 0 | 0 | 0.5 | 0 |  | --> | C24 ex WOLFE TONE STREET | Wolfe Tone Street [T101,T102] | FINGLAS |  | 53.3473 | -6.2746
037669X | MV/LV Substation DU***669X |  | 10 kV | _ | LV | 400 kVA :Kiosk Substation | 0.4 | --> | 0.4 | 0 | 0 | Constrained, otherwise capacity available =274 kVA | --> | 0.38 | 0 | 0.01 | 0 | 0 | Constrained, otherwise capacity available =355 kW | --> | C15 ex ENNIS NORTH | Ennis North [T41,T42] | ENNIS |  | 52.8479 | -9.0012
116956X | MV/LV Substation CA***956X |  | 20 kV | _ | LV | 50 kVA :Pole Substation | 0.05 | --> | 0.05 | 0.026 | 8.1 |  | --> | 0.048 | 0 | 0.019 | 0 | 0 | Constrained, otherwise capacity available =30 kW | --> | E16 ex WESTPORT | Westport [T421,T422] | CASTLEBAR |  | 53.7895 | -9.5228
0394350 | MV/LV Substation IC***4350 |  | 10 kV | _ | LV | 630 kVA :Building Structure | 0.63 | --> | 0.63 | 0 | 0 | Constrained, otherwise capacity available =630 kVA | --> | 0.598 | 0 | 0 | 0.5 | 0 |  | --> | C26 ex GALWAY 110KV | Galway 110kv [T102,T103] | GALWAY 110KV |  | 53.2906 | -9.0076
157292X | MV/LV Substation WO***292X |  | 20 kV | _ | LV | 100 kVA :Pole Substation | 0.1 | --> | 0.1 | 0.081 | 1.55 |  | --> | 0.095 | 0 | 0 | 0 | 0 | Constrained, otherwise capacity available =92 kW | --> | E11 ex CARRIGALLEN | Carrigallen [T421] | CARRICK ON SHANNON |  | 54.043 | -7.6789
156234Z | MV/LV Substation DE***234Z |  | 20 kV | _ | LV | 200 kVA :Pole Substation | 0.2 | --> | 0.2 | 0 | 0 | Constrained, otherwise capacity available =125 kVA | --> | 0.19 | 0 | 0.01 | 0 | 0 | Constrained, otherwise capacity available =172 kW | --> | E14 ex EMYVALE | Emyvale [T422] | LISDRUM |  | 54.3551 | -7.023
176301Y | MV/LV Substation CU***301Y |  | 20 kV | _ | LV | 100 kVA :Pole Substation | 0.1 | --> | 0.1 | 0.092 | 18.78 |  | --> | 0.095 | 0 | 0 | 0.094 | 0 |  | --> | E14 ex HARTNETTS CROSS | Hartnetts Cross [T121,T422] | MACROOM |  | 51.9364 | -9.1423
0674027 | MV/LV Substation BU***4027 |  | 10 kV | _ | LV | 400 kVA :Kiosk Substation | 0.4 | --> | 0.4 | 0 | 0 | Constrained, otherwise capacity available =349 kVA | --> | 0.38 | 0 | 0 | 0 | 0 | Constrained, otherwise capacity available =373 kW | --> | C19 ex DOCK ROAD | Dock Road [T41,T42] | LIMERICK |  | 52.6463 | -8.669
004369Y | MV/LV Substation TH***369Y |  | 10 kV | _ | LV | 50 kVA :Pole Substation | 0.05 | --> | 0.05 | 0 | 0 | Constrained, otherwise capacity available =44 kVA | --> | 0.048 | 0 | 0 | 0 | 0 | Constrained, otherwise capacity available =47 kW | --> | C23 ex TINAHASK | Tinahask [T41,T42] | ARKLOW |  | 52.7942 | -6.2326
021517Z | MV/LV Substation KN***517Z |  | 10 kV | _ | LV | 400 kVA :Kiosk Substation | 0.4 | --> | 0.4 | 0.4 | 4.67 |  | --> | 0.38 | 0 | 0 | 0.38 | 0 |  | --> | C19 ex CENTRE PARK ROAD | Marina [T105,T106] | MARINA |  | 51.9018 | -8.4737
007515Y | MV/LV Substation MA***515Y |  | 10 kV | _ | LV | 200 kVA :Pole Substation | 0.2 | --> | 0.2 | 0.15 | 1.4 |  | --> | 0.19 | 0 | 0.051 | 0 | 0 | Constrained, otherwise capacity available =145 kW | --> | E18 ex KILLINICK | Killinick [T421,T422] | WEXFORD |  | 52.2651 | -6.394
066028 | MV/LV Substation SH***028 |  | 10 kV | _ | LV | 50 kVA :Pole Substation | 0.05 | --> | 0.05 | 0 | 0 | Constrained, otherwise capacity available =10 kVA | --> | 0.048 | 0 | 0.015 | 0 | 0 | Constrained, otherwise capacity available =31 kW | --> | C13 ex MALAHIDE | Malahide [T41,T42] | GLASMORE |  | 53.42 | -6.1571
0584388 | MV/LV Substation RA***4388 |  | 20 kV | _ | LV | 50 kVA :Pole Substation | 0.05 | --> | 0.05 | 0 | 0 | Constrained, otherwise capacity available =45 kVA | --> | 0.048 | 0 | 0 | 0 | 0 | Constrained, otherwise capacity available =47 kW | --> | C17 ex KYLEERAGH | Kyleeragh [T41,T42] | NENAGH |  | 53 | -8.1337
070165 | MV/LV Substation LA***165 |  | 20 kV | _ | LV | 100 kVA :Pole Substation | 0.1 | --> | 0.1 | 0.1 | 0.76 |  | --> | 0.095 | 0 | 0 | 0 | 0 | Constrained, otherwise capacity available =95 kW | --> | E15 ex RATHMORE | Rathmore [T42,T421] | KNOCKEARAGH |  | 52.1542 | -9.2282
0714034 | MV/LV Substation NE***4034 |  | 10 kV | _ | LV | 400 kVA :Kiosk Substation | 0.4 | --> | 0.4 | 0.372 | 5.58 |  | --> | 0.38 | 0 | 0 | 0.376 | 0 |  | --> | C13 ex KILCOOLE | Kilcoole [T41,T42] | FASSAROE |  | 53.0985 | -6.1086
110004 | MV/LV Substation KE***004 |  | 20 kV | _ | LV | 50 kVA :Pole Substation | 0.05 | --> | 0.05 | 0.036 | 0.76 |  | --> | 0.048 | 0 | 0 | 0 | 0 | Constrained, otherwise capacity available =46 kW | --> | E11 ex KILGARVAN | Kilgarvan [T421] | KNOCKEARAGH |  | 51.8687 | -9.5732
117213Y | MV/LV Substation PU***213Y |  | 20 kV | _ | LV | 50 kVA :Pole Substation | 0.05 | --> | 0.05 | 0 | 0 | Constrained, otherwise capacity available =50 kVA | --> | 0.048 | 0 | 0 | 0 | 0 | Constrained, otherwise capacity available =48 kW | --> | E14 ex COLLOONEY | Collooney [T421,T422] | SLIGO |  | 54.1747 | -8.6024
011517Y | MV/LV Substation KI***517Y |  | 10 kV | _ | LV | 100 kVA :Pole Substation | 0.1 | --> | 0.1 | 0 | 0 | Constrained, otherwise capacity available =97 kVA | --> | 0.095 | 0 | 0 | 0 | 0 | Constrained, otherwise capacity available =95 kW | --> | C17 ex ROSEHILL | Rosehill [T41,T42] | KILKENNY |  | 52.6229 | -7.2818
209799 | MV/LV Substation FR***799 |  | 10 kV | _ | LV | 400 kVA :Building Structure | 0.4 | --> | 0.4 | 0 | 0 | Constrained, otherwise capacity available =386 kVA | --> | 0.38 | 0 | 0 | 0 | 0 | Constrained, otherwise capacity available =378 kW | --> | C21 ex MILFORD (NR) | Milford (nr) [T41,T42] | LETTERKENNY |  | 55.0909 | -7.7076
1164134 | MV/LV Substation IN***4134 |  | 20 kV | _ | LV | 100 kVA :Pole Substation | 0.1 | --> | 0.1 | 0 | 0 | Constrained, otherwise capacity available =100 kVA | --> | 0.095 | 0 | 0 | 0 | 0 | Constrained, otherwise capacity available =95 kW | --> | E00 ex INISH TURK |  |  |  | 53.7049 | -10.0922
276278 | MV/LV Substation PA***278 |  | 10 kV | _ | LV | 50 kVA :Pole Substation | 0.05 | --> | 0.05 | 0.028 | 0.76 |  | --> | 0.048 | 0 | 0 | 0 | 0 | Constrained, otherwise capacity available =44 kW | --> | C14 ex WOODFORD | Woodford [T41,T42] | KNOCKEARAGH |  | 52.0648 | -9.4739
2814265 | MV/LV Substation CO***4265 |  | 10 kV | _ | LV | 400 kVA :Kiosk Substation | 0.4 | --> | 0.4 | 0.337 | 6.78 |  | --> | 0.38 | 0 | 0.036 | 0.345 | 0 |  | --> | C26 ex CASTLEVIEW | Castleview [T101,T102] | CASTLEVIEW |  | 51.8937 | -8.414
065032Z | MV/LV Substation PR***032Z |  | 20 kV | _ | LV | 200 kVA :Pole Substation | 0.2 | --> | 0.2 | 0 | 0 | Constrained, otherwise capacity available =47 kVA | --> | 0.19 | 0 | 0.006 | 0 | 0 | Constrained, otherwise capacity available =164 kW | --> | E23 ex BALTRASNA | Baltrasna [T121,T122] | BALTRASNA |  | 53.5681 | -6.4548
023207Y | MV/LV Substation WA***207Y |  | 20 kV | _ | LV | 100 kVA :Pole Substation | 0.1 | --> | 0.1 | 0 | 0 | Constrained, otherwise capacity available =65 kVA | --> | 0.095 | 0 | 0 | 0 | 0 | Constrained, otherwise capacity available =90 kW | --> | E12 ex CASTLELYONS | Castlelyons [T421,T422] | BARRYMORE |  | 52.0211 | -8.3344
008491Y | MV/LV Substation BO***491Y |  | 10 kV | _ | LV | 50 kVA :Pole Substation | 0.05 | --> | 0.05 | 0.049 | 0.2 |  | --> | 0.048 | 0 | 0.005 | 0 | 0 | Constrained, otherwise capacity available =44 kW | --> | E17 ex BEALISTOWN | Bealistown [T421,T422] | GREAT ISLAND |  | 52.2028 | -6.8504
142811X | MV/LV Substation PR***811X |  | 10 kV | _ | LV | 630 kVA :Building Structure | 0.63 | --> | 0.63 | 0 | 0 | Constrained, otherwise capacity available =368 kVA | --> | 0.598 | 0 | 0 | 0 | 0 | Constrained, otherwise capacity available =562 kW | --> | C16 ex ATHENRY | Athenry [T41,T42] | GALWAY 110KV |  | 53.2938 | -8.7501
162449X | MV/LV Substation MA***449X |  | 20 kV | _ | LV | 50 kVA :Pole Substation | 0.05 | --> | 0.05 | 0.048 | 0.25 |  | --> | 0.048 | 0 | 0 | 0 | 0 | Constrained, otherwise capacity available =47 kW | --> | C12 ex ROSSGEIR | Rossgeir [T41,T42] | LETTERKENNY |  | 54.8076 | -7.5553
365960X | MV/LV Substation HU***960X |  | 10 kV | _ | LV | 630 kVA :Kiosk Substation | 0.63 | --> | 0.63 | 0 | 0 | Constrained, otherwise capacity available =394 kVA | --> | 0.598 | 0 | 0.036 | 0.5 | 0 |  | --> | C22 ex OLDBAWN | Oldbawn [T41,T42] | COOKSTOWN |  | 53.2715 | -6.3311
014947Z | MV/LV Substation CO***947Z |  | 10 kV | _ | LV | 400 kVA :Kiosk Substation | 0.4 | --> | 0.4 | 0 | 0 | Constrained, otherwise capacity available =338 kVA | --> | 0.38 | 0 | 0 | 0 | 0 | Constrained, otherwise capacity available =371 kW | --> | C17 ex KILDARE | Kildare [T41,T42] | NEWBRIDGE |  | 53.1626 | -6.8933
281267Z | MV/LV Substation SC***267Z |  | 10 kV | _ | LV | 630 kVA :Building Structure | 0.63 | --> | 0.63 | 0.5 | 7.88 |  | --> | 0.598 | 0 | 0 | 0.5 | 0 |  | --> | C24 ex LIBERTY STREET | Liberty Street [T101,T102] | LIBERTY STREET |  | 51.896 | -8.4697
109090 | MV/LV Substation IM***090 |  | 10 kV | _ | LV | 400 kVA :Kiosk Substation | 0.4 | --> | 0.4 | 0.302 | 0.38 |  | --> | 0.38 | 0 | 0 | 0.366 | 0 |  | --> | C15 ex RINEANNA | Rineanna [T41,T42] | DRUMLINE |  | 52.6991 | -8.8659
156092 | MV/LV Substation AG***092 |  | 20 kV | _ | LV | 50 kVA :Pole Substation | 0.05 | --> | 0.05 | 0.045 | 2.47 |  | --> | 0.048 | 0 | 0 | 0 | 0 | Constrained, otherwise capacity available =47 kW | --> | E19 ex TELAYDON | Telaydon [T42,T421] | LISDRUM |  | 54.2849 | -7.0343
281486Y | MV/LV Substation OR***486Y |  | 10 kV | _ | LV | 400 kVA :Building Structure | 0.4 | --> | 0.4 | 0 | 0 | Constrained, otherwise capacity available =342 kVA | --> | 0.38 | 0 | 0 | 0 | 0 | Constrained, otherwise capacity available =372 kW | --> | C13 ex DENNEHYS CROSS | Dennehys Cross [T41,T42] | TRABEG |  | 51.8918 | -8.5059
021384Z | MV/LV Substation HA***384Z |  | 10 kV | _ | LV | 400 kVA :Kiosk Substation | 0.4 | --> | 0.4 | 0 | 0 | Constrained, otherwise capacity available =240 kVA | --> | 0.38 | 0 | 0.055 | 0.317 | 0 |  | --> | C12 ex KILBARRY | Kilbarry [T101,T43] | KILBARRY |  | 51.9185 | -8.467
156221Y | MV/LV Substation RO***221Y |  | 20 kV | _ | LV | 50 kVA :Pole Substation | 0.05 | --> | 0.05 | 0.05 | 2.47 |  | --> | 0.048 | 0 | 0 | 0 | 0 | Constrained, otherwise capacity available =48 kW | --> | E13 ex TELAYDON | Telaydon [T42,T421] | LISDRUM |  | 54.263 | -7.1509
019218 | MV/LV Substation C/***218 |  | 10 kV | _ | LV | 50 kVA :Pole Substation | 0.05 | --> | 0.05 | 0.048 | 1.54 |  | --> | 0.048 | 0 | 0 | 0 | 0 | Constrained, otherwise capacity available =47 kW | --> | C22 ex BALLYARD | Ballyard [T41,T42] | TRALEE |  | 52.2439 | -9.7633
009643X | MV/LV Substation KN***643X |  | 10 kV | _ | LV | 200 kVA :Pole Substation | 0.2 | --> | 0.2 | 0 | 0 | Constrained, otherwise capacity available =171 kVA | --> | 0.19 | 0 | 0.005 | 0 | 0 | Constrained, otherwise capacity available =182 kW | --> | E12 ex KILCARRAGH | Kilcarragh [T421,T422] | BUTLERSTOWN |  | 52.2366 | -7.06
156388 | MV/LV Substation KI***388 |  | 20 kV | _ | LV | 100 kVA :Pole Substation | 0.1 | --> | 0.1 | 0.095 | 2.47 |  | --> | 0.095 | 0 | 0 | 0 | 0 | Constrained, otherwise capacity available =94 kW | --> | E19 ex TELAYDON | Telaydon [T42,T421] | LISDRUM |  | 54.3023 | -6.9964
062765Y | MV/LV Substation LI***765Y |  | 10 kV | _ | LV | 400 kVA :Kiosk Substation | 0.4 | --> | 0.4 | 0.296 | 2.33 |  | --> | 0.38 | 0 | 0.03 | 0 | 0 | Constrained, otherwise capacity available =343 kW | --> | C13 ex DUNDALK | Dundalk [T41,T42] | DUNDALK |  | 54.0006 | -6.4244
081352X | MV/LV Substation SP***352X |  | 20 kV | _ | LV | 200 kVA :Pole Substation | 0.2 | --> | 0.2 | 0 | 0 | Constrained, otherwise capacity available =186 kVA | --> | 0.19 | 0 | 0 | 0.188 | 0 |  | --> | E19 ex ADAMSTOWN | Adamstown [T121,T122] | INCHICORE 220KV |  | 53.3353 | -6.4571
365851X | MV/LV Substation DA***851X |  | 10 kV | _ | LV | 200 kVA :Kiosk Substation | 0.2 | --> | 0.2 | 0 | 0 | Constrained, otherwise capacity available =96 kVA | --> | 0.19 | 0 | 0.025 | 0.157 | 0 |  | --> | C22 ex OLDBAWN | Oldbawn [T41,T42] | COOKSTOWN |  | 53.2726 | -6.3351
041969 | MV/LV Substation MA***969 |  | 20 kV | _ | LV | 200 kVA :Kiosk Substation | 0.2 | --> | 0.2 | 0 | 0 | Constrained, otherwise capacity available =168 kVA | --> | 0.19 | 0 | 0.005 | 0 | 0 | Constrained, otherwise capacity available =182 kW | --> | E21 ex DALTON | Dalton [T421,T422] | DALTON |  | 53.7644 | -9.1201
238683X | MV/LV Substation ST***683X |  | 20 kV | _ | LV | 200 kVA :Pole Substation | 0.2 | --> | 0.2 | 0 | 0 | Constrained, otherwise capacity available =113 kVA | --> | 0.19 | 0 | 0 | 0 | 0 | Constrained, otherwise capacity available =178 kW | --> | E14 ex BALLINROBE | Ballinrobe [T421,T422] | DALTON |  | 53.7358 | -9.1756
069049 | MV/LV Substation GR***049 |  | 10 kV | _ | LV | 1000 kVA :Building Structure | 1 | --> | 1 | 0.49 | 9.99 |  | --> | 0.95 | 0 | 0.014 | 0.5 | 0 |  | --> | C16 ex HAROLDS CROSS | Harolds Cross [T101,T102] | POOLBEG |  | 53.3284 | -6.2787
0664385 | MV/LV Substation TH***4385 |  | 20 kV | _ | LV | 630 kVA :Kiosk Substation | 0.63 | --> | 0.63 | 0 | 0 | Constrained, otherwise capacity available =630 kVA | --> | 0.598 | 0 | 0 | 0 | 0 | Constrained, otherwise capacity available =598 kW | --> | E17 ex BALTRASNA | Baltrasna [T121,T122] | BALTRASNA |  | 53.5059 | -6.5307
495589 | MV/LV Substation NE***589 |  | 20 kV | _ | LV | 100 kVA :Pole Substation | 0.1 | --> | 0.1 | 0.041 | 1.5 |  | --> | 0.095 | 0 | 0 | 0.086 | 0 |  | --> | E18 ex ACHILL | Achill [T422] | CARROWBEG |  | 53.904 | -9.6895
350034 | MV/LV Substation WI***034 |  | 10 kV | _ | LV | 100 kVA :Pole Substation | 0.1 | --> | 0.1 | 0.064 | 1.57 |  | --> | 0.095 | 0 | 0.012 | 0 | 0 | Constrained, otherwise capacity available =81 kW | --> | C16 ex BUNDORAN | Bundoran [T41,T42] | CATHALEENS FALL |  | 54.4971 | -8.2088
176121Y | MV/LV Substation CO***121Y |  | 10 kV | _ | LV | 100 kVA :Pole Substation | 0.1 | --> | 0.1 | 0 | 0 | Constrained, otherwise capacity available =82 kVA | --> | 0.095 | 0 | 0.006 | 0 | 0 | Constrained, otherwise capacity available =88 kW | --> | E12 ex HARTNETTS CROSS |  |  |  | 51.9074 | -8.9833
252405 | MV/LV Substation LE***405 |  | 10 kV | _ | LV | 50 kVA :Pole Substation | 0.05 | --> | 0.05 | 0.041 | 1.32 |  | --> | 0.048 | 0 | 0 | 0.046 | 0 |  | --> | C29 ex CLIFDEN | Clifden [T41,T42] | SCREEB |  | 53.4789 | -9.9114
081084Y | MV/LV Substation TE***084Y |  | 10 kV | _ | LV | 100 kVA :Pole Substation | 0.1 | --> | 0.1 | 0 | 0 | Constrained, otherwise capacity available =67 kVA | --> | 0.095 | 0 | 0 | 0 | 0 | Constrained, otherwise capacity available =90 kW | --> | C22 ex CELBRIDGE | Celbridge [T41,T42] | GRIFFINRATH |  | 53.3386 | -6.5465
042079 | MV/LV Substation DA***079 |  | 10 kV | _ | LV | 200 kVA :Building Structure | 0.2 | --> | 0.2 | 0 | 0 | Constrained, otherwise capacity available =153 kVA | --> | 0.19 | 0 | 0 | 0 | 0 | Constrained, otherwise capacity available =184 kW | --> | E18 ex WINDSOR | Windsor [T421,T422] | CASTLEBAR |  | 53.8512 | -9.2871
209210 | MV/LV Substation CA***210 |  | 20 kV | _ | LV | 200 kVA :Pole Substation | 0.2 | --> | 0.2 | 0 | 0 | Constrained, otherwise capacity available =161 kVA | --> | 0.19 | 0 | 0 | 0 | 0 | Constrained, otherwise capacity available =184 kW | --> | C21 ex MILFORD (NR) | Milford (nr) [T41,T42] | LETTERKENNY |  | 55.2332 | -7.7956
153231X | MV/LV Substation BO***231X |  | 20 kV | _ | LV | 400 kVA :Kiosk Substation | 0.4 | --> | 0.4 | 0 | 0 | Constrained, otherwise capacity available =317 kVA | --> | 0.38 | 0 | 0.013 | 0 | 0 | Constrained, otherwise capacity available =359 kW | --> | E17 ex BIRDHILL | Birdhill [T421,T422] | ARDNACRUSHA |  | 52.8134 | -8.4347
0124177 | MV/LV Substation PO***4177 |  | 10 kV | _ | LV | 400 kVA :Kiosk Substation | 0.4 | --> | 0.4 | 0 | 0 | Constrained, otherwise capacity available =393 kVA | --> | 0.38 | 0 | 0 | 0 | 0 | Constrained, otherwise capacity available =379 kW | --> | C19 ex POLLERTON | Pollerton [T41,T42] | CARLOW |  | 52.8386 | -6.9117
018214Z | MV/LV Substation ME***214Z |  | 10 kV | _ | LV | 200 kVA :Kiosk Substation | 0.2 | --> | 0.2 | 0.179 | 3.75 |  | --> | 0.19 | 0 | 0 | 0 | 0 | Constrained, otherwise capacity available =187 kW | --> | C13 ex SMEARLA | Smearla [T41,T42] | TRIEN |  | 52.45 | -9.4781
158037 | MV/LV Substation LI***037 |  | 10 kV | _ | LV | 50 kVA :Pole Substation | 0.05 | --> | 0.05 | 0 | 0 | Constrained, otherwise capacity available =34 kVA | --> | 0.048 | 0 | 0 | 0 | 0 | Constrained, otherwise capacity available =45 kW | --> | C16 ex ENNISTYMON | Ennistymon [T41,T42] | ENNIS |  | 52.9398 | -9.3469
0624112 | MV/LV Substation BE***4112 |  | 20 kV | _ | LV | 630 kVA :Building Structure | 0.63 | --> | 0.63 | 0.324 | 4.25 |  | --> | 0.598 | 0 | 0 | 0 | 0 | Constrained, otherwise capacity available =566 kW | --> | E12 ex JENKINSTOWN | Jenkinstown [T421,T422] | DUNDALK |  | 54.0129 | -6.3439
039537X | MV/LV Substation BU***537X |  | 10 kV | _ | LV | 400 kVA :Kiosk Substation | 0.4 | --> | 0.4 | 0.342 | 11.03 |  | --> | 0.38 | 0 | 0.015 | 0.361 | 0 |  | --> | C29 ex SALTHILL | Salthill [T101,T102] | SALTHILL |  | 53.2794 | -9.0914
111787Y | MV/LV Substation AD***787Y |  | 20 kV | _ | LV | 50 kVA :Pole Substation | 0.05 | --> | 0.05 | 0.039 | 0.94 |  | --> | 0.048 | 0 | 0 | 0 | 0 | Constrained, otherwise capacity available =46 kW | --> | E21 ex CASTLETOWNBERE | Castletownbere [T421] | BALLYLICKY |  | 51.7071 | -9.7146
165123Y | MV/LV Substation DI***123Y |  | 10 kV | _ | LV | 50 kVA :Pole Substation | 0.05 | --> | 0.05 | 0.049 | 0.88 |  | --> | 0.048 | 0 | 0.006 | 0 | 0 | Constrained, otherwise capacity available =43 kW | --> | C12 ex ROSS CARBERY | Ross Carbery [T41,T42] | DUNMANWAY |  | 51.5401 | -8.9453
005716X | MV/LV Substation BA***716X |  | 10 kV | _ | LV | 100 kVA :Pole Substation | 0.1 | --> | 0.1 | 0 | 0 | Constrained, otherwise capacity available =87 kVA | --> | 0.095 | 0 | 0.009 | 0 | 0 | Constrained, otherwise capacity available =86 kW | --> | C11 ex GARDEN CITY | Garden City [T41,T42] | ARKLOW |  | 52.6976 | -6.287
069861 | MV/LV Substation LO***861 |  | 10 kV | _ | LV | 630 kVA :Kiosk Substation | 0.63 | --> | 0.63 | 0.376 | 9.28 |  | --> | 0.598 | 0 | 0.021 | 0.5 | 0 |  | --> | C15 ex PEMBROKE | Pembroke [T41,T42,T43,T44] | RINGSEND |  | 53.3382 | -6.2265
0314039 | MV/LV Substation CA***4039 |  | 20 kV | _ | LV | 100 kVA :Pole Substation | 0.1 | --> | 0.1 | 0 | 0 | Constrained, otherwise capacity available =100 kVA | --> | 0.095 | 0 | 0 | 0 | 0 | Constrained, otherwise capacity available =95 kW | --> | E17 ex SPRINGS | Springs [T421,T422] | DUNGARVAN |  | 52.0977 | -7.5491
029877X | MV/LV Substation PI***877X |  | 10 kV | _ | LV | 200 kVA :Pole Substation | 0.2 | --> | 0.2 | 0 | 0 | Constrained, otherwise capacity available =132 kVA | --> | 0.19 | 0 | 0.005 | 0 | 0 | Constrained, otherwise capacity available =177 kW | --> | C11 ex CARRIGTWOHILL |  |  |  | 51.8889 | -8.2274
281785Z | MV/LV Substation BL***785Z |  | 10 kV | _ | LV | 400 kVA :Building Structure | 0.4 | --> | 0.4 | 0 | 0 | Constrained, otherwise capacity available =355 kVA | --> | 0.38 | 0 | 0.015 | 0 | 0 | Constrained, otherwise capacity available =363 kW | --> | C19 ex DOUGLAS | Douglas [T41,T42] | TRABEG |  | 51.8927 | -8.4114
0034253 | MV/LV Substation EV***4253 |  | 10 kV | _ | LV | 200 kVA :Pole Substation | 0.2 | --> | 0.2 | 0.2 | 0.48 |  | --> | 0.19 | 0 | 0 | 0 | 0 | Constrained, otherwise capacity available =190 kW | --> | C15 ex KILMARTIN | Kilmartin [T41] | ARKLOW |  | 53.0442 | -6.0893
021322Z | MV/LV Substation TE***322Z |  | 10 kV | _ | LV | 200 kVA :Pole Substation | 0.2 | --> | 0.2 | 0 | 0 | Constrained, otherwise capacity available =189 kVA | --> | 0.19 | 0 | 0 | 0.188 | 0 |  | --> | C12 ex RIVERSTOWN | Riverstown [T41,T42] | KILBARRY |  | 51.9656 | -8.4172
2884093 | MV/LV Substation BI***4093 |  | 10 kV | _ | LV | 50 kVA :Pole Substation | 0.05 | --> | 0.05 | 0 | 0 | Constrained, otherwise capacity available =50 kVA | --> | 0.048 | 0 | 0 | 0.048 | 0 |  | --> | C17 ex CARRICKMINES | Carrickmines [T41,T42] | CARRICKMINES |  | 53.2323 | -6.2056
243032 | MV/LV Substation CL***032 |  | 20 kV | _ | LV | 100 kVA :Pole Substation | 0.1 | --> | 0.1 | 0 | 0 | Constrained, otherwise capacity available =90 kVA | --> | 0.095 | 0 | 0 | 0 | 0 | Constrained, otherwise capacity available =94 kW | --> | E17 ex INCH | Inch [T421,T422] | OUGHTRAGH |  | 52.2329 | -10.1836
069879 | MV/LV Substation RA***879 |  | 10 kV | _ | LV | 630 kVA :Building Structure | 0.63 | --> | 0.63 | 0.5 | 0.87 |  | --> | 0.598 | 0 | 0 | 0.5 | 0 |  | --> | C17 ex GARVILLE AVENUE | Garville Avenue [T42] | MILLTOWN (DR) |  | 53.3238 | -6.2626
016153Z | MV/LV Substation PR***153Z |  | 10 kV | _ | LV | 400 kVA :Kiosk Substation | 0.4 | --> | 0.4 | 0 | 0 | Constrained, otherwise capacity available =306 kVA | --> | 0.38 | 0 | 0.018 | 0 | 0 | Constrained, otherwise capacity available =354 kW | --> | C22 ex CELBRIDGE | Celbridge [T41,T42] | GRIFFINRATH |  | 53.3352 | -6.546
050006X | MV/LV Substation GL***006X |  | 20 kV | _ | LV | 200 kVA :Pole Substation | 0.2 | --> | 0.2 | 0.126 | 6.49 |  | --> | 0.19 | 0 | 0.04 | 0 | 0 | Constrained, otherwise capacity available =150 kW | --> | C22 ex BUSHFIELD | Bushfield [T41,T42] | ATHLONE |  | 53.4736 | -7.8644
0664394 | MV/LV Substation OW***4394 |  | 10 kV | _ | LV | 630 kVA :Building Structure | 0.63 | --> | 0.63 | 0 | 0 | Constrained, otherwise capacity available =573 kVA | --> | 0.598 | 0 | 0 | 0.5 | 0 |  | --> | C22 ex HOWTH JUNCTION | Howth Junction [T41,T42] | GRANGE (DR) |  | 53.3825 | -6.176
062767Y | MV/LV Substation LI***767Y |  | 10 kV | _ | LV | 630 kVA :Kiosk Substation | 0.63 | --> | 0.63 | 0.5 | 2.33 |  | --> | 0.598 | 0 | 0.039 | 0 | 0 | Constrained, otherwise capacity available =555 kW | --> | C17 ex DUNDALK | Dundalk [T41,T42] | DUNDALK |  | 54.0014 | -6.4219
405338 | MV/LV Substation CA***338 |  | 20 kV | _ | LV | 100 kVA :Pole Substation | 0.1 | --> | 0.1 | 0.09 | 3.03 |  | --> | 0.095 | 0 | 0.004 | 0 | 0 | Constrained, otherwise capacity available =91 kW | --> | E13 ex MOVILLE | Moville [T421,T422] | TRILLICK |  | 55.2593 | -7.0696
0814313 | MV/LV Substation TH***4313 |  | 20 kV | _ | LV | 630 kVA :Building Structure | 0.63 | --> | 0.63 | 0 | 0 | Constrained, otherwise capacity available =568 kVA | --> | 0.598 | 0 | 0 | 0.5 | 0 |  | --> | E19 ex ADAMSTOWN | Adamstown [T121,T122] | INCHICORE 220KV |  | 53.3365 | -6.4678
031153 | MV/LV Substation TH***153 |  | 10 kV | _ | LV | 400 kVA :Building Structure | 0.4 | --> | 0.4 | 0 | 0 | Constrained, otherwise capacity available =149 kVA | --> | 0.38 | 0 | 0.01 | 0 | 0 | Constrained, otherwise capacity available =337 kW | --> | C12 ex COLLIGAN | Colligan [T41,T42] | DUNGARVAN |  | 52.0904 | -7.6197
365902 | MV/LV Substation BR***902 |  | 10 kV | _ | LV | 630 kVA :Building Structure | 0.63 | --> | 0.63 | 0 | 0 | Constrained, otherwise capacity available =380 kVA | --> | 0.598 | 0 | 0 | 0.5 | 0 |  | --> | C19 ex BELGARD | Belgard [T41,T42] | COOKSTOWN |  | 53.2955 | -6.3648
281029X | MV/LV Substation MT***029X |  | 10 kV | _ | LV | 400 kVA :Kiosk Substation | 0.4 | --> | 0.4 | 0.181 | 5.49 |  | --> | 0.38 | 0 | 0.026 | 0.33 | 0 |  | --> | C11 ex TRABEG | Trabeg [T101,T102] | TRABEG |  | 51.8889 | -8.4723
019574 | MV/LV Substation ED***574 |  | 10 kV | _ | LV | 50 kVA :Pole Substation | 0.05 | --> | 0.05 | 0.047 | 0.05 | Constrained, otherwise capacity available =47 kVA | --> | 0.048 | 0 | 0 | 0 | 0 | Constrained, otherwise capacity available =47 kW | --> | C12 ex BALLYBEGGAN | Ballybeggan [T43,T44] | TRALEE |  | 52.2454 | -9.5651
127619 | MV/LV Substation RO***619 |  | 20 kV | _ | LV | 50 kVA :Pole Substation | 0.05 | --> | 0.05 | 0.033 | 5.89 |  | --> | 0.048 | 0 | 0.008 | 0 | 0 | Constrained, otherwise capacity available =39 kW | --> | C14 ex CASHEL | Cashel [T41,T42] | CAHIR |  | 52.6173 | -8.0045
081150X | MV/LV Substation CH***150X |  | 10 kV | _ | LV | 630 kVA :Kiosk Substation | 0.63 | --> | 0.63 | 0 | 0 | Constrained, otherwise capacity available =544 kVA | --> | 0.598 | 0 | 0.026 | 0.5 | 0 |  | --> | C15 ex LUCAN EAST | Lucan East [T41,T42] | GRANGE CASTLE |  | 53.352 | -6.4399
365811 | MV/LV Substation CR***811 |  | 10 kV | _ | LV | 630 kVA :Building Structure | 0.63 | --> | 0.63 | 0 | 0 | Constrained, otherwise capacity available =412 kVA | --> | 0.598 | 0 | 0.028 | 0.5 | 0 |  | --> | C13 ex CLONDALKIN | Clondalkin [T41,T42,T44] | INCHICORE 220KV |  | 53.3258 | -6.3661
036647 | MV/LV Substation MO***647 |  | 20 kV | _ | LV | 100 kVA :Pole Substation | 0.1 | --> | 0.1 | 0 | 0 | Constrained, otherwise capacity available =56 kVA | --> | 0.095 | 0 | 0.008 | 0 | 0 | Constrained, otherwise capacity available =83 kW | --> | E18 ex GARRANACANTY | Garranacanty [T421,T422] | TIPPERARY |  | 52.5104 | -8.2245
066767 | MV/LV Substation MA***767 |  | 10 kV | _ | LV | 100 kVA :Pole Substation | 0.1 | --> | 0.1 | 0 | 0 | Constrained, otherwise capacity available =72 kVA | --> | 0.095 | 0 | 0.005 | 0.088 | 0 |  | --> | C39 ex COLLEGE PARK | College Park [T101,T102,T103] | COLLEGE PARK |  | 53.4584 | -6.371
2884075 | MV/LV Substation LA***4075 |  | 10 kV | _ | LV | 630 kVA :Kiosk Substation | 0.63 | --> | 0.63 | 0 | 0 | Constrained, otherwise capacity available =617 kVA | --> | 0.598 | 0 | 0 | 0.5 | 0 |  | --> | C14 ex CARRICKMINES | Carrickmines [T41,T42] | CARRICKMINES |  | 53.2581 | -6.2024
0954150 | MV/LV Substation CR***4150 |  | 10 kV | _ | LV | 200 kVA :Pole Substation | 0.2 | --> | 0.2 | 0.2 | 0.7 |  | --> | 0.19 | 0 | 0 | 0 | 0 | Constrained, otherwise capacity available =190 kW | --> | C15 ex KILRUSH | Kilrush [T41,T42] | TULLABRACK |  | 52.642 | -9.4776
1274499 | MV/LV Substation CO***4499 |  | 10 kV | _ | LV | 400 kVA :Kiosk Substation | 0.4 | --> | 0.4 | 0.396 | 5.89 |  | --> | 0.38 | 0 | 0 | 0 | 0 | Constrained, otherwise capacity available =379 kW | --> | C17 ex CASHEL | Cashel [T41,T42] | CAHIR |  | 52.5085 | -7.8865
025647X | MV/LV Substation CO***647X |  | 20 kV | _ | LV | 50 kVA :Pole Substation | 0.05 | --> | 0.05 | 0.041 | 2.96 |  | --> | 0.048 | 0 | 0 | 0 | 0 | Constrained, otherwise capacity available =46 kW | --> | E12 ex CHARLEVILLE | Charleville [T421,T422] | CHARLEVILLE |  | 52.3491 | -8.6694
149811 | MV/LV Substation TH***811 |  | 10 kV | _ | LV | 200 kVA :Pole Substation | 0.2 | --> | 0.2 | 0 | 0 | Constrained, otherwise capacity available =125 kVA | --> | 0.19 | 0 | 0.02 | 0 | 0 | Constrained, otherwise capacity available =165 kW | --> | C13 ex DONEGAL | Donegal [T41,T42] | CATHALEENS FALL |  | 54.6498 | -8.1088
0824407 | MV/LV Substation BA***4407 |  | 20 kV | _ | LV | 630 kVA :Kiosk Substation | 0.63 | --> | 0.63 | 0 | 0 | Constrained, otherwise capacity available =515 kVA | --> | 0.598 | 0 | 0.153 | 0 | 0 | Constrained, otherwise capacity available =469 kW | --> | E15 ex ACADEMY STREET | Academy Street [T421,T422,T44] | NAVAN |  | 53.6442 | -6.6784
132957X | MV/LV Substation BO***957X |  | 20 kV | _ | LV | 50 kVA :Pole Substation | 0.05 | --> | 0.05 | 0 | 0 | Constrained, otherwise capacity available =38 kVA | --> | 0.048 | 0 | 0.035 | 0 | 0 | Constrained, otherwise capacity available =20 kW | --> | E30 ex LOUGHREA | Loughrea [T41,T42] | SOMERSET |  | 53.1927 | -8.6466
149379 | MV/LV Substation FR***379 |  | 10 kV | _ | LV | 50 kVA :Pole Substation | 0.05 | --> | 0.05 | 0 | 0 | Constrained, otherwise capacity available =46 kVA | --> | 0.048 | 0 | 0 | 0 | 0 | Constrained, otherwise capacity available =47 kW | --> | C13 ex DONEGAL | Donegal [T41,T42] | CATHALEENS FALL |  | 54.682 | -8.0869
054736Y | MV/LV Substation DE***736Y |  | 20 kV | _ | LV | 100 kVA :Pole Substation | 0.1 | --> | 0.1 | 0 | 0 | Constrained, otherwise capacity available =96 kVA | --> | 0.095 | 0 | 0 | 0 | 0 | Constrained, otherwise capacity available =94 kW | --> | E13 ex ABBEYLEIX | Abbeyleix [T422] | PORTLAOISE |  | 52.9443 | -7.3767
064936Y | MV/LV Substation GR***936Y |  | 10 kV | _ | LV | 200 kVA :Kiosk Substation | 0.2 | --> | 0.2 | 0 | 0 | Constrained, otherwise capacity available =152 kVA | --> | 0.19 | 0 | 0.019 | 0 | 0 | Constrained, otherwise capacity available =169 kW | --> | C12 ex MORNINGTON ROAD | Mornington Road [T41,T42] | DRYBRIDGE |  | 53.7061 | -6.303
281462Z | MV/LV Substation NO***462Z |  | 20 kV | _ | LV | 400 kVA :Kiosk Substation | 0.4 | --> | 0.4 | 0.325 | 17.47 |  | --> | 0.38 | 0 | 0.039 | 0.341 | 0 |  | --> | E13 ex COOLROE | Coolroe [T121,T122] | COOLROE |  | 51.8838 | -8.6317
345397 | MV/LV Substation BE***397 |  | 20 kV | _ | LV | 630 kVA :Kiosk Substation | 0.63 | --> | 0.63 | 0 | 0 | Constrained, otherwise capacity available =511 kVA | --> | 0.598 | 0 | 0.01 | 0.5 | 0 |  | --> | E18 ex MANORHAMILTON | Manorhamilton [T422] | SLIGO |  | 54.306 | -8.1745
008964Y | MV/LV Substation CL***964Y |  | 20 kV | _ | LV | 100 kVA :Pole Substation | 0.1 | --> | 0.1 | 0 | 0 | Constrained, otherwise capacity available =97 kVA | --> | 0.095 | 0 | 0 | 0 | 0 | Constrained, otherwise capacity available =95 kW | --> | E15 ex CLONROCHE | Clonroche [T421,T422] | WEXFORD |  | 52.4401 | -6.8078
054869Y | MV/LV Substation RA***869Y |  | 20 kV | _ | LV | 100 kVA :Pole Substation | 0.1 | --> | 0.1 | 0 | 0 | Constrained, otherwise capacity available =82 kVA | --> | 0.095 | 0 | 0 | 0 | 0 | Constrained, otherwise capacity available =93 kW | --> | E13 ex ABBEYLEIX | Abbeyleix [T422] | PORTLAOISE |  | 52.9518 | -7.354
026369 | MV/LV Substation KN***369 |  | 10 kV | _ | LV | 50 kVA :Pole Substation | 0.05 | --> | 0.05 | 0 | 0 | Constrained, otherwise capacity available =34 kVA | --> | 0.048 | 0 | 0.011 | 0 | 0 | Constrained, otherwise capacity available =37 kW | --> | C17 ex KINSALE | Kinsale [T41,T42] | BANDON |  | 51.7724 | -8.6285
0154294 | MV/LV Substation RI***4294 |  | 20 kV | _ | LV | 630 kVA :Kiosk Substation | 0.63 | --> | 0.63 | 0 | 0 | Constrained, otherwise capacity available =481 kVA | --> | 0.598 | 0 | 0.011 | 0 | 0 | Constrained, otherwise capacity available =570 kW | --> | E13 ex BLESSINGTON | Blessington [T421,T422] | KILTEEL |  | 53.1336 | -6.6203
093327X | MV/LV Substation SU***327X |  | 10 kV | _ | LV | 630 kVA :Building Structure | 0.63 | --> | 0.63 | 0 | 0 | Constrained, otherwise capacity available =396 kVA | --> | 0.598 | 0 | 0 | 0.5 | 0 |  | --> | C11 ex SUTTON | Sutton [T41,T42] | GRANGE (DR) |  | 53.3898 | -6.1105
288092X | MV/LV Substation AP***092X |  | 10 kV | _ | LV | 630 kVA :Building Structure | 0.63 | --> | 0.63 | 0 | 0 | Constrained, otherwise capacity available =474 kVA | --> | 0.598 | 0 | 0 | 0.5 | 0 |  | --> | C18 ex SANDYFORD | Sandyford [T41,T42] | CARRICKMINES |  | 53.2769 | -6.2174
254260 | MV/LV Substation MY***260 |  | 10 kV | _ | LV | 50 kVA :Pole Substation | 0.05 | --> | 0.05 | 0.049 | 10.7 |  | --> | 0.048 | 0 | 0 | 0 | 0 | Constrained, otherwise capacity available =47 kW | --> | C14 ex CLOON | Cloon [T42,T421] | CLOON |  | 53.4348 | -8.8796
111731Z | MV/LV Substation CO***731Z |  | 20 kV | _ | LV | 100 kVA :Pole Substation | 0.1 | --> | 0.1 | 0.093 | 0.94 |  | --> | 0.095 | 0 | 0 | 0 | 0 | Constrained, otherwise capacity available =94 kW | --> | E11 ex CASTLETOWNBERE | Castletownbere [T421] | BALLYLICKY |  | 51.6446 | -10.039
0524252 | MV/LV Substation TY***4252 |  | 20 kV | _ | LV | 200 kVA :Pole Substation | 0.2 | --> | 0.2 | 0 | 0 | Constrained, otherwise capacity available =60 kVA | --> | 0.19 | 0 | 0.005 | 0 | 0 | Constrained, otherwise capacity available =166 kW | --> | E20 ex BALLINDERRY | Ballinderry [T41,T422] | MULLINGAR |  | 53.3901 | -7.3782
132011 | MV/LV Substation CO***011 |  | 10 kV | _ | LV | 200 kVA :Pole Substation | 0.2 | --> | 0.2 | 0 | 0 | Constrained, otherwise capacity available =172 kVA | --> | 0.19 | 0 | 0 | 0 | 0 | Constrained, otherwise capacity available =186 kW | --> | C16 ex LOUGHREA | Loughrea [T41,T42] | SOMERSET |  | 53.1906 | -8.5646
150392X | MV/LV Substation JO***392X |  | 20 kV | _ | LV | 630 kVA :Kiosk Substation | 0.63 | --> | 0.63 | 0.5 | 3.96 |  | --> | 0.598 | 0 | 0 | 0 | 0 | Constrained, otherwise capacity available =596 kW | --> | E21 ex STRANORLAR | Stranorlar [T421,T422] | LETTERKENNY |  | 54.8054 | -7.7679
054723Y | MV/LV Substation HE***723Y |  | 10 kV | _ | LV | 630 kVA :Building Structure | 0.63 | --> | 0.63 | 0 | 0 | Constrained, otherwise capacity available =595 kVA | --> | 0.598 | 0 | 0 | 0 | 0 | Constrained, otherwise capacity available =594 kW | --> | C19 ex PORTLAOISE | Portlaoise [T41,T42] | PORTLAOISE |  | 53.0357 | -7.3017
063502X | MV/LV Substation KN***502X |  | 10 kV | _ | LV | 100 kVA :Pole Substation | 0.1 | --> | 0.1 | 0 | 0 | Constrained, otherwise capacity available =78 kVA | --> | 0.095 | 0 | 0.006 | 0 | 0 | Constrained, otherwise capacity available =87 kW | --> | C18 ex BALLYBAILIE | Ballybailie [T41,T42] | DUNDALK |  | 53.951 | -6.537
015488Z | MV/LV Substation OS***488Z |  | 10 kV | _ | LV | 100 kVA :Pole Substation | 0.1 | --> | 0.1 | 0.092 | 12.6 |  | --> | 0.095 | 0 | 0 | 0.094 | 0 |  | --> | C23 ex MONREAD | Monread [T101,T102] | MONREAD |  | 53.2392 | -6.6901
054706 | MV/LV Substation CL***706 |  | 10 kV | _ | LV | 30 kVA :Pole Substation | 0.03 | --> | 0.03 | 0 | 0 | Constrained, otherwise capacity available =21 kVA | --> | 0.028 | 0 | 0 | 0 | 0 | Constrained, otherwise capacity available =27 kW | --> | E14 ex ABBEYLEIX | Abbeyleix [T422] | PORTLAOISE |  | 52.8785 | -7.2885
021216Z | MV/LV Substation TE***216Z |  | 10 kV | _ | LV | 400 kVA :Building Structure | 0.4 | --> | 0.4 | 0 | 0 | Constrained, otherwise capacity available =375 kVA | --> | 0.38 | 0 | 0.02 | 0.362 | 0 |  | --> | C12 ex KILBARRY | Kilbarry [T101,T43] | KILBARRY |  | 51.9217 | -8.4721
015539Z | MV/LV Substation HO***539Z |  | 20 kV | _ | LV | 100 kVA :Pole Substation | 0.1 | --> | 0.1 | 0 | 0 | Constrained, otherwise capacity available =83 kVA | --> | 0.095 | 0 | 0.005 | 0 | 0 | Constrained, otherwise capacity available =89 kW | --> | E14 ex BLESSINGTON | Blessington [T421,T422] | KILTEEL |  | 53.126 | -6.5817
111791 | MV/LV Substation DU***791 |  | 20 kV | _ | LV | 50 kVA :Pole Substation | 0.05 | --> | 0.05 | 0 | 0 | Constrained, otherwise capacity available =35 kVA | --> | 0.048 | 0 | 0 | 0 | 0 | Constrained, otherwise capacity available =45 kW | --> | C12 ex BANTRY | Bantry [T41,T42] | BALLYLICKY |  | 51.6239 | -9.5187
007462Y | MV/LV Substation CL***462Y |  | 20 kV | _ | LV | 200 kVA :Pole Substation | 0.2 | --> | 0.2 | 0.14 | 16.12 |  | --> | 0.19 | 0 | 0 | 0.182 | 0 |  | --> | E21 ex WEXFORD | Wexford [T121,T122] | WEXFORD |  | 52.3839 | -6.4463
095106Y | MV/LV Substation LI***106Y |  | 10 kV | _ | LV | 50 kVA :Pole Substation | 0.05 | --> | 0.05 | 0.049 | 1.1 |  | --> | 0.048 | 0 | 0 | 0 | 0 | Constrained, otherwise capacity available =47 kW | --> | C26 ex KILKEE | Kilkee [T41] | TULLABRACK |  | 52.6844 | -9.6346
288074 | MV/LV Substation KI***074 |  | 10 kV | _ | LV | 400 kVA :Building Structure | 0.4 | --> | 0.4 | 0.303 | 2.36 |  | --> | 0.38 | 0 | 0 | 0.366 | 0 |  | --> | C11 ex BRAY | Bray [T41,T42] | FASSAROE |  | 53.178 | -6.3316
066654Z | MV/LV Substation TH***654Z |  | 20 kV | _ | LV | 400 kVA :Building Structure | 0.4 | --> | 0.4 | 0 | 0 | Constrained, otherwise capacity available =339 kVA | --> | 0.38 | 0 | 0 | 0 | 0 | Constrained, otherwise capacity available =372 kW | --> | E15 ex ASHBOURNE | Ashbourne [T421,T422] | FINGLAS |  | 53.5117 | -6.4016
1254178 | MV/LV Substation CO***4178 |  | 10 kV | _ | LV | 50 kVA :Pole Substation | 0.05 | --> | 0.05 | 0.048 | 0.22 |  | --> | 0.048 | 0 | 0 | 0 | 0 | Constrained, otherwise capacity available =47 kW | --> | C15 ex KILSHANNY | Kilshanny [T41,T42] | CAHIR |  | 52.2849 | -8.245
0014108 | MV/LV Substation LA***4108 |  | 10 kV | _ | LV | 630 kVA :Kiosk Substation | 0.63 | --> | 0.63 | 0.13 | 0.86 |  | --> | 0.598 | 0 | 0 | 0.5 | 0 |  | --> | C16 ex BELFIELD | Belfield [T41,T42] | BLACKROCK |  | 53.3178 | -6.2148
046182X | MV/LV Substation ID***182X |  | 10 kV | _ | LV | 630 kVA :Kiosk Substation | 0.63 | --> | 0.63 | 0.5 | 5.78 |  | --> | 0.598 | 0 | 0 | 0.5 | 0 |  | --> | C20 ex OAKFIELD | Oakfield [T41,T42] | SLIGO |  | 54.2736 | -8.5008
081007 | MV/LV Substation RA***007 |  | 10 kV | _ | LV | 400 kVA :Kiosk Substation | 0.4 | --> | 0.4 | 0 | 0 | Constrained, otherwise capacity available =147 kVA | --> | 0.38 | 0 | 0.016 | 0.332 | 0 |  | --> | C12 ex SEMPERIT | Semperit [T41,T42,T43] | GRANGE CASTLE |  | 53.3371 | -6.358
266422 | MV/LV Substation MU***422 |  | 20 kV | _ | LV | 50 kVA :Pole Substation | 0.05 | --> | 0.05 | 0 | 0 | Constrained, otherwise capacity available =50 kVA | --> | 0.048 | 0 | 0 | 0 | 0 | Constrained, otherwise capacity available =47 kW | --> | E18 ex CARNDONAGH | Carndonagh [T421,T422] | TRILLICK |  | 55.244 | -7.2689
006433 | MV/LV Substation CO***433 |  | 10 kV | _ | LV | 100 kVA :Pole Substation | 0.1 | --> | 0.1 | 0.092 | 1.29 |  | --> | 0.095 | 0 | 0.01 | 0 | 0 | Constrained, otherwise capacity available =86 kW | --> | C13 ex MONFIN | Monfin [T41,T42] | WEXFORD |  | 52.4349 | -6.5344
293602X | MV/LV Substation MY***602X |  | 20 kV | _ | LV | 100 kVA :Pole Substation | 0.1 | --> | 0.1 | 0.041 | 2.83 |  | --> | 0.095 | 0 | 0.004 | 0 | 0 | Constrained, otherwise capacity available =84 kW | --> | E13 ex BAGENALSTOWN | Bagenalstown [T421,T422] | CARLOW |  | 52.6865 | -6.7786
249123 | MV/LV Substation AR***123 |  | 10 kV | _ | LV | 100 kVA :Pole Substation | 0.1 | --> | 0.1 | 0 | 0 | Constrained, otherwise capacity available =65 kVA | --> | 0.095 | 0 | 0 | 0 | 0 | Constrained, otherwise capacity available =90 kW | --> | C19 ex LISMORE | Lismore [T41,T42] | DUNGARVAN |  | 52.1334 | -7.9285
120030 | MV/LV Substation O ***030 |  | 20 kV | _ | LV | 200 kVA :Pole Substation | 0.2 | --> | 0.2 | 0 | 0 | Constrained, otherwise capacity available =200 kVA | --> | 0.19 | 0 | 0 | 0 | 0 | Constrained, otherwise capacity available =190 kW | --> | E18 ex EDENDERRY | Edenderry [T421,T422] | BLAKE |  | 53.3414 | -7.0505
019035X | MV/LV Substation KN***035X |  | 10 kV | _ | LV | 50 kVA :Pole Substation | 0.05 | --> | 0.05 | 0.047 | 1.54 |  | --> | 0.048 | 0 | 0.006 | 0 | 0 | Constrained, otherwise capacity available =43 kW | --> | C22 ex BALLYARD | Ballyard [T41,T42] | TRALEE |  | 52.2259 | -9.8893
153012 | MV/LV Substation FA***012 |  | 20 kV | _ | LV | 50 kVA :Pole Substation | 0.05 | --> | 0.05 | 0 | 0 | Constrained, otherwise capacity available =46 kVA | --> | 0.048 | 0 | 0 | 0 | 0 | Constrained, otherwise capacity available =47 kW | --> | E11 ex BIRDHILL | Birdhill [T421,T422] | ARDNACRUSHA |  | 52.7516 | -8.3814
068925X | MV/LV Substation PO***925X |  | 10 kV | _ | LV | 1000 kVA :Kiosk Substation | 1 | --> | 1 | 0 | 0 | Constrained, otherwise capacity available =1000 kVA | --> | 0.95 | 0 | 0 | 0.5 | 0 |  | --> | C11 ex DRUMCONDRA | Drumcondra [T41,T42] | MCDERMOTT |  | 53.3598 | -6.256
0714084 | MV/LV Substation RO***4084 |  | 10 kV | _ | LV | 630 kVA :Kiosk Substation | 0.63 | --> | 0.63 | 0.5 | 5.58 |  | --> | 0.598 | 0 | 0 | 0.5 | 0 |  | --> | C11 ex KILCOOLE | Kilcoole [T41,T42] | FASSAROE |  | 53.0844 | -6.1139
293786 | MV/LV Substation BA***786 |  | 20 kV | _ | LV | 200 kVA :Pole Substation | 0.2 | --> | 0.2 | 0.179 | 0.43 |  | --> | 0.19 | 0 | 0.017 | 0 | 0 | Constrained, otherwise capacity available =174 kW | --> | E19 ex TULLOW | Tullow [T421,T422] | CARLOW |  | 52.8125 | -6.6294
069505 | MV/LV Substation DE***505 |  | 10 kV | _ | LV | 400 kVA :Kiosk Substation | 0.4 | --> | 0.4 | 0.177 | 4.91 |  | --> | 0.38 | 0 | 0.016 | 0.336 | 0 |  | --> | C18 ex CRUMLIN | Crumlin [T41,T42] | INCHICORE 220KV |  | 53.3222 | -6.3125
180937X | MV/LV Substation VA***937X |  | 10 kV | _ | LV | 50 kVA :Pole Substation | 0.05 | --> | 0.05 | 0 | 0 | Constrained, otherwise capacity available =50 kVA | --> | 0.048 | 0 | 0 | 0 | 0 | Constrained, otherwise capacity available =48 kW | --> | C17 ex ATHBOY | Athboy [T42] | NAVAN |  | 53.7119 | -7.0206
021244 | MV/LV Substation HA***244 |  | 10 kV | _ | LV | 50 kVA :Pole Substation | 0.05 | --> | 0.05 | 0.038 | 6.78 |  | --> | 0.048 | 0 | 0 | 0.046 | 0 |  | --> | C36 ex CASTLEVIEW | Castleview [T101,T102] | CASTLEVIEW |  | 51.8942 | -8.3421
075392Y | MV/LV Substation CL***392Y |  | 20 kV | _ | LV | 400 kVA :Kiosk Substation | 0.4 | --> | 0.4 | 0.347 | 0.58 |  | --> | 0.38 | 0 | 0 | 0 | 0 | Constrained, otherwise capacity available =373 kW | --> | E15 ex FERNS | Ferns [T421] | CRANE |  | 52.5869 | -6.5008
122021X | MV/LV Substation AR***021X |  | 10 kV | _ | LV | 100 kVA :Pole Substation | 0.1 | --> | 0.1 | 0.087 | 4.18 |  | --> | 0.095 | 0 | 0 | 0 | 0 | Constrained, otherwise capacity available =93 kW | --> | C18 ex KINGSCOURT | Kingscourt [T41,T42] | MEATH HILL |  | 53.9065 | -6.8159
154357 | MV/LV Substation HU***357 |  | 10 kV | _ | LV | 400 kVA :Kiosk Substation | 0.4 | --> | 0.4 | 0 | 0 | Constrained, otherwise capacity available =244 kVA | --> | 0.38 | 0 | 0.041 | 0 | 0 | Constrained, otherwise capacity available =328 kW | --> | C20 ex COOLMINE | Coolmine [T41,T42] | FINGLAS |  | 53.4003 | -6.4116
0694195 | MV/LV Substation ST***4195 |  | 10 kV | _ | LV | 1000 kVA :Building Structure | 1 | --> | 1 | 0.5 | 3.34 |  | --> | 0.95 | 0 | 0 | 0.5 | 0 |  | --> | C11 ex GREENHILLS | Greenhills [T42] | INCHICORE 220KV |  | 53.3177 | -6.3387
039145X | MV/LV Substation FU***145X |  | 10 kV | _ | LV | 50 kVA :Pole Substation | 0.05 | --> | 0.05 | 0.034 | 11.03 |  | --> | 0.048 | 0 | 0.005 | 0.042 | 0 |  | --> | C28 ex SALTHILL | Salthill [T101,T102] | SALTHILL |  | 53.2496 | -9.1924
067263Y | MV/LV Substation TR***263Y |  | 10 kV | _ | LV | 400 kVA :Building Structure | 0.4 | --> | 0.4 | 0 | 0 | Constrained, otherwise capacity available =303 kVA | --> | 0.38 | 0 | 0.04 | 0 | 0 | Constrained, otherwise capacity available =337 kW | --> | C20 ex CAHERDAVIN | Caherdavin [T41,T42] | ARDNACRUSHA |  | 52.6736 | -8.677
064133Z | MV/LV Substation SH***133Z |  | 20 kV | _ | LV | 50 kVA :Pole Substation | 0.05 | --> | 0.05 | 0 | 0 | Constrained, otherwise capacity available =42 kVA | --> | 0.048 | 0 | 0 | 0 | 0 | Constrained, otherwise capacity available =46 kW | --> | C17 ex DRYBRIDGE | Drybridge [T41,T42] | DRYBRIDGE |  | 53.7193 | -6.4572
007131X | MV/LV Substation TH***131X |  | 10 kV | _ | LV | 630 kVA :Kiosk Substation | 0.63 | --> | 0.63 | 0 | 0 | Constrained, otherwise capacity available =543 kVA | --> | 0.598 | 0 | 0 | 0 | 0 | Constrained, otherwise capacity available =587 kW | --> | C14 ex MULGANNON | Mulgannon [T41,T42] | WEXFORD |  | 52.3322 | -6.4584
0664354 | MV/LV Substation TH***4354 |  | 20 kV | _ | LV | 630 kVA :Kiosk Substation | 0.63 | --> | 0.63 | 0 | 0 | Constrained, otherwise capacity available =515 kVA | --> | 0.598 | 0 | 0.037 | 0 | 0 | Constrained, otherwise capacity available =555 kW | --> | E17 ex BALTRASNA | Baltrasna [T121,T122] | BALTRASNA |  | 53.5064 | -6.5327
039612X | MV/LV Substation SH***612X |  | 10 kV | _ | LV | 400 kVA :Kiosk Substation | 0.4 | --> | 0.4 | 0.39 | 3.45 |  | --> | 0.38 | 0 | 0.006 | 0.374 | 0 |  | --> | C19 ex TRIMMS LANE | Trimms Lane [T41,T42] | SALTHILL |  | 53.2692 | -9.0667
0664215 | MV/LV Substation DU***4215 |  | 20 kV | _ | LV | 630 kVA :Kiosk Substation | 0.63 | --> | 0.63 | 0 | 0 | Constrained, otherwise capacity available =466 kVA | --> | 0.598 | 0 | 0.255 | 0 | 0 | Constrained, otherwise capacity available =387 kW | --> | E17 ex BALTRASNA | Baltrasna [T121,T122] | BALTRASNA |  | 53.5161 | -6.5532
064909Y | MV/LV Substation RA***909Y |  | 20 kV | _ | LV | 200 kVA :Building Structure | 0.2 | --> | 0.2 | 0 | 0 | Constrained, otherwise capacity available =198 kVA | --> | 0.19 | 0 | 0 | 0 | 0 | Constrained, otherwise capacity available =190 kW | --> | E16 ex JULIANSTOWN | Julianstown [T421,T422] | DRYBRIDGE |  | 53.6782 | -6.2424
066149 | MV/LV Substation CA***149 |  | 10 kV | _ | LV | 200 kVA :Pole Substation | 0.2 | --> | 0.2 | 0 | 0 | Constrained, otherwise capacity available =88 kVA | --> | 0.19 | 0 | 0.03 | 0.152 | 0 |  | --> | C20 ex SUTTON | Sutton [T41,T42] | GRANGE (DR) |  | 53.3663 | -6.0642
058491Y | MV/LV Substation CA***491Y |  | 10 kV | _ | LV | 400 kVA :Kiosk Substation | 0.4 | --> | 0.4 | 0 | 0 | Constrained, otherwise capacity available =364 kVA | --> | 0.38 | 0 | 0.002 | 0 | 0 | Constrained, otherwise capacity available =374 kW | --> | C12 ex KYLEERAGH | Kyleeragh [T41,T42] | NENAGH |  | 52.8647 | -8.2217
0844184 | MV/LV Substation CA***4184 |  | 20 kV | _ | LV | 400 kVA :Kiosk Substation | 0.4 | --> | 0.4 | 0 | 0 | Constrained, otherwise capacity available =400 kVA | --> | 0.38 | 0 | 0 | 0 | 0 | Constrained, otherwise capacity available =380 kW | --> | E11 ex KILCOLGAN | Kilcolgan [T42,T421] | GALWAY 110KV |  | 53.1375 | -8.9335
0684597 | MV/LV Substation AS***4597 |  | 10 kV | _ | LV | 630 kVA :Kiosk Substation | 0.63 | --> | 0.63 | 0.5 | 1.86 |  | --> | 0.598 | 0 | 0.036 | 0.5 | 0 |  | --> | C15 ex FAIRVIEW | Fairview [T41] | MCDERMOTT |  | 53.369 | -6.212
132473X | MV/LV Substation AL***473X |  | 20 kV | _ | LV | 50 kVA :Pole Substation | 0.05 | --> | 0.05 | 0.042 | 1.62 |  | --> | 0.048 | 0 | 0 | 0 | 0 | Constrained, otherwise capacity available =46 kW | --> | C16 ex CURRA | Curra [T41] | SOMERSET |  | 53.0476 | -8.4016
039480 | MV/LV Substation CA***480 |  | 10 kV | _ | LV | 50 kVA :Pole Substation | 0.05 | --> | 0.05 | 0 | 0 | Constrained, otherwise capacity available =46 kVA | --> | 0.048 | 0 | 0.005 | 0 | 0 | Constrained, otherwise capacity available =43 kW | --> | C20 ex ORANMORE | Oranmore [T41,T44] | GALWAY 110KV |  | 53.2973 | -8.923
237236X | MV/LV Substation TH***236X |  | 20 kV | _ | LV | 200 kVA :Kiosk Substation | 0.2 | --> | 0.2 | 0 | 0 | Constrained, otherwise capacity available =173 kVA | --> | 0.19 | 0 | 0.002 | 0 | 0 | Constrained, otherwise capacity available =185 kW | --> | C12 ex DUNLEER | Dunleer [T41,T42] | DRYBRIDGE |  | 53.7939 | -6.2401
136967Y | MV/LV Substation RO***967Y |  | 10 kV | _ | LV | 50 kVA :Pole Substation | 0.05 | --> | 0.05 | 0 | 0 | Constrained, otherwise capacity available =49 kVA | --> | 0.048 | 0 | 0 | 0 | 0 | Constrained, otherwise capacity available =47 kW | --> | C19 ex ROSCOMMON | Roscommon [T41,T42] | LANESBORO |  | 53.6678 | -8.3105
020217 | MV/LV Substation CA***217 |  | 10 kV | _ | LV | 50 kVA :Pole Substation | 0.05 | --> | 0.05 | 0 | 0 | Constrained, otherwise capacity available =46 kVA | --> | 0.048 | 0 | 0 | 0 | 0 | Constrained, otherwise capacity available =47 kW | --> | C18 ex COOLCORCORAN | Coolcorcoran [T41,T42] | KNOCKEARAGH |  | 52.0785 | -9.5385
0604052 | MV/LV Substation LI***4052 |  | 20 kV | _ | LV | 50 kVA :Pole Substation | 0.05 | --> | 0.05 | 0 | 0 | Constrained, otherwise capacity available =48 kVA | --> | 0.048 | 0 | 0 | 0 | 0 | Constrained, otherwise capacity available =47 kW | --> | C17 ex CLONES | Clones [T41,T42] | SHANKILL |  | 54.1572 | -7.1308
293554Y | MV/LV Substation BA***554Y |  | 20 kV | _ | LV | 100 kVA :Pole Substation | 0.1 | --> | 0.1 | 0 | 0 | Constrained, otherwise capacity available =99 kVA | --> | 0.095 | 0 | 0 | 0 | 0 | Constrained, otherwise capacity available =95 kW | --> | E13 ex SHILLELAGH | Shillelagh [T421,T422] | CARLOW |  | 52.7801 | -6.5054
1194129 | MV/LV Substation KA***4129 |  | 10 kV | _ | LV | 400 kVA :Kiosk Substation | 0.4 | --> | 0.4 | 0 | 0 | Constrained, otherwise capacity available =375 kVA | --> | 0.38 | 0 | 0.021 | 0 | 0 | Constrained, otherwise capacity available =361 kW | --> | C12 ex KANTURK | Kanturk [T41,T42] | GLENLARA |  | 52.174 | -8.9118
127049 | MV/LV Substation IN***049 |  | 10 kV | _ | LV | 400 kVA :Kiosk Substation | 0.4 | --> | 0.4 | 0 | 0 | Constrained, otherwise capacity available =274 kVA | --> | 0.38 | 0 | 0.015 | 0 | 0 | Constrained, otherwise capacity available =351 kW | --> | C14 ex HOLYCROSS ROAD | Holycross Road [T41,T42] | THURLES |  | 52.6746 | -7.8175
065048 | MV/LV Substation CH***048 |  | 10 kV | _ | LV | 400 kVA :Kiosk Substation | 0.4 | --> | 0.4 | 0 | 0 | Constrained, otherwise capacity available =272 kVA | --> | 0.38 | 0 | 0.031 | 0.339 | 0 |  | --> | C24 ex STEPHENSTOWN | Stephenstown [T101,T102] | FINGLAS |  | 53.6095 | -6.1788
293456Y | MV/LV Substation BR***456Y |  | 20 kV | _ | LV | 50 kVA :Pole Substation | 0.05 | --> | 0.05 | 0 | 0 | Constrained, otherwise capacity available =50 kVA | --> | 0.048 | 0 | 0 | 0 | 0 | Constrained, otherwise capacity available =48 kW | --> | E19 ex SHILLELAGH | Shillelagh [T421,T422] | CARLOW |  | 52.7124 | -6.5225
001597 | MV/LV Substation O ***597 |  | 10 kV | _ | LV | 400 kVA :Kiosk Substation | 0.4 | --> | 0.4 | 0.371 | 1.55 |  | --> | 0.38 | 0 | 0.011 | 0.368 | 0 |  | --> | C22 ex MONKSTOWN | Monkstown [T41,T42] | BLACKROCK |  | 53.298 | -6.1778
154790 | MV/LV Substation BT***790 |  | 10 kV | _ | LV | 630 kVA :Building Structure | 0.63 | --> | 0.63 | 0 | 0 | Constrained, otherwise capacity available =458 kVA | --> | 0.598 | 0 | 0 | 0.5 | 0 |  | --> | C13 ex COLLEGE PARK | College Park [T101,T102,T103] | COLLEGE PARK |  | 53.3915 | -6.3909
010486X | MV/LV Substation SU***486X |  | 20 kV | _ | LV | 400 kVA :Building Structure | 0.4 | --> | 0.4 | 0 | 0 | Constrained, otherwise capacity available =271 kVA | --> | 0.38 | 0 | 0 | 0 | 0 | Constrained, otherwise capacity available =362 kW | --> | E11 ex BALLYHALE | Ballyhale [T42,T421] | KILKENNY |  | 52.5305 | -7.1398
281418Y | MV/LV Substation SA***418Y |  | 10 kV | _ | LV | 630 kVA :Building Structure | 0.63 | --> | 0.63 | 0.426 | 4.67 |  | --> | 0.598 | 0 | 0 | 0.5 | 0 |  | --> | C24 ex CENTRE PARK ROAD | Marina [T105,T106] | MARINA |  | 51.894 | -8.4675
167513Y | MV/LV Substation HA***513Y |  | 20 kV | _ | LV | 100 kVA :Pole Substation | 0.1 | --> | 0.1 | 0 | 0 | Constrained, otherwise capacity available =70 kVA | --> | 0.095 | 0 | 0.015 | 0 | 0 | Constrained, otherwise capacity available =80 kW | --> | E16 ex WHITECHURCH | Whitechurch [T421,T422] | KILBARRY |  | 51.9594 | -8.4753
293411X | MV/LV Substation TO***411X |  | 20 kV | _ | LV | 50 kVA :Pole Substation | 0.05 | --> | 0.05 | 0 | 0 | Constrained, otherwise capacity available =33 kVA | --> | 0.048 | 0 | 0 | 0 | 0 | Constrained, otherwise capacity available =45 kW | --> | E12 ex BALTINGLASS | Baltinglass [T421,T422] | STRATFORD |  | 53.0379 | -6.6721
061909 | MV/LV Substation LI***909 |  | 10 kV | _ | LV | 400 kVA :Building Structure | 0.4 | --> | 0.4 | 0.337 | 2.04 |  | --> | 0.38 | 0 | 0 | 0 | 0 | Constrained, otherwise capacity available =371 kW | --> | C18 ex BALLYBAY | Ballybay [T41,T42] | LISDRUM |  | 54.151 | -7.0042
0154153 | MV/LV Substation OL***4153 |  | 10 kV | _ | LV | 200 kVA :Kiosk Substation | 0.2 | --> | 0.2 | 0 | 0 | Constrained, otherwise capacity available =148 kVA | --> | 0.19 | 0 | 0.026 | 0 | 0 | Constrained, otherwise capacity available =163 kW | --> | C11 ex SALLINS | Sallins [T41,T42] | GRIFFINRATH |  | 53.2453 | -6.6693
004173Y | MV/LV Substation LU***173Y |  | 20 kV | _ | LV | 100 kVA :Pole Substation | 0.1 | --> | 0.1 | 0 | 0 | Constrained, otherwise capacity available =96 kVA | --> | 0.095 | 0 | 0 | 0 | 0 | Constrained, otherwise capacity available =94 kW | --> | E13 ex SHILLELAGH | Shillelagh [T421,T422] | CARLOW |  | 52.8002 | -6.4551
041845 | MV/LV Substation CL***845 |  | 10 kV | _ | LV | 50 kVA :Pole Substation | 0.05 | --> | 0.05 | 0 | 0 | Constrained, otherwise capacity available =43 kVA | --> | 0.048 | 0 | 0 | 0 | 0 | Constrained, otherwise capacity available =46 kW | --> | E13 ex DALTON | Dalton [T421,T422] | DALTON |  | 53.7234 | -8.9815
020562X | MV/LV Substation MO***562X |  | 10 kV | _ | LV | 100 kVA :Pole Substation | 0.1 | --> | 0.1 | 0 | 0 | Constrained, otherwise capacity available =90 kVA | --> | 0.095 | 0 | 0 | 0 | 0 | Constrained, otherwise capacity available =94 kW | --> | C11 ex COOLCORCORAN | Coolcorcoran [T41,T42] | KNOCKEARAGH |  | 52.0623 | -9.5036
0524786 | MV/LV Substation RA***4786 |  | 20 kV | _ | LV | 630 kVA :Kiosk Substation | 0.63 | --> | 0.63 | 0 | 0 | Constrained, otherwise capacity available =630 kVA | --> | 0.598 | 0 | 0 | 0 | 0 | Constrained, otherwise capacity available =598 kW | --> | E14 ex BALLINDERRY | Ballinderry [T41,T422] | MULLINGAR |  | 53.4195 | -7.2941
032373 | MV/LV Substation KI***373 |  | 20 kV | _ | LV | 50 kVA :Pole Substation | 0.05 | --> | 0.05 | 0 | 0 | Constrained, otherwise capacity available =30 kVA | --> | 0.048 | 0 | 0.016 | 0 | 0 | Constrained, otherwise capacity available =33 kW | --> | E13 ex KILCARRAGH | Kilcarragh [T421,T422] | BUTLERSTOWN |  | 52.1642 | -7.0062
067053X | MV/LV Substation RO***053X |  | 10 kV | _ | LV | 200 kVA :Kiosk Substation | 0.2 | --> | 0.2 | 0 | 0 | Constrained, otherwise capacity available =141 kVA | --> | 0.19 | 0 | 0.018 | 0.168 | 0 |  | --> | C20 ex GARRYOWEN | Garryowen [T41,T42] | LIMERICK |  | 52.6455 | -8.6294
249370 | MV/LV Substation RO***370 |  | 10 kV | _ | LV | 50 kVA :Pole Substation | 0.05 | --> | 0.05 | 0 | 0 | Constrained, otherwise capacity available =45 kVA | --> | 0.048 | 0 | 0 | 0 | 0 | Constrained, otherwise capacity available =47 kW | --> | C15 ex KILCLOHER | Kilcloher [T41,T42] | DUNGARVAN |  | 52.1193 | -7.768
0214278 | MV/LV Substation HA***4278 |  | 10 kV | _ | LV | 630 kVA :Building Structure | 0.63 | --> | 0.63 | 0.454 | 6.78 |  | --> | 0.598 | 0 | 0 | 0.5 | 0 |  | --> | C36 ex CASTLEVIEW | Castleview [T101,T102] | CASTLEVIEW |  | 51.8923 | -8.3319
154627 | MV/LV Substation DE***627 |  | 10 kV | _ | LV | 100 kVA :Pole Substation | 0.1 | --> | 0.1 | 0 | 0 | Constrained, otherwise capacity available =43 kVA | --> | 0.095 | 0 | 0 | 0.087 | 0 |  | --> | C20 ex COLLEGE PARK | College Park [T101,T102,T103] | COLLEGE PARK |  | 53.3899 | -6.3734
281023 | MV/LV Substation LA***023 |  | 10 kV | _ | LV | 400 kVA :Kiosk Substation | 0.4 | --> | 0.4 | 0 | 0 | Constrained, otherwise capacity available =233 kVA | --> | 0.38 | 0 | 0.054 | 0 | 0 | Constrained, otherwise capacity available =316 kW | --> | C16 ex DOUGLAS | Douglas [T41,T42] | TRABEG |  | 51.8838 | -8.4378
117481 | MV/LV Substation FA***481 |  | 20 kV | _ | LV | 400 kVA :Kiosk Substation | 0.4 | --> | 0.4 | 0 | 0 | Constrained, otherwise capacity available =306 kVA | --> | 0.38 | 0 | 0.025 | 0 | 0 | Constrained, otherwise capacity available =348 kW | --> | E14 ex COLLOONEY | Collooney [T421,T422] | SLIGO |  | 54.174 | -8.6016
001231 | MV/LV Substation BE***231 |  | 10 kV | _ | LV | 400 kVA :Kiosk Substation | 0.4 | --> | 0.4 | 0.297 | 4.01 |  | --> | 0.38 | 0 | 0.074 | 0.311 | 0 |  | --> | C11 ex BALLINCLEA | Ballinclea [T41] | CHERRYWOOD |  | 53.2754 | -6.127
160729Y | MV/LV Substation SU***729Y |  | 20 kV | _ | LV | 630 kVA :Kiosk Substation | 0.63 | --> | 0.63 | 0 | 0 | Constrained, otherwise capacity available =510 kVA | --> | 0.598 | 0 | 0 | 0 | 0 | Constrained, otherwise capacity available =582 kW | --> | E11 ex PORTLAOISE |  |  |  | 53.0447 | -7.2675
066834Z | MV/LV Substation ME***834Z |  | 10 kV | _ | LV | 630 kVA :Building Structure | 0.63 | --> | 0.63 | 0 | 0 | Constrained, otherwise capacity available =571 kVA | --> | 0.598 | 0 | 0 | 0.5 | 0 |  | --> | C20 ex COLLINSTOWN | Collinstown [T41,T42] | GRANGE (DR) |  | 53.4382 | -6.2262
066279Z | MV/LV Substation KI***279Z |  | 20 kV | _ | LV | 200 kVA :Kiosk Substation | 0.2 | --> | 0.2 | 0 | 0 | Constrained, otherwise capacity available =159 kVA | --> | 0.19 | 0 | 0 | 0 | 0 | Constrained, otherwise capacity available =184 kW | --> | E16 ex ASHBOURNE | Ashbourne [T421,T422] | FINGLAS |  | 53.5147 | -6.4053
293096 | MV/LV Substation CU***096 |  | 20 kV | _ | LV | 50 kVA :Pole Substation | 0.05 | --> | 0.05 | 0.05 | 2.83 |  | --> | 0.048 | 0 | 0 | 0 | 0 | Constrained, otherwise capacity available =47 kW | --> | E17 ex BAGENALSTOWN | Bagenalstown [T421,T422] | CARLOW |  | 52.7075 | -6.9257
033065 | MV/LV Substation KI***065 |  | 20 kV | _ | LV | 50 kVA :Pole Substation | 0.05 | --> | 0.05 | 0 | 0 | Constrained, otherwise capacity available =35 kVA | --> | 0.048 | 0 | 0 | 0 | 0 | Constrained, otherwise capacity available =46 kW | --> | E17 ex KILMACTHOMAS | Kilmacthomas [T421,T422] | DUNGARVAN |  | 52.2433 | -7.4268
068377 | MV/LV Substation CO***377 |  | 10 kV | _ | LV | 630 kVA :Building Structure | 0.63 | --> | 0.63 | 0 | 0 | Constrained, otherwise capacity available =465 kVA | --> | 0.598 | 0 | 0 | 0.5 | 0 |  | --> | C12 ex GLOUCESTER PLACE | Gloucester Place [T41,T42] | MCDERMOTT |  | 53.3522 | -6.2531
1204376 | MV/LV Substation CL***4376 |  | 20 kV | _ | LV | 200 kVA :Pole Substation | 0.2 | --> | 0.2 | 0 | 0 | Constrained, otherwise capacity available =120 kVA | --> | 0.19 | 0 | 0 | 0 | 0 | Constrained, otherwise capacity available =179 kW | --> | E20 ex EDENDERRY | Edenderry [T421,T422] | BLAKE |  | 53.2894 | -7.0881
041692X | MV/LV Substation BR***692X |  | 20 kV | _ | LV | 50 kVA :Pole Substation | 0.05 | --> | 0.05 | 0 | 0 | Constrained, otherwise capacity available =48 kVA | --> | 0.048 | 0 | 0 | 0 | 0 | Constrained, otherwise capacity available =47 kW | --> | E19 ex DALTON | Dalton [T421,T422] | DALTON |  | 53.701 | -9.009
1184146 | MV/LV Substation SQ***4146 |  | 10 kV | _ | LV | 100 kVA :Pole Substation | 0.1 | --> | 0.1 | 0.1 | 2 |  | --> | 0.095 | 0 | 0 | 0 | 0 | Constrained, otherwise capacity available =95 kW | --> | C17 ex BALLINASLOE | Ballinasloe [T41,T42] | SOMERSET |  | 53.3232 | -8.2164
366363 | MV/LV Substation DE***363 |  | 20 kV | _ | LV | 50 kVA :Pole Substation | 0.05 | --> | 0.05 | 0.046 | 1.47 |  | --> | 0.048 | 0 | 0 | 0.047 | 0 |  | --> | C16 ex SCREEB | Screeb [T41] | SCREEB |  | 53.3893 | -9.5527
1964080 | MV/LV Substation AL***4080 |  | 10 kV | _ | LV | 400 kVA :Kiosk Substation | 0.4 | --> | 0.4 | 0 | 0 | Constrained, otherwise capacity available =321 kVA | --> | 0.38 | 0 | 0 | 0 | 0 | Constrained, otherwise capacity available =369 kW | --> | C15 ex TRIM | Trim [T41,T42] | NAVAN |  | 53.5557 | -6.795
0624127 | MV/LV Substation BL***4127 |  | 10 kV | _ | LV | 400 kVA :Kiosk Substation | 0.4 | --> | 0.4 | 0.361 | 3.12 |  | --> | 0.38 | 0 | 0.005 | 0 | 0 | Constrained, otherwise capacity available =371 kW | --> | C21 ex MARSHES | Marshes [T41,T42] | DUNDALK |  | 53.9641 | -6.379
081411X | MV/LV Substation GR***411X |  | 10 kV | _ | LV | 400 kVA :Kiosk Substation | 0.4 | --> | 0.4 | 0 | 0 | Constrained, otherwise capacity available =240 kVA | --> | 0.38 | 0 | 0.007 | 0.352 | 0 |  | --> | C11 ex LIFFEY VALLEY | Liffey Valley [T41,T42] | INCHICORE 220KV |  | 53.3501 | -6.3949
067042X | MV/LV Substation MO***042X |  | 10 kV | _ | LV | 400 kVA :Kiosk Substation | 0.4 | --> | 0.4 | 0 | 0 | Constrained, otherwise capacity available =284 kVA | --> | 0.38 | 0 | 0.133 | 0 | 0 | Constrained, otherwise capacity available =265 kW | --> | C21 ex CASTLETROY | Castletroy [T41,T42] | ARDNACRUSHA |  | 52.6625 | -8.5509
031345Y | MV/LV Substation FE***345Y |  | 20 kV | _ | LV | 50 kVA :Pole Substation | 0.05 | --> | 0.05 | 0 | 0 | Constrained, otherwise capacity available =46 kVA | --> | 0.048 | 0 | 0 | 0 | 0 | Constrained, otherwise capacity available =47 kW | --> | E16 ex KILMACTHOMAS | Kilmacthomas [T421,T422] | DUNGARVAN |  | 52.1195 | -7.5035
151045 | MV/LV Substation BA***045 |  | 10 kV | _ | LV | 50 kVA :Pole Substation | 0.05 | --> | 0.05 | 0 | 0 | Constrained, otherwise capacity available =34 kVA | --> | 0.048 | 0 | 0 | 0 | 0 | Constrained, otherwise capacity available =45 kW | --> | C15 ex GARRYSPILLANE | Garryspillane [T41] | TIPPERARY |  | 52.3647 | -8.3262
039391 | MV/LV Substation RO***391 |  | 10 kV | _ | LV | 630 kVA :Building Structure | 0.63 | --> | 0.63 | 0 | 0 | Constrained, otherwise capacity available =494 kVA | --> | 0.598 | 0 | 0.008 | 0 | 0 | Constrained, otherwise capacity available =574 kW | --> | C12 ex HEADFORD ROAD | Headford Road [T41,T42] | GALWAY 110KV |  | 53.2763 | -9.0496
0714038 | MV/LV Substation SE***4038 |  | 10 kV | _ | LV | 630 kVA :Kiosk Substation | 0.63 | --> | 0.63 | 0 | 0 | Constrained, otherwise capacity available =630 kVA | --> | 0.598 | 0 | 0 | 0.5 | 0 | Constrained, otherwise capacity available =598 kW | --> | C15 ex GREYSTONES | Greystones [T41,T42] | FASSAROE |  | 53.1464 | -6.0861
066202 | MV/LV Substation EV***202 |  | 20 kV | _ | LV | 400 kVA :Building Structure | 0.4 | --> | 0.4 | 0 | 0 | Constrained, otherwise capacity available =367 kVA | --> | 0.38 | 0 | 0 | 0 | 0 | Constrained, otherwise capacity available =376 kW | --> | E11 ex GLASMORE | Glasmore [T421,T422] | GLASMORE |  | 53.4689 | -6.2122
011746Z | MV/LV Substation TU***746Z |  | 10 kV | _ | LV | 100 kVA :Pole Substation | 0.1 | --> | 0.1 | 0 | 0 | Constrained, otherwise capacity available =90 kVA | --> | 0.095 | 0 | 0.02 | 0 | 0 | Constrained, otherwise capacity available =79 kW | --> | C15 ex TALBOTS INCH | Talbots Inch [T41,T42] | KILKENNY |  | 52.6615 | -7.4435
042772 | MV/LV Substation RO***772 |  | 10 kV | _ | LV | 400 kVA :Kiosk Substation | 0.4 | --> | 0.4 | 0.31 | 1.93 |  | --> | 0.38 | 0 | 0.008 | 0 | 0 | Constrained, otherwise capacity available =362 kW | --> | C16 ex TURLOUGH ROAD | Turlough Road [T41,T42] | CASTLEBAR |  | 53.8654 | -9.3035
066285X | MV/LV Substation FO***285X |  | 10 kV | _ | LV | 400 kVA :Kiosk Substation | 0.4 | --> | 0.4 | 0 | 0 | Constrained, otherwise capacity available =223 kVA | --> | 0.38 | 0 | 0.065 | 0 | 0 | Constrained, otherwise capacity available =307 kW | --> | E12 ex GLASMORE | Glasmore [T421,T422] | GLASMORE |  | 53.451 | -6.2419
1544177 | MV/LV Substation IR***4177 |  | 10 kV | _ | LV | 400 kVA :Building Structure | 0.4 | --> | 0.4 | 0 | 0 | Constrained, otherwise capacity available =145 kVA | --> | 0.38 | 0 | 0 | 0.371 | 0 |  | --> | C20 ex COLLEGE PARK | College Park [T101,T102,T103] | COLLEGE PARK |  | 53.3891 | -6.3744
238578X | MV/LV Substation LA***578X |  | 20 kV | _ | LV | 50 kVA :Pole Substation | 0.05 | --> | 0.05 | 0 | 0 | Constrained, otherwise capacity available =50 kVA | --> | 0.048 | 0 | 0 | 0 | 0 | Constrained, otherwise capacity available =48 kW | --> | E17 ex BALLINROBE | Ballinrobe [T421,T422] | DALTON |  | 53.6388 | -9.1819
064920 | MV/LV Substation GL***920 |  | 20 kV | _ | LV | 50 kVA :Pole Substation | 0.05 | --> | 0.05 | 0 | 0 | Constrained, otherwise capacity available =34 kVA | --> | 0.048 | 0 | 0 | 0 | 0 | Constrained, otherwise capacity available =45 kW | --> | C17 ex DRYBRIDGE | Drybridge [T41,T42] | DRYBRIDGE |  | 53.7388 | -6.4369
081124Z | MV/LV Substation AV***124Z |  | 10 kV | _ | LV | 630 kVA :Building Structure | 0.63 | --> | 0.63 | 0 | 0 | Constrained, otherwise capacity available =493 kVA | --> | 0.598 | 0 | 0 | 0.5 | 0 |  | --> | C14 ex LIFFEY VALLEY | Liffey Valley [T41,T42] | INCHICORE 220KV |  | 53.3525 | -6.4076
064405X | MV/LV Substation SA***405X |  | 20 kV | _ | LV | 50 kVA :Pole Substation | 0.05 | --> | 0.05 | 0 | 0 | Constrained, otherwise capacity available =49 kVA | --> | 0.048 | 0 | 0 | 0 | 0 | Constrained, otherwise capacity available =47 kW | --> | E16 ex JULIANSTOWN | Julianstown [T421,T422] | DRYBRIDGE |  | 53.6545 | -6.2627
017166 | MV/LV Substation N ***166 |  | 20 kV | _ | LV | 50 kVA :Pole Substation | 0.05 | --> | 0.05 | 0.011 | 7.48 |  | --> | 0.048 | 0 | 0 | 0 | 0 | Constrained, otherwise capacity available =42 kW | --> | E12 ex CHURCHTOWN | Churchtown [T422] | RATHKEALE |  | 52.4549 | -9.0677
365942 | MV/LV Substation D.***942 |  | 10 kV | _ | LV | 630 kVA :Building Structure | 0.63 | --> | 0.63 | 0 | 0 | Constrained, otherwise capacity available =483 kVA | --> | 0.598 | 0 | 0 | 0.5 | 0 |  | --> | C13 ex CLONDALKIN | Clondalkin [T41,T42,T44] | INCHICORE 220KV |  | 53.3246 | -6.359
0644106 | MV/LV Substation RO***4106 |  | 20 kV | _ | LV | 200 kVA :Kiosk Substation | 0.2 | --> | 0.2 | 0 | 0 | Constrained, otherwise capacity available =184 kVA | --> | 0.19 | 0 | 0 | 0 | 0 | Constrained, otherwise capacity available =188 kW | --> | E21 ex SLANE | Slane [T421] | DRYBRIDGE |  | 53.7047 | -6.5575
288266X | MV/LV Substation PA***266X |  | 10 kV | _ | LV | 1000 kVA :Building Structure | 1 | --> | 1 | 0 | 0 | Constrained, otherwise capacity available =788 kVA | --> | 0.95 | 0 | 0 | 0.5 | 0 |  | --> | C14 ex CARRICKMINES | Carrickmines [T41,T42] | CARRICKMINES |  | 53.2598 | -6.2219
043398 | MV/LV Substation CO***398 |  | 20 kV | _ | LV | 200 kVA :Pole Substation | 0.2 | --> | 0.2 | 0.2 | 0.43 |  | --> | 0.19 | 0 | 0 | 0 | 0 | Constrained, otherwise capacity available =190 kW | --> | C20 ex SWINFORD | Swinford [T41,T42] | CASTLEBAR |  | 53.8805 | -8.8515
110121X | MV/LV Substation KE***121X |  | 20 kV | _ | LV | 200 kVA :Kiosk Substation | 0.2 | --> | 0.2 | 0.189 | 0.76 |  | --> | 0.19 | 0 | 0 | 0 | 0 | Constrained, otherwise capacity available =188 kW | --> | E19 ex KENMARE | Kenmare [T421] | KNOCKEARAGH |  | 51.8786 | -9.6709
0044073 | MV/LV Substation GL***4073 |  | 10 kV | _ | LV | 100 kVA :Pole Substation | 0.1 | --> | 0.1 | 0.1 | 18.08 |  | --> | 0.095 | 0 | 0 | 0.095 | 0 |  | --> | C13 ex ARKLOW | Arklow [T101,T102] | ARKLOW |  | 52.8055 | -6.1949
068582 | MV/LV Substation HE***582 |  | 10 kV | _ | LV | 1000 kVA :Building Structure | 1 | --> | 1 | 0.5 | 4.6 |  | --> | 0.95 | 0 | 0.02 | 0.5 | 0 |  | --> | C17 ex KINGSBRIDGE | Kingsbridge [T41,T42] | INCHICORE 220KV |  | 53.3462 | -6.2927
120053Y | MV/LV Substation CO***053Y |  | 20 kV | _ | LV | 400 kVA :Kiosk Substation | 0.4 | --> | 0.4 | 0.338 | 3.5 |  | --> | 0.38 | 0 | 0 | 0 | 0 | Constrained, otherwise capacity available =371 kW | --> | E11 ex DUNFIRTH | Dunfirth [T122] | DUNFIRTH |  | 53.4138 | -6.8291
009185 | MV/LV Substation AV***185 |  | 10 kV | _ | LV | 400 kVA :Kiosk Substation | 0.4 | --> | 0.4 | 0 | 0 | Constrained, otherwise capacity available =327 kVA | --> | 0.38 | 0 | 0.012 | 0 | 0 | Constrained, otherwise capacity available =361 kW | --> | C12 ex GRANGE (SR) | Grange (sr) [T41,T42] | BUTLERSTOWN |  | 52.2384 | -7.116
1644089 | MV/LV Substation GO***4089 |  | 10 kV | _ | LV | 50 kVA :Pole Substation | 0.05 | --> | 0.05 | 0 | 0 | Constrained, otherwise capacity available =41 kVA | --> | 0.048 | 0 | 0 | 0 | 0 | Constrained, otherwise capacity available =46 kW | --> | C17 ex SKIBBEREEN | Skibbereen [T41,T42] | DUNMANWAY |  | 51.5209 | -9.208
032136Y | MV/LV Substation MO***136Y |  | 20 kV | _ | LV | 200 kVA :Kiosk Substation | 0.2 | --> | 0.2 | 0 | 0 | Constrained, otherwise capacity available =126 kVA | --> | 0.19 | 0 | 0.028 | 0 | 0 | Constrained, otherwise capacity available =159 kW | --> | C19 ex TRAMORE | Tramore [T41,T42] | BUTLERSTOWN |  | 52.171 | -7.1571
0214204 | MV/LV Substation HA***4204 |  | 10 kV | _ | LV | 400 kVA :Kiosk Substation | 0.4 | --> | 0.4 | 0 | 0 | Constrained, otherwise capacity available =387 kVA | --> | 0.38 | 0 | 0 | 0 | 0 | Constrained, otherwise capacity available =378 kW | --> | C16 ex KILLACLOYNE | Killacloyne [T41,T42] | MIDLETON |  | 51.9127 | -8.3162
151328 | MV/LV Substation DA***328 |  | 10 kV | _ | LV | 50 kVA :Pole Substation | 0.05 | --> | 0.05 | 0 | 0 | Constrained, otherwise capacity available =49 kVA | --> | 0.048 | 0 | 0 | 0 | 0 | Constrained, otherwise capacity available =47 kW | --> | C12 ex GARRYSPILLANE | Garryspillane [T41] | TIPPERARY |  | 52.3087 | -8.4075
066538Z | MV/LV Substation RA***538Z |  | 20 kV | _ | LV | 100 kVA :Pole Substation | 0.1 | --> | 0.1 | 0 | 0 | Constrained, otherwise capacity available =78 kVA | --> | 0.095 | 0 | 0 | 0 | 0 | Constrained, otherwise capacity available =92 kW | --> | E17 ex BALTRASNA | Baltrasna [T121,T122] | BALTRASNA |  | 53.5092 | -6.4794
255341X | MV/LV Substation CO***341X |  | 20 kV | _ | LV | 50 kVA :Pole Substation | 0.05 | --> | 0.05 | 0 | 0 | Constrained, otherwise capacity available =50 kVA | --> | 0.048 | 0 | 0 | 0 | 0 | Constrained, otherwise capacity available =48 kW | --> | E12 ex KILLYBEGS | Killybegs [T422] | BINBANE |  | 54.6376 | -8.33
039093 | MV/LV Substation PA***093 |  | 10 kV | _ | LV | 630 kVA :Kiosk Substation | 0.63 | --> | 0.63 | 0.413 | 3.45 |  | --> | 0.598 | 0 | 0.024 | 0.5 | 0 |  | --> | C18 ex TRIMMS LANE | Trimms Lane [T41,T42] | SALTHILL |  | 53.269 | -9.0639
0014067 | MV/LV Substation RO***4067 |  | 10 kV | _ | LV | 630 kVA :Kiosk Substation | 0.63 | --> | 0.63 | 0.477 | 1.23 |  | --> | 0.598 | 0 | 0.118 | 0.49 | 0 |  | --> | C20 ex SALLYNOGGIN ROAD | Sallynoggin Road [T41,T42] | CHERRYWOOD |  | 53.2863 | -6.1404
154136Z | MV/LV Substation NO***136Z |  | 10 kV | _ | LV | 630 kVA :Building Structure | 0.63 | --> | 0.63 | 0 | 0 | Constrained, otherwise capacity available =497 kVA | --> | 0.598 | 0 | 0.051 | 0 | 0 | Constrained, otherwise capacity available =542 kW | --> | C18 ex BALLYCOOLIN | Ballycoolin [T41,T42,T43] | FINGLAS |  | 53.4108 | -6.3509
009082 | MV/LV Substation RO***082 |  | 10 kV | _ | LV | 100 kVA :Pole Substation | 0.1 | --> | 0.1 | 0.076 | 8.16 |  | --> | 0.095 | 0 | 0.004 | 0 | 0 | Constrained, otherwise capacity available =89 kW | --> | C13 ex MOUNT MISERY | Mount Misery [T41,T42] | WATERFORD |  | 52.2609 | -7.0955
042734X | MV/LV Substation WH***734X |  | 10 kV | _ | LV | 400 kVA :Kiosk Substation | 0.4 | --> | 0.4 | 0.323 | 1.93 |  | --> | 0.38 | 0 | 0.005 | 0 | 0 | Constrained, otherwise capacity available =366 kW | --> | C13 ex TURLOUGH ROAD | Turlough Road [T41,T42] | CASTLEBAR |  | 53.8675 | -9.2832
004412Y | MV/LV Substation CL***412Y |  | 10 kV | _ | LV | 400 kVA :Kiosk Substation | 0.4 | --> | 0.4 | 0.371 | 18.08 |  | --> | 0.38 | 0 | 0 | 0.376 | 0 |  | --> | C19 ex ARKLOW | Arklow [T101,T102] | ARKLOW |  | 52.8078 | -6.1412
048167X | MV/LV Substation LO***167X |  | 20 kV | _ | LV | 400 kVA :Kiosk Substation | 0.4 | --> | 0.4 | 0.322 | 2.03 |  | --> | 0.38 | 0 | 0 | 0 | 0 | Constrained, otherwise capacity available =369 kW | --> | E16 ex MOHILL | Mohill [T421,T422] | CARRICK ON SHANNON |  | 53.8956 | -7.8488
281810Z | MV/LV Substation VI***810Z |  | 10 kV | _ | LV | 630 kVA :Building Structure | 0.63 | --> | 0.63 | 0 | 0 | Constrained, otherwise capacity available =521 kVA | --> | 0.598 | 0 | 0 | 0 | 0 | Constrained, otherwise capacity available =583 kW | --> | C14 ex DENNEHYS CROSS | Dennehys Cross [T41,T42] | TRABEG |  | 51.8925 | -8.5052
0054006 | MV/LV Substation BA***4006 |  | 20 kV | _ | LV | 50 kVA :Pole Substation | 0.05 | --> | 0.05 | 0.05 | 17.8 |  | --> | 0.048 | 0 | 0 | 0.048 | 0 |  | --> | E22 ex BANOGE | Banoge [T121,T122] | BANOGE |  | 52.6476 | -6.3166
081225X | MV/LV Substation CL***225X |  | 10 kV | _ | LV | 630 kVA :Building Structure | 0.63 | --> | 0.63 | 0 | 0 | Constrained, otherwise capacity available =509 kVA | --> | 0.598 | 0 | 0.04 | 0.5 | 0 |  | --> | C28 ex CLONDALKIN | Clondalkin [T41,T42,T44] | INCHICORE 220KV |  | 53.3302 | -6.3901
138050 | MV/LV Substation BL***050 |  | 10 kV | _ | LV | 50 kVA :Pole Substation | 0.05 | --> | 0.05 | 0.043 | 2.18 |  | --> | 0.048 | 0 | 0 | 0 | 0 | Constrained, otherwise capacity available =46 kW | --> | C21 ex BAILIEBORO | Bailieboro [T41,T42] | MEATH HILL |  | 53.8897 | -6.9471
064195 | MV/LV Substation I.***195 |  | 10 kV | _ | LV | 630 kVA :Building Structure | 0.63 | --> | 0.63 | 0 | 0 | Constrained, otherwise capacity available =573 kVA | --> | 0.598 | 0 | 0 | 0 | 0 | Constrained, otherwise capacity available =591 kW | --> | C18 ex RATHMULLAN | Rathmullan [T41,T42] | DRYBRIDGE |  | 53.7036 | -6.3657
001101 | MV/LV Substation NE***101 |  | 10 kV | _ | LV | 400 kVA :Kiosk Substation | 0.4 | --> | 0.4 | 0.21 | 1.16 |  | --> | 0.38 | 0 | 0.046 | 0.319 | 0 |  | --> | C14 ex DEANSGRANGE | Deansgrange [T41,T42] | CARRICKMINES |  | 53.2818 | -6.1794
011238X | MV/LV Substation CA***238X |  | 10 kV | _ | LV | 200 kVA :Kiosk Substation | 0.2 | --> | 0.2 | 0.183 | 2.8 |  | --> | 0.19 | 0 | 0 | 0 | 0 | Constrained, otherwise capacity available =188 kW | --> | C13 ex PURCELLS INCH | Purcells Inch [T41,T42] | KILKENNY |  | 52.6475 | -7.2362
288097 | MV/LV Substation SU***097 |  | 10 kV | _ | LV | 400 kVA :Kiosk Substation | 0.4 | --> | 0.4 | 0.041 | 0.04 | Constrained, otherwise capacity available =277 kVA | --> | 0.38 | 0 | 0.003 | 0.361 | 0 |  | --> | C13 ex LITTLE BRAY | Little Bray [T41,T42] | FASSAROE |  | 53.2072 | -6.1143
4174077 | MV/LV Substation MC***4077 |  | 20 kV | _ | LV | 50 kVA :Pole Substation | 0.05 | --> | 0.05 | 0.05 | 8.5 |  | --> | 0.048 | 0 | 0 | 0 | 0 | Constrained, otherwise capacity available =48 kW | --> | E12 ex ARIGNA | Arigna [T121] | ARIGNA |  | 54.2472 | -7.8902
355094X | MV/LV Substation NO***094X |  | 10 kV | _ | LV | 50 kVA :Pole Substation | 0.05 | --> | 0.05 | 0.047 | 0.06 |  | --> | 0.048 | 0 | 0 | 0 | 0 | Constrained, otherwise capacity available =47 kW | --> | C17 ex TUBBERCURRY | Tubbercurry [T41,T42] | TONROE |  | 54.0127 | -8.809
2534617 | MV/LV Substation BU***4617 |  | 20 kV | _ | LV | 50 kVA :Pole Substation | 0.05 | --> | 0.05 | 0 | 0 | Constrained, otherwise capacity available =50 kVA | --> | 0.048 | 0 | 0 | 0 | 0 | Constrained, otherwise capacity available =48 kW | --> | E17 ex HEADFORD | Headford [T41,T42] | CLOON |  | 53.4305 | -9.0165
017513X | MV/LV Substation CR***513X |  | 10 kV | _ | LV | 100 kVA :Pole Substation | 0.1 | --> | 0.1 | 0.091 | 1.05 |  | --> | 0.095 | 0 | 0.006 | 0 | 0 | Constrained, otherwise capacity available =89 kW | --> | C16 ex NEWCASTLEWEST | Newcastlewest [T41,T42] | RATHKEALE |  | 52.4979 | -9.0623
018842 | MV/LV Substation MI***842 |  | 10 kV | _ | LV | 1000 kVA :Building Structure | 1 | --> | 1 | 0.5 | 3.75 |  | --> | 0.95 | 0 | 0.003 | 0 | 0 | Constrained, otherwise capacity available =920 kW | --> | C11 ex SMEARLA | Smearla [T41,T42] | TRIEN |  | 52.4471 | -9.4848
0234323 | MV/LV Substation BE***4323 |  | 20 kV | _ | LV | 50 kVA :Pole Substation | 0.05 | --> | 0.05 | 0 | 0 | Constrained, otherwise capacity available =41 kVA | --> | 0.048 | 0 | 0 | 0 | 0 | Constrained, otherwise capacity available =46 kW | --> | C18 ex COOLCARRON | Coolcarron [T41,T42] | BARRYMORE |  | 52.1334 | -8.2354
093372 | MV/LV Substation CL***372 |  | 10 kV | _ | LV | 400 kVA :Kiosk Substation | 0.4 | --> | 0.4 | 0 | 0 | Constrained, otherwise capacity available =355 kVA | --> | 0.38 | 0 | 0 | 0.374 | 0 |  | --> | C17 ex KILMORE | Kilmore [T101,T102,T103] | FINGLAS |  | 53.4044 | -6.2176
243080X | MV/LV Substation BA***080X |  | 20 kV | _ | LV | 100 kVA :Pole Substation | 0.1 | --> | 0.1 | 0 | 0 | Constrained, otherwise capacity available =98 kVA | --> | 0.095 | 0 | 0 | 0 | 0 | Constrained, otherwise capacity available =95 kW | --> | E16 ex DINGLE | Dingle [T421,T422] | OUGHTRAGH |  | 52.1442 | -10.2163
099282X | MV/LV Substation JO***282X |  | 10 kV | _ | LV | 630 kVA :Kiosk Substation | 0.63 | --> | 0.63 | 0.5 | 2.96 |  | --> | 0.598 | 0 | 0.005 | 0 | 0 | Constrained, otherwise capacity available =588 kW | --> | C12 ex BALLYRAINE | Ballyraine [T41,T42] | LETTERKENNY |  | 54.9579 | -7.7088
066411Z | MV/LV Substation MA***411Z |  | 10 kV | _ | LV | 630 kVA :Building Structure | 0.63 | --> | 0.63 | 0 | 0 | Constrained, otherwise capacity available =605 kVA | --> | 0.598 | 0 | 0 | 0 | 0 | Constrained, otherwise capacity available =595 kW | --> | C15 ex MALAHIDE | Malahide [T41,T42] | GLASMORE |  | 53.4384 | -6.1531
1394135 | MV/LV Substation HO***4135 |  | 20 kV | _ | LV | 200 kVA :Kiosk Substation | 0.2 | --> | 0.2 | 0 | 0 | Constrained, otherwise capacity available =200 kVA | --> | 0.19 | 0 | 0 | 0 | 0 | Constrained, otherwise capacity available =190 kW | --> | E20 ex OLDCASTLE |  |  |  | 53.7724 | -7.1526
039226 | MV/LV Substation LY***226 |  | 10 kV | _ | LV | 400 kVA :Kiosk Substation | 0.4 | --> | 0.4 | 0.251 | 11.03 |  | --> | 0.38 | 0 | 0.004 | 0.357 | 0 |  | --> | C34 ex SALTHILL | Salthill [T101,T102] | SALTHILL |  | 53.2751 | -9.0765
074057 | MV/LV Substation MA***057 |  | 20 kV | _ | LV | 100 kVA :Pole Substation | 0.1 | --> | 0.1 | 0.1 | 8.5 |  | --> | 0.095 | 0 | 0 | 0 | 0 | Constrained, otherwise capacity available =95 kW | --> | E14 ex ARIGNA | Arigna [T121] | ARIGNA |  | 54.0513 | -8.043
293037 | MV/LV Substation TU***037 |  | 20 kV | _ | LV | 400 kVA :Kiosk Substation | 0.4 | --> | 0.4 | 0.238 | 0.43 |  | --> | 0.38 | 0 | 0.03 | 0 | 0 | Constrained, otherwise capacity available =335 kW | --> | E15 ex TULLOW | Tullow [T421,T422] | CARLOW |  | 52.7964 | -6.749
021401Z | MV/LV Substation CL***401Z |  | 10 kV | _ | LV | 630 kVA :Building Structure | 0.63 | --> | 0.63 | 0 | 0 | Constrained, otherwise capacity available =583 kVA | --> | 0.598 | 0 | 0 | 0.5 | 0 |  | --> | C25 ex KILBARRY | Kilbarry [T101,T43] | KILBARRY |  | 51.9018 | -8.5168
021292Z | MV/LV Substation GL***292Z |  | 10 kV | _ | LV | 200 kVA :Kiosk Substation | 0.2 | --> | 0.2 | 0 | 0 | Constrained, otherwise capacity available =160 kVA | --> | 0.19 | 0 | 0.022 | 0.168 | 0 |  | --> | C17 ex KILBARRY | Kilbarry [T101,T43] | KILBARRY |  | 51.9101 | -8.4557
0664290 | MV/LV Substation BR***4290 |  | 10 kV | _ | LV | 630 kVA :Building Structure | 0.63 | --> | 0.63 | 0.5 | 12.96 |  | --> | 0.598 | 0 | 0 | 0.5 | 0 |  | --> | C28 ex ARTANE | Artane [T101,T102] | FINGLAS |  | 53.379 | -6.2043
0704303 | MV/LV Substation GL***4303 |  | 10 kV | _ | LV | 50 kVA :Pole Substation | 0.05 | --> | 0.05 | 0.05 | 0.76 |  | --> | 0.048 | 0 | 0 | 0 | 0 | Constrained, otherwise capacity available =48 kW | --> | C11 ex RATHMORE | Rathmore [T42,T421] | KNOCKEARAGH |  | 52.0592 | -9.2796
071011 | MV/LV Substation KI***011 |  | 10 kV | _ | LV | 50 kVA :Pole Substation | 0.05 | --> | 0.05 | 0.022 | 5.58 |  | --> | 0.048 | 0 | 0 | 0.044 | 0 |  | --> | C14 ex KILCOOLE | Kilcoole [T41,T42] | FASSAROE |  | 53.11 | -6.1044
248771X | MV/LV Substation SP***771X |  | 20 kV | _ | LV | 200 kVA :Kiosk Substation | 0.2 | --> | 0.2 | 0 | 0 | Constrained, otherwise capacity available =171 kVA | --> | 0.19 | 0 | 0.006 | 0 | 0 | Constrained, otherwise capacity available =182 kW | --> | E14 ex KILCOCK | Kilcock [T421,T422] | GRIFFINRATH |  | 53.4055 | -6.6781
068632X | MV/LV Substation PA***632X |  | 10 kV | _ | LV | 1000 kVA :Building Structure | 1 | --> | 1 | 0.5 | 9.99 |  | --> | 0.95 | 0 | 0 | 0.5 | 0 |  | --> | C11 ex HAROLDS CROSS | Harolds Cross [T101,T102] | POOLBEG |  | 53.3339 | -6.2618
184888 | MV/LV Substation CO***888 |  | 10 kV | _ | LV | 100 kVA :Pole Substation | 0.1 | --> | 0.1 | 0.095 | 3.38 |  | --> | 0.095 | 0 | 0 | 0 | 0 | Constrained, otherwise capacity available =94 kW | --> | C18 ex CASTLEBLAYNEY | Castleblayney [T41,T42] | DUNDALK |  | 54.1271 | -6.7523
069782 | MV/LV Substation ES***782 |  | 10 kV | _ | LV | 630 kVA :Building Structure | 0.63 | --> | 0.63 | 0 | 0 | Constrained, otherwise capacity available =568 kVA | --> | 0.598 | 0 | 0 | 0.5 | 0 |  | --> | C20 ex DONNYBROOK | Donnybrook [T41,T42] | MILLTOWN (DR) |  | 53.3305 | -6.2323
010183X | MV/LV Substation NO***183X |  | 20 kV | _ | LV | 400 kVA :Kiosk Substation | 0.4 | --> | 0.4 | 0 | 0 | Constrained, otherwise capacity available =384 kVA | --> | 0.38 | 0 | 0 | 0 | 0 | Constrained, otherwise capacity available =378 kW | --> | E11 ex BALLYHALE | Ballyhale [T42,T421] | KILKENNY |  | 52.5271 | -7.194
196313X | MV/LV Substation EF***313X |  | 10 kV | _ | LV | 400 kVA :Building Structure | 0.4 | --> | 0.4 | 0 | 0 | Constrained, otherwise capacity available =350 kVA | --> | 0.38 | 0 | 0 | 0 | 0 | Constrained, otherwise capacity available =373 kW | --> | C17 ex TRIM | Trim [T41,T42] | NAVAN |  | 53.5476 | -6.7502
007631 | MV/LV Substation RA***631 |  | 20 kV | _ | LV | 50 kVA :Pole Substation | 0.05 | --> | 0.05 | 0.039 | 1.4 |  | --> | 0.048 | 0 | 0.015 | 0 | 0 | Constrained, otherwise capacity available =35 kW | --> | E20 ex KILLINICK | Killinick [T421,T422] | WEXFORD |  | 52.2558 | -6.4417
0824234 | MV/LV Substation DU***4234 |  | 20 kV | _ | LV | 400 kVA :Kiosk Substation | 0.4 | --> | 0.4 | 0 | 0 | Constrained, otherwise capacity available =300 kVA | --> | 0.38 | 0 | 0.029 | 0 | 0 | Constrained, otherwise capacity available =345 kW | --> | E12 ex ACADEMY STREET | Academy Street [T421,T422,T44] | NAVAN |  | 53.6469 | -6.6526
078054 | MV/LV Substation KN***054 |  | 10 kV | _ | LV | 200 kVA :Pole Substation | 0.2 | --> | 0.2 | 0 | 0 | Constrained, otherwise capacity available =194 kVA | --> | 0.19 | 0 | 0 | 0 | 0 | Constrained, otherwise capacity available =189 kW | --> | C13 ex CHARLESTOWN | Charlestown [T41] | TONROE |  | 53.9139 | -8.811
157050X | MV/LV Substation AL***050X |  | 20 kV | _ | LV | 50 kVA :Pole Substation | 0.05 | --> | 0.05 | 0.048 | 1.55 |  | --> | 0.048 | 0 | 0 | 0 | 0 | Constrained, otherwise capacity available =47 kW | --> | E11 ex CARRIGALLEN | Carrigallen [T421] | CARRICK ON SHANNON |  | 54.1458 | -7.7943
154706 | MV/LV Substation BR***706 |  | 20 kV | _ | LV | 200 kVA :Pole Substation | 0.2 | --> | 0.2 | 0 | 0 | Constrained, otherwise capacity available =160 kVA | --> | 0.19 | 0 | 0.005 | 0.181 | 0 |  | --> | C21 ex MACETOWN | Macetown [T101,T102] | MACETOWN |  | 53.4312 | -6.4603
1564041 | MV/LV Substation DE***4041 |  | 20 kV | _ | LV | 50 kVA :Pole Substation | 0.05 | --> | 0.05 | 0 | 0 | Constrained, otherwise capacity available =48 kVA | --> | 0.048 | 0 | 0 | 0 | 0 | Constrained, otherwise capacity available =47 kW | --> | E14 ex EMYVALE | Emyvale [T422] | LISDRUM |  | 54.3555 | -7.0191
288932 | MV/LV Substation GL***932 |  | 10 kV | _ | LV | 400 kVA :Kiosk Substation | 0.4 | --> | 0.4 | 0 | 0 | Constrained, otherwise capacity available =260 kVA | --> | 0.38 | 0 | 0.091 | 0.293 | 0 |  | --> | C19 ex CARRICKMINES | Carrickmines [T41,T42] | CARRICKMINES |  | 53.2628 | -6.2072
082537Y | MV/LV Substation LO***537Y |  | 20 kV | _ | LV | 200 kVA :Pole Substation | 0.2 | --> | 0.2 | 0 | 0 | Constrained, otherwise capacity available =165 kVA | --> | 0.19 | 0 | 0.017 | 0 | 0 | Constrained, otherwise capacity available =173 kW | --> | E19 ex SLANE | Slane [T421] | DRYBRIDGE |  | 53.7857 | -6.6466
025067X | MV/LV Substation KI***067X |  | 20 kV | _ | LV | 50 kVA :Pole Substation | 0.05 | --> | 0.05 | 0.045 | 2.96 |  | --> | 0.048 | 0 | 0 | 0 | 0 | Constrained, otherwise capacity available =47 kW | --> | E12 ex CHARLEVILLE | Charleville [T421,T422] | CHARLEVILLE |  | 52.3424 | -8.716
156470X | MV/LV Substation DR***470X |  | 20 kV | _ | LV | 50 kVA :Pole Substation | 0.05 | --> | 0.05 | 0.048 | 2.47 |  | --> | 0.048 | 0 | 0 | 0 | 0 | Constrained, otherwise capacity available =47 kW | --> | E19 ex TELAYDON | Telaydon [T42,T421] | LISDRUM |  | 54.3152 | -7.0066
014013Z | MV/LV Substation MA***013Z |  | 10 kV | _ | LV | 200 kVA :Kiosk Substation | 0.2 | --> | 0.2 | 0 | 0 | Constrained, otherwise capacity available =120 kVA | --> | 0.19 | 0 | 0.009 | 0 | 0 | Constrained, otherwise capacity available =172 kW | --> | C20 ex KILDARE | Kildare [T41,T42] | NEWBRIDGE |  | 53.1679 | -6.9117
069668 | MV/LV Substation MA***668 |  | 10 kV | _ | LV | 1000 kVA :Building Structure | 1 | --> | 1 | 0.5 | 9.28 |  | --> | 0.95 | 0 | 0 | 0.5 | 0 |  | --> | C06 ex PEMBROKE | Pembroke [T41,T42,T43,T44] | RINGSEND |  | 53.3272 | -6.2321
047618 | MV/LV Substation KE***618 |  | 10 kV | _ | LV | 50 kVA :Pole Substation | 0.05 | --> | 0.05 | 0.047 | 1.04 |  | --> | 0.048 | 0 | 0 | 0 | 0 | Constrained, otherwise capacity available =47 kW | --> | C17 ex BOYLE | Boyle [T41,T42] | CARRICK ON SHANNON |  | 53.9694 | -8.2549
071222 | MV/LV Substation NE***222 |  | 10 kV | _ | LV | 50 kVA :Pole Substation | 0.05 | --> | 0.05 | 0.027 | 5.58 |  | --> | 0.048 | 0 | 0 | 0.044 | 0 |  | --> | C11 ex KILCOOLE | Kilcoole [T41,T42] | FASSAROE |  | 53.0763 | -6.0863
025099 | MV/LV Substation BU***099 |  | 20 kV | _ | LV | 100 kVA :Pole Substation | 0.1 | --> | 0.1 | 0.083 | 2.96 |  | --> | 0.095 | 0 | 0 | 0 | 0 | Constrained, otherwise capacity available =93 kW | --> | E14 ex CHARLEVILLE | Charleville [T421,T422] | CHARLEVILLE |  | 52.3432 | -8.6792
046419 | MV/LV Substation PR***419 |  | 10 kV | _ | LV | 33 kVA :Pole Substation | 0.033 | --> | 0.033 | 0.02 | 5.78 |  | --> | 0.031 | 0 | 0.014 | 0.019 | 0 |  | --> | C13 ex OAKFIELD | Oakfield [T41,T42] | SLIGO |  | 54.2511 | -8.555
0084272 | MV/LV Substation SH***4272 |  | 20 kV | _ | LV | 50 kVA :Pole Substation | 0.05 | --> | 0.05 | 0.049 | 0.24 |  | --> | 0.048 | 0 | 0 | 0 | 0 | Constrained, otherwise capacity available =47 kW | --> | C20 ex ROSBERCON | Rosbercon [T41,T42] | WATERFORD |  | 52.3867 | -6.9893
144030 | MV/LV Substation DI***030 |  | 10 kV | _ | LV | 200 kVA :Pole Substation | 0.2 | --> | 0.2 | 0 | 0 | Constrained, otherwise capacity available =148 kVA | --> | 0.19 | 0 | 0.008 | 0 | 0 | Constrained, otherwise capacity available =177 kW | --> | C16 ex CASTLECOMER | Castlecomer [T41,T42] | BALLYRAGGET |  | 52.8003 | -7.2143
014271X | MV/LV Substation DU***271X |  | 20 kV | _ | LV | 50 kVA :Pole Substation | 0.05 | --> | 0.05 | 0.049 | 0.12 |  | --> | 0.048 | 0 | 0 | 0.047 | 0 |  | --> | C26 ex ATHY | Athy [T101,T102] | ATHY |  | 53.1196 | -6.9959
293704Z | MV/LV Substation BA***704Z |  | 20 kV | _ | LV | 100 kVA :Pole Substation | 0.1 | --> | 0.1 | 0 | 0 | Constrained, otherwise capacity available =91 kVA | --> | 0.095 | 0 | 0 | 0 | 0 | Constrained, otherwise capacity available =94 kW | --> | E13 ex BALTINGLASS | Baltinglass [T421,T422] | STRATFORD |  | 52.9049 | -6.7532
1494131 | MV/LV Substation FA***4131 |  | 10 kV | _ | LV | 400 kVA :Kiosk Substation | 0.4 | --> | 0.4 | 0 | 0 | Constrained, otherwise capacity available =400 kVA | --> | 0.38 | 0 | 0 | 0 | 0 | Constrained, otherwise capacity available =380 kW | --> | C13 ex DONEGAL | Donegal [T41,T42] | CATHALEENS FALL |  | 54.6541 | -8.0927
167259 | MV/LV Substation RI***259 |  | 20 kV | _ | LV | 50 kVA :Pole Substation | 0.05 | --> | 0.05 | 0 | 0 | Constrained, otherwise capacity available =32 kVA | --> | 0.048 | 0 | 0 | 0 | 0 | Constrained, otherwise capacity available =45 kW | --> | E15 ex WHITECHURCH | Whitechurch [T421,T422] | KILBARRY |  | 51.9543 | -8.5356
081140Z | MV/LV Substation CH***140Z |  | 10 kV | _ | LV | 400 kVA :Kiosk Substation | 0.4 | --> | 0.4 | 0 | 0 | Constrained, otherwise capacity available =323 kVA | --> | 0.38 | 0 | 0 | 0 | 0 | Constrained, otherwise capacity available =369 kW | --> | C17 ex PALMERSTOWN | Palmerstown [T41,T42] | FINGLAS |  | 53.3349 | -6.3741
067920 | MV/LV Substation CR***920 |  | 10 kV | _ | LV | 50 kVA :Pole Substation | 0.05 | --> | 0.05 | 0 | 0 | Constrained, otherwise capacity available =36 kVA | --> | 0.048 | 0 | 0.028 | 0 | 0 | Constrained, otherwise capacity available =25 kW | --> | E16 ex CRATLOE | Cratloe [T421,T422] | ARDNACRUSHA |  | 52.6902 | -8.7418
1544041 | MV/LV Substation LE***4041 |  | 10 kV | _ | LV | 400 kVA :Kiosk Substation | 0.4 | --> | 0.4 | 0 | 0 | Constrained, otherwise capacity available =365 kVA | --> | 0.38 | 0 | 0 | 0 | 0 | Constrained, otherwise capacity available =375 kW | --> | C17 ex LEIXLIP | Leixlip [T41,T42] | GRIFFINRATH |  | 53.371 | -6.5134
2564047 | MV/LV Substation WI***4047 |  | 10 kV | _ | LV | 50 kVA :Pole Substation | 0.05 | --> | 0.05 | 0.05 | 1.28 |  | --> | 0.048 | 0 | 0 | 0 | 0 | Constrained, otherwise capacity available =48 kW | --> | C21 ex CASTLEREA | Castlerea [T41,T42] | CARRICK ON SHANNON |  | 53.7287 | -8.4696
238516 | MV/LV Substation BL***516 |  | 20 kV | _ | LV | 50 kVA :Pole Substation | 0.05 | --> | 0.05 | 0 | 0 | Constrained, otherwise capacity available =38 kVA | --> | 0.048 | 0 | 0 | 0 | 0 | Constrained, otherwise capacity available =46 kW | --> | E17 ex BALLINROBE | Ballinrobe [T421,T422] | DALTON |  | 53.6763 | -9.1308
164957X | MV/LV Substation LE***957X |  | 10 kV | _ | LV | 630 kVA :Building Structure | 0.63 | --> | 0.63 | 0 | 0 | Constrained, otherwise capacity available =563 kVA | --> | 0.598 | 0 | 0 | 0 | 0 | Constrained, otherwise capacity available =589 kW | --> | C15 ex SKIBBEREEN | Skibbereen [T41,T42] | DUNMANWAY |  | 51.5498 | -9.2668
365696X | MV/LV Substation GL***696X |  | 10 kV | _ | LV | 50 kVA :Pole Substation | 0.05 | --> | 0.05 | 0 | 0 | Constrained, otherwise capacity available =39 kVA | --> | 0.048 | 0 | 0 | 0.046 | 0 |  | --> | C21 ex OLDBAWN | Oldbawn [T41,T42] | COOKSTOWN |  | 53.271 | -6.3608
281055X | MV/LV Substation SW***055X |  | 10 kV | _ | LV | 200 kVA :Building Structure | 0.2 | --> | 0.2 | 0 | 0 | Constrained, otherwise capacity available =127 kVA | --> | 0.19 | 0 | 0 | 0 | 0 | Constrained, otherwise capacity available =180 kW | --> | C14 ex TOGHER | Togher [T41,T42] | TRABEG |  | 51.8742 | -8.4892
276406 | MV/LV Substation BU***406 |  | 10 kV | _ | LV | 200 kVA :Pole Substation | 0.2 | --> | 0.2 | 0.173 | 0.76 |  | --> | 0.19 | 0 | 0.006 | 0 | 0 | Constrained, otherwise capacity available =182 kW | --> | C18 ex WOODFORD | Woodford [T41,T42] | KNOCKEARAGH |  | 52.0453 | -9.5209
014031Y | MV/LV Substation EA***031Y |  | 10 kV | _ | LV | 200 kVA :Kiosk Substation | 0.2 | --> | 0.2 | 0.165 | 0.63 |  | --> | 0.19 | 0 | 0.01 | 0 | 0 | Constrained, otherwise capacity available =178 kW | --> | C16 ex KILCULLEN | Kilcullen [T41,T42,T424] | STRATFORD |  | 53.1047 | -6.8572
288090 | MV/LV Substation FE***090 |  | 10 kV | _ | LV | 400 kVA :Kiosk Substation | 0.4 | --> | 0.4 | 0.041 | 0.04 | Constrained, otherwise capacity available =341 kVA | --> | 0.38 | 0 | 0 | 0.372 | 0 |  | --> | C16 ex LITTLE BRAY | Little Bray [T41,T42] | FASSAROE |  | 53.2155 | -6.1291
021396Z | MV/LV Substation TR***396Z |  | 10 kV | _ | LV | 50 kVA :Pole Substation | 0.05 | --> | 0.05 | 0 | 0 | Constrained, otherwise capacity available =41 kVA | --> | 0.048 | 0 | 0 | 0.046 | 0 |  | --> | C31 ex KILBARRY | Kilbarry [T101,T43] | KILBARRY |  | 51.9531 | -8.44
064480X | MV/LV Substation EL***480X |  | 20 kV | _ | LV | 100 kVA :Pole Substation | 0.1 | --> | 0.1 | 0 | 0 | Constrained, otherwise capacity available =87 kVA | --> | 0.095 | 0 | 0 | 0 | 0 | Constrained, otherwise capacity available =93 kW | --> | E17 ex JULIANSTOWN | Julianstown [T421,T422] | DRYBRIDGE |  | 53.67 | -6.2843
021114Z | MV/LV Substation RO***114Z |  | 10 kV | _ | LV | 100 kVA :Pole Substation | 0.1 | --> | 0.1 | 0 | 0 | Constrained, otherwise capacity available =76 kVA | --> | 0.095 | 0 | 0.015 | 0.081 | 0 |  | --> | C31 ex KILBARRY | Kilbarry [T101,T43] | KILBARRY |  | 51.9339 | -8.467
350992 | MV/LV Substation CO***992 |  | 10 kV | _ | LV | 50 kVA :Pole Substation | 0.05 | --> | 0.05 | 0.049 | 1.57 |  | --> | 0.048 | 0 | 0 | 0 | 0 | Constrained, otherwise capacity available =47 kW | --> | C18 ex BUNDORAN | Bundoran [T41,T42] | CATHALEENS FALL |  | 54.4318 | -8.326
068021X | MV/LV Substation TR***021X |  | 10 kV | _ | LV | 400 kVA :Building Structure | 0.4 | --> | 0.4 | 0.25 | 20.78 |  | --> | 0.38 | 0 | 0 | 0.359 | 0 |  | --> | C26 ex HEUSTON SQUARE | Heuston Square [T101,T102] | INCHICORE 220KV |  | 53.3459 | -6.2802
037748X | MV/LV Substation DR***748X |  | 10 kV | _ | LV | 400 kVA :Kiosk Substation | 0.4 | --> | 0.4 | 0 | 0 | Constrained, otherwise capacity available =332 kVA | --> | 0.38 | 0 | 0.016 | 0 | 0 | Constrained, otherwise capacity available =359 kW | --> | C15 ex ENNIS NORTH | Ennis North [T41,T42] | ENNIS |  | 52.8521 | -8.9997
365107 | MV/LV Substation MI***107 |  | 10 kV | _ | LV | 630 kVA :Kiosk Substation | 0.63 | --> | 0.63 | 0 | 0 | Constrained, otherwise capacity available =415 kVA | --> | 0.598 | 0 | 0.169 | 0.443 | 0 |  | --> | C16 ex SAGGART | Saggart [T41,T42] | GRANGE CASTLE |  | 53.2801 | -6.45
012751X | MV/LV Substation LO***751X |  | 20 kV | _ | LV | 630 kVA :Building Structure | 0.63 | --> | 0.63 | 0.5 | 2.83 |  | --> | 0.598 | 0 | 0.13 | 0 | 0 | Constrained, otherwise capacity available =500 kW | --> | E12 ex BAGENALSTOWN | Bagenalstown [T421,T422] | CARLOW |  | 52.7031 | -6.9671
164415X | MV/LV Substation GE***415X |  | 10 kV | _ | LV | 200 kVA :Pole Substation | 0.2 | --> | 0.2 | 0 | 0 | Constrained, otherwise capacity available =200 kVA | --> | 0.19 | 0 | 0 | 0 | 0 | Constrained, otherwise capacity available =190 kW | --> | C22 ex SKIBBEREEN | Skibbereen [T41,T42] | DUNMANWAY |  | 51.4408 | -9.5066
154016Z | MV/LV Substation HU***016Z |  | 10 kV | _ | LV | 200 kVA :Kiosk Substation | 0.2 | --> | 0.2 | 0 | 0 | Constrained, otherwise capacity available =107 kVA | --> | 0.19 | 0 | 0.032 | 0.153 | 0 |  | --> | C41 ex COLLEGE PARK | College Park [T101,T102,T103] | COLLEGE PARK |  | 53.4011 | -6.422
0074302 | MV/LV Substation RA***4302 |  | 20 kV | _ | LV | 50 kVA :Pole Substation | 0.05 | --> | 0.05 | 0.05 | 16.12 |  | --> | 0.048 | 0 | 0 | 0.048 | 0 |  | --> | E17 ex WEXFORD | Wexford [T121,T122] | WEXFORD |  | 52.3108 | -6.7136
064798Y | MV/LV Substation GR***798Y |  | 20 kV | _ | LV | 200 kVA :Kiosk Substation | 0.2 | --> | 0.2 | 0 | 0 | Constrained, otherwise capacity available =150 kVA | --> | 0.19 | 0 | 0.008 | 0 | 0 | Constrained, otherwise capacity available =177 kW | --> | E15 ex JULIANSTOWN | Julianstown [T421,T422] | DRYBRIDGE |  | 53.631 | -6.2666
093172 | MV/LV Substation DU***172 |  | 10 kV | _ | LV | 50 kVA :Pole Substation | 0.05 | --> | 0.05 | 0.043 | 7.91 |  | --> | 0.048 | 0 | 0 | 0.047 | 0 |  | --> | C26 ex PELLETSTOWN | Pelletstown [T101,T102] | FINGLAS |  | 53.3865 | -6.3225
281335Z | MV/LV Substation RO***335Z |  | 10 kV | _ | LV | 200 kVA :Pole Substation | 0.2 | --> | 0.2 | 0.161 | 10.79 |  | --> | 0.19 | 0 | 0 | 0.185 | 0 |  | --> | C12 ex FACTORY CROSS | Factory Cross [T41,T42] | BARNAHELY |  | 51.8315 | -8.3077
009100 | MV/LV Substation LI***100 |  | 10 kV | _ | LV | 400 kVA :Building Structure | 0.4 | --> | 0.4 | 0 | 0 | Constrained, otherwise capacity available =248 kVA | --> | 0.38 | 0 | 0.029 | 0 | 0 | Constrained, otherwise capacity available =337 kW | --> | C30 ex WATERFORD IND EST | Waterford Ind Est [T41,T42,T44] | BUTLERSTOWN |  | 52.2523 | -7.1348
0544115 | MV/LV Substation CL***4115 |  | 10 kV | _ | LV | 50 kVA :Pole Substation | 0.05 | --> | 0.05 | 0 | 0 | Constrained, otherwise capacity available =50 kVA | --> | 0.048 | 0 | 0 | 0 | 0 | Constrained, otherwise capacity available =48 kW | --> | C12 ex MOUNTRATH | Mountrath [T41,T42] | PORTLAOISE |  | 53.0116 | -7.4202
281178Z | MV/LV Substation BR***178Z |  | 10 kV | _ | LV | 200 kVA :Kiosk Substation | 0.2 | --> | 0.2 | 0 | 0 | Constrained, otherwise capacity available =129 kVA | --> | 0.19 | 0 | 0 | 0 | 0 | Constrained, otherwise capacity available =180 kW | --> | C24 ex DENNEHYS CROSS | Dennehys Cross [T41,T42] | TRABEG |  | 51.8916 | -8.5019
068061X | MV/LV Substation PA***061X |  | 10 kV | _ | LV | 630 kVA :Kiosk Substation | 0.63 | --> | 0.63 | 0.476 | 4.6 |  | --> | 0.598 | 0 | 0.008 | 0.5 | 0 |  | --> | C17 ex KINGSBRIDGE | Kingsbridge [T41,T42] | INCHICORE 220KV |  | 53.3518 | -6.2891
007526Y | MV/LV Substation CA***526Y |  | 20 kV | _ | LV | 50 kVA :Pole Substation | 0.05 | --> | 0.05 | 0.028 | 16.12 |  | --> | 0.048 | 0 | 0.01 | 0.037 | 0 |  | --> | E21 ex WEXFORD | Wexford [T121,T122] | WEXFORD |  | 52.3848 | -6.4559
069074 | MV/LV Substation BL***074 |  | 10 kV | _ | LV | 630 kVA :Building Structure | 0.63 | --> | 0.63 | 0.038 | 0.98 |  | --> | 0.598 | 0 | 0 | 0.5 | 0 |  | --> | C15 ex LEESON STREET | Leeson Street [T41,T42] | MILLTOWN (DR) |  | 53.3287 | -6.2653
1324076 | MV/LV Substation AB***4076 |  | 20 kV | _ | LV | 50 kVA :Pole Substation | 0.05 | --> | 0.05 | 0.05 | 1.62 |  | --> | 0.048 | 0 | 0 | 0 | 0 | Constrained, otherwise capacity available =48 kW | --> | C16 ex CURRA | Curra [T41] | SOMERSET |  | 53.0854 | -8.3726
064504 | MV/LV Substation CO***504 |  | 20 kV | _ | LV | 50 kVA :Pole Substation | 0.05 | --> | 0.05 | 0 | 0 | Constrained, otherwise capacity available =38 kVA | --> | 0.048 | 0 | 0 | 0 | 0 | Constrained, otherwise capacity available =46 kW | --> | E17 ex JULIANSTOWN | Julianstown [T421,T422] | DRYBRIDGE |  | 53.6705 | -6.3202
066531Z | MV/LV Substation BE***531Z |  | 20 kV | _ | LV | 1000 kVA :Building Structure | 1 | --> | 1 | 0 | 0 | Constrained, otherwise capacity available =863 kVA | --> | 0.95 | 0 | 0.022 | 0 | 0 | Constrained, otherwise capacity available =915 kW | --> | E15 ex BATTER LANE TEMPORARY | Batter Lane Temporary 38kv [T421] | GLASMORE |  | 53.4935 | -6.1474
0654061 | MV/LV Substation NO***4061 |  | 10 kV | _ | LV | 200 kVA :Pole Substation | 0.2 | --> | 0.2 | 0 | 0 | Constrained, otherwise capacity available =195 kVA | --> | 0.19 | 0 | 0 | 0 | 0 | Constrained, otherwise capacity available =189 kW | --> | C18 ex LOUGHSHINNY | Loughshinny [T41,T42] | GLASMORE |  | 53.5402 | -6.1123
068824 | MV/LV Substation A.***824 |  | 10 kV | _ | LV | 630 kVA :Building Structure | 0.63 | --> | 0.63 | 0.5 | 0.98 |  | --> | 0.598 | 0 | 0 | 0.5 | 0 |  | --> | C12 ex LEESON STREET | Leeson Street [T41,T42] | MILLTOWN (DR) |  | 53.3386 | -6.2624
053039Z | MV/LV Substation CH***039Z |  | 10 kV | _ | LV | 400 kVA :Kiosk Substation | 0.4 | --> | 0.4 | 0 | 0 | Constrained, otherwise capacity available =390 kVA | --> | 0.38 | 0 | 0 | 0.379 | 0 |  | --> | C19 ex CLONMINCH | Clonminch [T41,T422] | THORNSBERRY |  | 53.2713 | -7.4788
158269X | MV/LV Substation BA***269X |  | 20 kV | _ | LV | 100 kVA :Pole Substation | 0.1 | --> | 0.1 | 0 | 0 | Constrained, otherwise capacity available =88 kVA | --> | 0.095 | 0 | 0 | 0 | 0 | Constrained, otherwise capacity available =93 kW | --> | C19 ex ENNISTYMON | Ennistymon [T41,T42] | ENNIS |  | 53.1162 | -9.1466
099517X | MV/LV Substation BA***517X |  | 10 kV | _ | LV | 100 kVA :Pole Substation | 0.1 | --> | 0.1 | 0 | 0 | Constrained, otherwise capacity available =51 kVA | --> | 0.095 | 0 | 0.011 | 0 | 0 | Constrained, otherwise capacity available =80 kW | --> | C16 ex MILFORD (NR) | Milford (nr) [T41,T42] | LETTERKENNY |  | 55.0142 | -7.7643
068881X | MV/LV Substation JA***881X |  | 10 kV | _ | LV | 1000 kVA :Building Structure | 1 | --> | 1 | 0.5 | 1.47 |  | --> | 0.95 | 0 | 0 | 0.5 | 0 |  | --> | C20 ex MARROWBONE LANE | Marrowbone Lane [T42] | INCHICORE 220KV |  | 53.3395 | -6.322
0254303 | MV/LV Substation KI***4303 |  | 10 kV | _ | LV | 50 kVA :Pole Substation | 0.05 | --> | 0.05 | 0.05 | 1.93 |  | --> | 0.048 | 0 | 0 | 0 | 0 | Constrained, otherwise capacity available =48 kW | --> | C15 ex MILFORD (MWR) | Milford (mwr) [T41] | CHARLEVILLE |  | 52.3084 | -8.7843
089082X | MV/LV Substation FR***082X |  | 20 kV | _ | LV | 200 kVA :Kiosk Substation | 0.2 | --> | 0.2 | 0.18 | 3.56 |  | --> | 0.19 | 0 | 0.006 | 0 | 0 | Constrained, otherwise capacity available =183 kW | --> | E20 ex ENNISCRONE | Enniscrone [T421,T422] | MOY |  | 54.2138 | -9.0797
151084Y | MV/LV Substation RA***084Y |  | 10 kV | _ | LV | 400 kVA :Kiosk Substation | 0.4 | --> | 0.4 | 0 | 0 | Constrained, otherwise capacity available =316 kVA | --> | 0.38 | 0 | 0.011 | 0 | 0 | Constrained, otherwise capacity available =360 kW | --> | C16 ex GARRYSPILLANE | Garryspillane [T41] | TIPPERARY |  | 52.3586 | -8.4732
004690 | MV/LV Substation CO***690 |  | 10 kV | _ | LV | 200 kVA :Pole Substation | 0.2 | --> | 0.2 | 0 | 0 | Constrained, otherwise capacity available =140 kVA | --> | 0.19 | 0 | 0.008 | 0 | 0 | Constrained, otherwise capacity available =176 kW | --> | C23 ex TINAHASK | Tinahask [T41,T42] | ARKLOW |  | 52.7644 | -6.2352
054267Y | MV/LV Substation BA***267Y |  | 10 kV | _ | LV | 100 kVA :Pole Substation | 0.1 | --> | 0.1 | 0 | 0 | Constrained, otherwise capacity available =51 kVA | --> | 0.095 | 0 | 0 | 0 | 0 | Constrained, otherwise capacity available =88 kW | --> | C18 ex MOUNTRATH | Mountrath [T41,T42] | PORTLAOISE |  | 53.0109 | -7.4685
0254087 | MV/LV Substation EN***4087 |  | 10 kV | _ | LV | 630 kVA :Kiosk Substation | 0.63 | --> | 0.63 | 0.5 | 1.93 |  | --> | 0.598 | 0 | 0.005 | 0 | 0 | Constrained, otherwise capacity available =592 kW | --> | C17 ex MILFORD (MWR) | Milford (mwr) [T41] | CHARLEVILLE |  | 52.3449 | -8.9805
082280Y | MV/LV Substation WI***280Y |  | 20 kV | _ | LV | 50 kVA :Pole Substation | 0.05 | --> | 0.05 | 0.035 | 0.64 |  | --> | 0.048 | 0 | 0.005 | 0 | 0 | Constrained, otherwise capacity available =42 kW | --> | E14 ex RANDALSTOWN | Randalstown [T422] | NAVAN |  | 53.7324 | -6.7105
0524817 | MV/LV Substation SI***4817 |  | 20 kV | _ | LV | 100 kVA :Pole Substation | 0.1 | --> | 0.1 | 0 | 0 | Constrained, otherwise capacity available =100 kVA | --> | 0.095 | 0 | 0 | 0 | 0 | Constrained, otherwise capacity available =95 kW | --> | E14 ex BALLINDERRY | Ballinderry [T41,T422] | MULLINGAR |  | 53.409 | -7.2946
160977X | MV/LV Substation HE***977X |  | 20 kV | _ | LV | 100 kVA :Pole Substation | 0.1 | --> | 0.1 | 0 | 0 | Constrained, otherwise capacity available =85 kVA | --> | 0.095 | 0 | 0.01 | 0 | 0 | Constrained, otherwise capacity available =86 kW | --> | E11 ex PORTLAOISE |  |  |  | 53.0603 | -7.2133
144376X | MV/LV Substation AV***376X |  | 10 kV | _ | LV | 200 kVA :Pole Substation | 0.2 | --> | 0.2 | 0.16 | 2.78 |  | --> | 0.19 | 0 | 0 | 0 | 0 | Constrained, otherwise capacity available =184 kW | --> | E16 ex BALLYRAGGET | Ballyragget [T421,T422] | BALLYRAGGET |  | 52.796 | -7.357
067897X | MV/LV Substation HA***897X |  | 20 kV | _ | LV | 50 kVA :Pole Substation | 0.05 | --> | 0.05 | 0.035 | 6.81 |  | --> | 0.048 | 0 | 0.01 | 0.038 | 0 |  | --> | C03 ex AHANE | Ahane [T102] | AHANE |  | 52.6662 | -8.5354
429168X | MV/LV Substation CA***168X |  | 20 kV | _ | LV | 200 kVA :Pole Substation | 0.2 | --> | 0.2 | 0.124 | 5.75 |  | --> | 0.19 | 0 | 0 | 0 | 0 | Constrained, otherwise capacity available =179 kW | --> | E15 ex ABBEYFEALE | Abbeyfeale [T421] | TRIEN |  | 52.3416 | -9.2972
093230Z | MV/LV Substation CA***230Z |  | 10 kV | _ | LV | 400 kVA :Kiosk Substation | 0.4 | --> | 0.4 | 0 | 0 | Constrained, otherwise capacity available =331 kVA | --> | 0.38 | 0 | 0 | 0.37 | 0 |  | --> | C20 ex POPPINTREE | Poppintree [T101,T102] | FINGLAS |  | 53.405 | -6.2762
081207 | MV/LV Substation BA***207 |  | 10 kV | _ | LV | 400 kVA :Building Structure | 0.4 | --> | 0.4 | 0 | 0 | Constrained, otherwise capacity available =243 kVA | --> | 0.38 | 0 | 0.018 | 0.345 | 0 |  | --> | C19 ex SEMPERIT | Semperit [T41,T42,T43] | GRANGE CASTLE |  | 53.3398 | -6.3536
037874 | MV/LV Substation BA***874 |  | 10 kV | _ | LV | 400 kVA :Kiosk Substation | 0.4 | --> | 0.4 | 0.286 | 13.05 |  | --> | 0.38 | 0 | 0 | 0.364 | 0 |  | --> | C20 ex ENNIS | Ennis [T101,T102] | ENNIS |  | 52.8451 | -8.9834
023697Y | MV/LV Substation BA***697Y |  | 20 kV | _ | LV | 50 kVA :Pole Substation | 0.05 | --> | 0.05 | 0 | 0 | Constrained, otherwise capacity available =40 kVA | --> | 0.048 | 0 | 0 | 0 | 0 | Constrained, otherwise capacity available =46 kW | --> | E12 ex CASTLELYONS | Castlelyons [T421,T422] | BARRYMORE |  | 52.0439 | -8.2637
032181Y | MV/LV Substation TH***181Y |  | 10 kV | _ | LV | 400 kVA :Kiosk Substation | 0.4 | --> | 0.4 | 0 | 0 | Constrained, otherwise capacity available =313 kVA | --> | 0.38 | 0 | 0.041 | 0 | 0 | Constrained, otherwise capacity available =338 kW | --> | C25 ex TRAMORE | Tramore [T41,T42] | BUTLERSTOWN |  | 52.156 | -7.163
029153 | MV/LV Substation SI***153 |  | 10 kV | _ | LV | 200 kVA :Kiosk Substation | 0.2 | --> | 0.2 | 0.139 | 2.31 |  | --> | 0.19 | 0 | 0.025 | 0.163 | 0 |  | --> | E13 ex AGHADA | Aghada [T721] | N/A |  | 51.8428 | -8.2084
001020X | MV/LV Substation DR***020X |  | 10 kV | _ | LV | 200 kVA :Kiosk Substation | 0.2 | --> | 0.2 | 0 | 0 | Constrained, otherwise capacity available =143 kVA | --> | 0.19 | 0 | 0.013 | 0.172 | 0 |  | --> | C16 ex LOUGHLINSTOWN | Loughlinstown [T41,T42] | CARRICKMINES |  | 53.2496 | -6.1414
067004X | MV/LV Substation PR***004X |  | 10 kV | _ | LV | 400 kVA :Kiosk Substation | 0.4 | --> | 0.4 | 0 | 0 | Constrained, otherwise capacity available =264 kVA | --> | 0.38 | 0 | 0.027 | 0.341 | 0 |  | --> | C11 ex ROCHES STREET | Roches Street [T41,T42] | LIMERICK |  | 52.6602 | -8.6236
021435Z | MV/LV Substation PY***435Z |  | 10 kV | _ | LV | 400 kVA :Building Structure | 0.4 | --> | 0.4 | 0 | 0 | Constrained, otherwise capacity available =349 kVA | --> | 0.38 | 0 | 0.005 | 0.369 | 0 |  | --> | C17 ex KILBARRY | Kilbarry [T101,T43] | KILBARRY |  | 51.9152 | -8.4555
052344Z | MV/LV Substation AR***344Z |  | 10 kV | _ | LV | 400 kVA :Kiosk Substation | 0.4 | --> | 0.4 | 0.271 | 10.9 |  | --> | 0.38 | 0 | 0.024 | 0.344 | 0 |  | --> | C18 ex MULLINGAR | Mullingar [T101,T102] | MULLINGAR |  | 53.5235 | -7.3698
0604193 | MV/LV Substation CO***4193 |  | 10 kV | _ | LV | 50 kVA :Pole Substation | 0.05 | --> | 0.05 | 0.044 | 2.57 |  | --> | 0.048 | 0 | 0 | 0 | 0 | Constrained, otherwise capacity available =47 kW | --> | C17 ex ERRIGAL | Errigal [T41,T422] | SHANKILL |  | 54.1342 | -7.1591
0054075 | MV/LV Substation CL***4075 |  | 10 kV | _ | LV | 100 kVA :Pole Substation | 0.1 | --> | 0.1 | 0 | 0 | Constrained, otherwise capacity available =100 kVA | --> | 0.095 | 0 | 0 | 0 | 0 | Constrained, otherwise capacity available =95 kW | --> | C11 ex GARDEN CITY | Garden City [T41,T42] | ARKLOW |  | 52.6825 | -6.2733
062843Y | MV/LV Substation BE***843Y |  | 10 kV | _ | LV | 200 kVA :Kiosk Substation | 0.2 | --> | 0.2 | 0.2 | 3.12 |  | --> | 0.19 | 0 | 0 | 0 | 0 | Constrained, otherwise capacity available =190 kW | --> | C11 ex MARSHES | Marshes [T41,T42] | DUNDALK |  | 53.9818 | -6.3908
003045 | MV/LV Substation CL***045 |  | 10 kV | _ | LV | 200 kVA :Pole Substation | 0.2 | --> | 0.2 | 0 | 0 | Constrained, otherwise capacity available =128 kVA | --> | 0.19 | 0 | 0.005 | 0 | 0 | Constrained, otherwise capacity available =176 kW | --> | C16 ex RATHDRUM | Rathdrum [T42] | ARKLOW |  | 52.935 | -6.2314
108029 | MV/LV Substation BA***029 |  | 10 kV | _ | LV | 200 kVA :Pole Substation | 0.2 | --> | 0.2 | 0.114 | 1.57 |  | --> | 0.19 | 0 | 0.014 | 0 | 0 | Constrained, otherwise capacity available =168 kW | --> | C17 ex BALLYSHANNON | Ballyshannon [T41,T42] | CATHALEENS FALL |  | 54.5062 | -8.1849
345580 | MV/LV Substation CL***580 |  | 20 kV | _ | LV | 50 kVA :Pole Substation | 0.05 | --> | 0.05 | 0 | 0 | Constrained, otherwise capacity available =22 kVA | --> | 0.048 | 0 | 0.031 | 0.021 | 0 |  | --> | E16 ex MANORHAMILTON | Manorhamilton [T422] | SLIGO |  | 54.3067 | -8.1839
036552X | MV/LV Substation OL***552X |  | 20 kV | _ | LV | 50 kVA :Pole Substation | 0.05 | --> | 0.05 | 0 | 0 | Constrained, otherwise capacity available =19 kVA | --> | 0.048 | 0 | 0 | 0 | 0 | Constrained, otherwise capacity available =43 kW | --> | E33 ex CAPPAMORE | Cappamore [T41,T42] | ARDNACRUSHA |  | 52.5481 | -8.3538
055403Y | MV/LV Substation CL***403Y |  | 10 kV | _ | LV | 200 kVA :Kiosk Substation | 0.2 | --> | 0.2 | 0 | 0 | Constrained, otherwise capacity available =145 kVA | --> | 0.19 | 0 | 0.016 | 0 | 0 | Constrained, otherwise capacity available =170 kW | --> | C18 ex RATHDOWNEY | Rathdowney [T42] | IKERRIN |  | 52.8588 | -7.6796
365629 | MV/LV Substation PA***629 |  | 10 kV | _ | LV | 200 kVA :Kiosk Substation | 0.2 | --> | 0.2 | 0 | 0 | Constrained, otherwise capacity available =123 kVA | --> | 0.19 | 0 | 0.018 | 0.166 | 0 |  | --> | C19 ex BELGARD | Belgard [T41,T42] | COOKSTOWN |  | 53.2988 | -6.3677
027381 | MV/LV Substation HA***381 |  | 10 kV | _ | LV | 50 kVA :Pole Substation | 0.05 | --> | 0.05 | 0.045 | 7.79 |  | --> | 0.048 | 0 | 0 | 0 | 0 | Constrained, otherwise capacity available =47 kW | --> | C17 ex DUNMANWAY | Dunmanway [T422,T43] | DUNMANWAY |  | 51.7192 | -9.0833
015546Z | MV/LV Substation OL***546Z |  | 10 kV | _ | LV | 200 kVA :Kiosk Substation | 0.2 | --> | 0.2 | 0.155 | 12.6 |  | --> | 0.19 | 0 | 0.063 | 0.137 | 0 |  | --> | C23 ex MONREAD | Monread [T101,T102] | MONREAD |  | 53.2375 | -6.7269
052962Z | MV/LV Substation CL***962Z |  | 10 kV | _ | LV | 400 kVA :Kiosk Substation | 0.4 | --> | 0.4 | 0 | 0 | Constrained, otherwise capacity available =334 kVA | --> | 0.38 | 0 | 0.043 | 0 | 0 | Constrained, otherwise capacity available =339 kW | --> | C18 ex NEWBROOK | Newbrook [T42] | MULLINGAR |  | 53.5163 | -7.3816
156823X | MV/LV Substation DR***823X |  | 20 kV | _ | LV | 50 kVA :Pole Substation | 0.05 | --> | 0.05 | 0.046 | 2.47 |  | --> | 0.048 | 0 | 0 | 0 | 0 | Constrained, otherwise capacity available =47 kW | --> | E19 ex TELAYDON | Telaydon [T42,T421] | LISDRUM |  | 54.3052 | -7.0092
062513Y | MV/LV Substation NE***513Y |  | 20 kV | _ | LV | 400 kVA :Building Structure | 0.4 | --> | 0.4 | 0.391 | 3.47 |  | --> | 0.38 | 0 | 0 | 0 | 0 | Constrained, otherwise capacity available =379 kW | --> | E18 ex BUSH | Bush [T421,T422] | DUNDALK |  | 54.0008 | -6.1958
182561 | MV/LV Substation RA***561 |  | 10 kV | _ | LV | 200 kVA :Pole Substation | 0.2 | --> | 0.2 | 0 | 0 | Constrained, otherwise capacity available =171 kVA | --> | 0.19 | 0 | 0 | 0 | 0 | Constrained, otherwise capacity available =186 kW | --> | C11 ex SCARIFF | Scariff [T42] | ENNIS |  | 52.8938 | -8.5086
014537Z | MV/LV Substation HO***537Z |  | 10 kV | _ | LV | 200 kVA :Kiosk Substation | 0.2 | --> | 0.2 | 0 | 0 | Constrained, otherwise capacity available =160 kVA | --> | 0.19 | 0 | 0 | 0 | 0 | Constrained, otherwise capacity available =184 kW | --> | C14 ex ATHGARVAN | Athgarvan [T41,T44] | NEWBRIDGE |  | 53.182 | -6.7894
192449 | MV/LV Substation SE***449 |  | 10 kV | _ | LV | 200 kVA :Pole Substation | 0.2 | --> | 0.2 | 0.096 | 1.56 |  | --> | 0.19 | 0 | 0.013 | 0 | 0 | Constrained, otherwise capacity available =166 kW | --> | C15 ex DERRYBEG | Derrybeg [T41,T42] | ARDNAGAPPARY |  | 55.067 | -8.2974
0124148 | MV/LV Substation DE***4148 |  | 20 kV | _ | LV | 200 kVA :Pole Substation | 0.2 | --> | 0.2 | 0.2 | 1.99 |  | --> | 0.19 | 0 | 0 | 0 | 0 | Constrained, otherwise capacity available =190 kW | --> | C19 ex GRAIGUE | Graigue [T41,T42] | CARLOW |  | 52.8194 | -6.9443
3654240 | MV/LV Substation CA***4240 |  | 10 kV | _ | LV | 630 kVA :Building Structure | 0.63 | --> | 0.63 | 0 | 0 | Constrained, otherwise capacity available =630 kVA | --> | 0.598 | 0 | 0 | 0.5 | 0 |  | --> | C19 ex BALLYMOUNT | Ballymount [T41,T42] | INCHICORE 220KV |  | 53.3118 | -6.3522
368293X | MV/LV Substation EN***293X |  | 10 kV | _ | LV | 50 kVA :Pole Substation | 0.05 | --> | 0.05 | 0 | 0 | Constrained, otherwise capacity available =7 kVA | --> | 0.048 | 0 | 0 | 0 | 0 | Constrained, otherwise capacity available =41 kW | --> | C17 ex BALLYHAUNIS | Ballyhaunis [T41,T42] | DALTON |  | 53.7614 | -8.7698
064007 | MV/LV Substation MA***007 |  | 10 kV | _ | LV | 200 kVA :Kiosk Substation | 0.2 | --> | 0.2 | 0 | 0 | Constrained, otherwise capacity available =121 kVA | --> | 0.19 | 0 | 0.01 | 0 | 0 | Constrained, otherwise capacity available =171 kW | --> | C11 ex MORNINGTON ROAD | Mornington Road [T41,T42] | DRYBRIDGE |  | 53.7106 | -6.3472
209620 | MV/LV Substation ST***620 |  | 10 kV | _ | LV | 50 kVA :Pole Substation | 0.05 | --> | 0.05 | 0 | 0 | Constrained, otherwise capacity available =40 kVA | --> | 0.048 | 0 | 0 | 0 | 0 | Constrained, otherwise capacity available =46 kW | --> | C19 ex MILFORD (NR) | Milford (nr) [T41,T42] | LETTERKENNY |  | 55.0972 | -7.5388
250798 | MV/LV Substation AD***798 |  | 20 kV | _ | LV | 200 kVA :Pole Substation | 0.2 | --> | 0.2 | 0.185 | 1.26 |  | --> | 0.19 | 0 | 0 | 0 | 0 | Constrained, otherwise capacity available =188 kW | --> | E16 ex BALLYCROSSAUN | Ballycrossaun [T421,T422] | SOMERSET |  | 53.09 | -8.2303
0204014 | MV/LV Substation SC***4014 |  | 10 kV | _ | LV | 50 kVA :Pole Substation | 0.05 | --> | 0.05 | 0 | 0 | Constrained, otherwise capacity available =48 kVA | --> | 0.048 | 0 | 0.005 | 0 | 0 | Constrained, otherwise capacity available =44 kW | --> | C17 ex COOLCORCORAN | Coolcorcoran [T41,T42] | KNOCKEARAGH |  | 52.1402 | -9.5505
005184Y | MV/LV Substation TH***184Y |  | 10 kV | _ | LV | 630 kVA :Kiosk Substation | 0.63 | --> | 0.63 | 0.431 | 3.03 |  | --> | 0.598 | 0 | 0.007 | 0 | 0 | Constrained, otherwise capacity available =566 kW | --> | C24 ex RAMSTOWN | Ramstown [T41,T42] | CRANE |  | 52.6742 | -6.2958
1094037 | MV/LV Substation DR***4037 |  | 10 kV | _ | LV | 400 kVA :Kiosk Substation | 0.4 | --> | 0.4 | 0.365 | 0.38 |  | --> | 0.38 | 0 | 0 | 0.375 | 0 |  | --> | C15 ex RINEANNA | Rineanna [T41,T42] | DRUMLINE |  | 52.7018 | -8.8633
006292Y | MV/LV Substation AD***292Y |  | 20 kV | _ | LV | 50 kVA :Pole Substation | 0.05 | --> | 0.05 | 0 | 0 | Constrained, otherwise capacity available =48 kVA | --> | 0.048 | 0 | 0 | 0 | 0 | Constrained, otherwise capacity available =47 kW | --> | E11 ex CLONROCHE | Clonroche [T421,T422] | WEXFORD |  | 52.4032 | -6.7113
068949 | MV/LV Substation BO***949 |  | 10 kV | _ | LV | 630 kVA :Building Structure | 0.63 | --> | 0.63 | 0.5 | 7.2 |  | --> | 0.598 | 0 | 0.004 | 0.5 | 0 |  | --> | C28 ex TRINITY | Trinity [T101,T102] | POOLBEG |  | 53.3396 | -6.2405
039908X | MV/LV Substation SR***908X |  | 10 kV | _ | LV | 630 kVA :Kiosk Substation | 0.63 | --> | 0.63 | 0 | 0 | Constrained, otherwise capacity available =521 kVA | --> | 0.598 | 0 | 0.021 | 0.5 | 0 |  | --> | C21 ex GALWAY 110KV | Galway 110kv [T102,T103] | GALWAY 110KV |  | 53.2817 | -8.9989
248903X | MV/LV Substation AU***903X |  | 20 kV | _ | LV | 50 kVA :Pole Substation | 0.05 | --> | 0.05 | 0 | 0 | Constrained, otherwise capacity available =44 kVA | --> | 0.048 | 0 | 0 | 0 | 0 | Constrained, otherwise capacity available =47 kW | --> | E13 ex KILCOCK | Kilcock [T421,T422] | GRIFFINRATH |  | 53.5107 | -6.616
142361 | MV/LV Substation BE***361 |  | 10 kV | _ | LV | 100 kVA :Pole Substation | 0.1 | --> | 0.1 | 0 | 0 | Constrained, otherwise capacity available =77 kVA | --> | 0.095 | 0 | 0 | 0 | 0 | Constrained, otherwise capacity available =92 kW | --> | C11 ex ATHENRY | Athenry [T41,T42] | GALWAY 110KV |  | 53.2748 | -8.8842
220390X | MV/LV Substation ST***390X |  | 20 kV | _ | LV | 50 kVA :Pole Substation | 0.05 | --> | 0.05 | 0.047 | 1.36 |  | --> | 0.048 | 0 | 0 | 0 | 0 | Constrained, otherwise capacity available =47 kW | --> | C12 ex CROSSMOLINA | Crossmolina [T41,T42] | MOY |  | 54.2993 | -9.3934
111606Y | MV/LV Substation CR***606Y |  | 20 kV | _ | LV | 50 kVA :Pole Substation | 0.05 | --> | 0.05 | 0.049 | 0.94 |  | --> | 0.048 | 0 | 0 | 0 | 0 | Constrained, otherwise capacity available =47 kW | --> | E11 ex CASTLETOWNBERE | Castletownbere [T421] | BALLYLICKY |  | 51.6767 | -9.9488
089028 | MV/LV Substation BA***028 |  | 10 kV | _ | LV | 400 kVA :Kiosk Substation | 0.4 | --> | 0.4 | 0.207 | 9.1 |  | --> | 0.38 | 0 | 0.016 | 0 | 0 | Constrained, otherwise capacity available =341 kW | --> | C14 ex ARDNAREE | Ardnaree [T42,T421] | MOY |  | 54.1127 | -9.1564
288244X | MV/LV Substation BE***244X |  | 10 kV | _ | LV | 1000 kVA :Building Structure | 1 | --> | 1 | 0.5 | 1.16 |  | --> | 0.95 | 0 | 0 | 0.5 | 0 |  | --> | C20 ex BREWERY ROAD | Brewery Road [T41,T42] | CARRICKMINES |  | 53.2782 | -6.217
2884049 | MV/LV Substation BO***4049 |  | 10 kV | _ | LV | 400 kVA :Kiosk Substation | 0.4 | --> | 0.4 | 0 | 0 | Constrained, otherwise capacity available =346 kVA | --> | 0.38 | 0 | 0.024 | 0.355 | 0 |  | --> | C18 ex CARRICKMINES | Carrickmines [T41,T42] | CARRICKMINES |  | 53.2547 | -6.2098
0114074 | MV/LV Substation CI***4074 |  | 10 kV | _ | LV | 1000 kVA :Building Structure | 1 | --> | 1 | 0.5 | 5.05 |  | --> | 0.95 | 0 | 0.09 | 0 | 0 | Constrained, otherwise capacity available =876 kW | --> | C14 ex MCDONAGH | Mcdonagh [T41,T42] | KILKENNY |  | 52.6498 | -7.2097
031306 | MV/LV Substation LI***306 |  | 20 kV | _ | LV | 50 kVA :Pole Substation | 0.05 | --> | 0.05 | 0 | 0 | Constrained, otherwise capacity available =43 kVA | --> | 0.048 | 0 | 0 | 0 | 0 | Constrained, otherwise capacity available =47 kW | --> | E13 ex FOXHOLE | Foxhole [T421,T422] | DUNGARVAN |  | 51.9833 | -7.7102
108593 | MV/LV Substation LO***593 |  | 20 kV | _ | LV | 200 kVA :Building Structure | 0.2 | --> | 0.2 | 0.172 | 1.57 |  | --> | 0.19 | 0 | 0 | 0 | 0 | Constrained, otherwise capacity available =186 kW | --> | C17 ex BALLYSHANNON | Ballyshannon [T41,T42] | CATHALEENS FALL |  | 54.6096 | -7.8715
160123Y | MV/LV Substation TH***123Y |  | 10 kV | _ | LV | 50 kVA :Pole Substation | 0.05 | --> | 0.05 | 0 | 0 | Constrained, otherwise capacity available =39 kVA | --> | 0.048 | 0 | 0 | 0 | 0 | Constrained, otherwise capacity available =46 kW | --> | C16 ex PALLAS | Pallas [T41,T42] | PORTLAOISE |  | 53.0887 | -7.3696
281863Z | MV/LV Substation FO***863Z |  | 10 kV | _ | LV | 400 kVA :Kiosk Substation | 0.4 | --> | 0.4 | 0 | 0 | Constrained, otherwise capacity available =276 kVA | --> | 0.38 | 0 | 0.026 | 0 | 0 | Constrained, otherwise capacity available =343 kW | --> | C22 ex KILMONEY | Kilmoney [T41,T42] | TRABEG |  | 51.8075 | -8.3842
021624Z | MV/LV Substation SI***624Z |  | 10 kV | _ | LV | 400 kVA :Building Structure | 0.4 | --> | 0.4 | 0.336 | 6.78 |  | --> | 0.38 | 0 | 0.058 | 0.328 | 0 |  | --> | C39 ex CASTLEVIEW | Castleview [T101,T102] | CASTLEVIEW |  | 51.9048 | -8.3461
012231Y | MV/LV Substation RI***231Y |  | 10 kV | _ | LV | 1000 kVA :Building Structure | 1 | --> | 1 | 0.5 | 1.99 |  | --> | 0.95 | 0 | 0 | 0 | 0 | Constrained, otherwise capacity available =930 kW | --> | C14 ex GRAIGUE | Graigue [T41,T42] | CARLOW |  | 52.8379 | -6.934
068581X | MV/LV Substation BU***581X |  | 10 kV | _ | LV | 1000 kVA :Building Structure | 1 | --> | 1 | 0.5 | 9.02 |  | --> | 0.95 | 0 | 0 | 0.5 | 0 |  | --> | C27 ex MISERY HILL | Misery Hill [T101,T102] | POOLBEG |  | 53.3448 | -6.2337
052364 | MV/LV Substation BA***364 |  | 10 kV | _ | LV | 200 kVA :Pole Substation | 0.2 | --> | 0.2 | 0 | 0 | Constrained, otherwise capacity available =158 kVA | --> | 0.19 | 0 | 0.008 | 0 | 0 | Constrained, otherwise capacity available =178 kW | --> | C21 ex BALLINDERRY | Ballinderry [T41,T422] | MULLINGAR |  | 53.5148 | -7.3398
0534229 | MV/LV Substation LI***4229 |  | 10 kV | _ | LV | 400 kVA :Kiosk Substation | 0.4 | --> | 0.4 | 0 | 0 | Constrained, otherwise capacity available =283 kVA | --> | 0.38 | 0 | 0.01 | 0.356 | 0 |  | --> | C13 ex CLONMINCH | Clonminch [T41,T422] | THORNSBERRY |  | 53.2731 | -7.4883
281342Z | MV/LV Substation SW***342Z |  | 10 kV | _ | LV | 100 kVA :Pole Substation | 0.1 | --> | 0.1 | 0 | 0 | Constrained, otherwise capacity available =24 kVA | --> | 0.095 | 0 | 0 | 0 | 0 | Constrained, otherwise capacity available =84 kW | --> | C22 ex TOGHER | Togher [T41,T42] | TRABEG |  | 51.871 | -8.4894
2104169 | MV/LV Substation RO***4169 |  | 20 kV | _ | LV | 50 kVA :Pole Substation | 0.05 | --> | 0.05 | 0 | 0 | Constrained, otherwise capacity available =46 kVA | --> | 0.048 | 0 | 0 | 0 | 0 | Constrained, otherwise capacity available =47 kW | --> | C17 ex CARRICKMACROSS | Carrickmacross [T41,T42] | MEATH HILL |  | 53.9803 | -6.614
081634X | MV/LV Substation PA***634X |  | 10 kV | _ | LV | 400 kVA :Kiosk Substation | 0.4 | --> | 0.4 | 0 | 0 | Constrained, otherwise capacity available =346 kVA | --> | 0.38 | 0 | 0.005 | 0 | 0 | Constrained, otherwise capacity available =369 kW | --> | C17 ex PALMERSTOWN | Palmerstown [T41,T42] | FINGLAS |  | 53.3517 | -6.3793
1544209 | MV/LV Substation ST***4209 |  | 10 kV | _ | LV | 1000 kVA :Building Structure | 1 | --> | 1 | 0 | 0 | Constrained, otherwise capacity available =816 kVA | --> | 0.95 | 0 | 0.032 | 0 | 0 | Constrained, otherwise capacity available =901 kW | --> | C14 ex COOLMINE | Coolmine [T41,T42] | FINGLAS |  | 53.3865 | -6.4397
067261Y | MV/LV Substation GL***261Y |  | 10 kV | _ | LV | 1000 kVA :Building Structure | 1 | --> | 1 | 0 | 0 | Constrained, otherwise capacity available =718 kVA | --> | 0.95 | 0 | 0 | 0.5 | 0 |  | --> | C20 ex BALLINACURRA | Ballinacurra [T41,T42] | LIMERICK |  | 52.6598 | -8.6344
0214256 | MV/LV Substation LI***4256 |  | 20 kV | _ | LV | 100 kVA :Pole Substation | 0.1 | --> | 0.1 | 0 | 0 | Constrained, otherwise capacity available =100 kVA | --> | 0.095 | 0 | 0 | 0 | 0 | Constrained, otherwise capacity available =95 kW | --> | E21 ex CURRALEIGH | Curraleigh [T421,T422] | KILBARRY |  | 51.9317 | -8.6195
014395Z | MV/LV Substation AT***395Z |  | 10 kV | _ | LV | 50 kVA :Pole Substation | 0.05 | --> | 0.05 | 0 | 0 | Constrained, otherwise capacity available =6 kVA | --> | 0.048 | 0 | 0.015 | 0 | 0 | Constrained, otherwise capacity available =30 kW | --> | C14 ex ATHGARVAN | Athgarvan [T41,T44] | NEWBRIDGE |  | 53.1572 | -6.7793
015078 | MV/LV Substation NA***078 |  | 10 kV | _ | LV | 400 kVA :Kiosk Substation | 0.4 | --> | 0.4 | 0 | 0 | Constrained, otherwise capacity available =207 kVA | --> | 0.38 | 0 | 0.024 | 0 | 0 | Constrained, otherwise capacity available =335 kW | --> | C14 ex NAAS | Naas [T41,T42] | KILTEEL |  | 53.2174 | -6.6671
037980X | MV/LV Substation BA***980X |  | 10 kV | _ | LV | 400 kVA :Kiosk Substation | 0.4 | --> | 0.4 | 0.383 | 13.05 |  | --> | 0.38 | 0 | 0 | 0.378 | 0 |  | --> | C12 ex ENNIS | Ennis [T101,T102] | ENNIS |  | 52.8548 | -8.9692
013446X | MV/LV Substation BO***446X |  | 20 kV | _ | LV | 200 kVA :Pole Substation | 0.2 | --> | 0.2 | 0.119 | 0.12 |  | --> | 0.19 | 0 | 0.05 | 0.142 | 0 |  | --> | E62 ex ATHY | Athy [T101,T102] | ATHY |  | 53.0738 | -6.9371
046324 | MV/LV Substation BA***324 |  | 10 kV | _ | LV | 400 kVA :Kiosk Substation | 0.4 | --> | 0.4 | 0.376 | 4.13 |  | --> | 0.38 | 0 | 0.01 | 0.369 | 0 |  | --> | C13 ex AGHAGAD | Aghagad [T41,T42] | SLIGO |  | 54.4631 | -8.4546
180747X | MV/LV Substation HO***747X |  | 10 kV | _ | LV | 50 kVA :Pole Substation | 0.05 | --> | 0.05 | 0.048 | 1.4 |  | --> | 0.048 | 0 | 0 | 0 | 0 | Constrained, otherwise capacity available =47 kW | --> | C26 ex KELLS | Kells [T41,T42] | NAVAN |  | 53.6869 | -6.8487
007925Y | MV/LV Substation PR***925Y |  | 10 kV | _ | LV | 400 kVA :Kiosk Substation | 0.4 | --> | 0.4 | 0.143 | 0.14 | Constrained, otherwise capacity available =316 kVA | --> | 0.38 | 0 | 0.011 | 0 | 0 | Constrained, otherwise capacity available =360 kW | --> | C15 ex CARRIGLAWN | Carriglawn [T41,T42] | WEXFORD |  | 52.343 | -6.4746
062470 | MV/LV Substation FA***470 |  | 20 kV | _ | LV | 50 kVA :Pole Substation | 0.05 | --> | 0.05 | 0.033 | 4.25 |  | --> | 0.048 | 0 | 0 | 0 | 0 | Constrained, otherwise capacity available =45 kW | --> | E15 ex JENKINSTOWN | Jenkinstown [T421,T422] | DUNDALK |  | 54.0411 | -6.3847
1204311 | MV/LV Substation TH***4311 |  | 20 kV | _ | LV | 50 kVA :Pole Substation | 0.05 | --> | 0.05 | 0.05 | 3.5 |  | --> | 0.048 | 0 | 0 | 0 | 0 | Constrained, otherwise capacity available =48 kW | --> | E11 ex DUNFIRTH | Dunfirth [T122] | DUNFIRTH |  | 53.3967 | -6.8779
288936 | MV/LV Substation PA***936 |  | 10 kV | _ | LV | 200 kVA :Building Structure | 0.2 | --> | 0.2 | 0.2 | 1.16 |  | --> | 0.19 | 0 | 0 | 0.19 | 0 |  | --> | C19 ex BREWERY ROAD | Brewery Road [T41,T42] | CARRICKMINES |  | 53.2747 | -6.2077
069070 | MV/LV Substation HU***070 |  | 10 kV | _ | LV | 630 kVA :Building Structure | 0.63 | --> | 0.63 | 0.1 | 4.91 |  | --> | 0.598 | 0 | 0.053 | 0.483 | 0 |  | --> | C14 ex CRUMLIN | Crumlin [T41,T42] | INCHICORE 220KV |  | 53.324 | -6.3245
064445 | MV/LV Substation PR***445 |  | 20 kV | _ | LV | 400 kVA :Kiosk Substation | 0.4 | --> | 0.4 | 0 | 0 | Constrained, otherwise capacity available =305 kVA | --> | 0.38 | 0 | 0.026 | 0 | 0 | Constrained, otherwise capacity available =348 kW | --> | C21 ex TERMONFECKIN ROAD | Termonfeckin Road [T41,T42] | DRYBRIDGE |  | 53.7593 | -6.2739
066657X | MV/LV Substation NI***657X |  | 20 kV | _ | LV | 50 kVA :Pole Substation | 0.05 | --> | 0.05 | 0 | 0 | Constrained, otherwise capacity available =27 kVA | --> | 0.048 | 0 | 0 | 0 | 0 | Constrained, otherwise capacity available =44 kW | --> | E16 ex ASHBOURNE | Ashbourne [T421,T422] | FINGLAS |  | 53.4958 | -6.3827
009919X | MV/LV Substation KN***919X |  | 10 kV | _ | LV | 200 kVA :Pole Substation | 0.2 | --> | 0.2 | 0.2 | 0.95 |  | --> | 0.19 | 0 | 0 | 0 | 0 | Constrained, otherwise capacity available =190 kW | --> | C25 ex TYCOR | Tycor [T41,T42] | WATERFORD |  | 52.2601 | -7.1765
074086 | MV/LV Substation P ***086 |  | 10 kV | _ | LV | 100 kVA :Pole Substation | 0.1 | --> | 0.1 | 0 | 0 | Constrained, otherwise capacity available =84 kVA | --> | 0.095 | 0 | 0.004 | 0 | 0 | Constrained, otherwise capacity available =90 kW | --> | C17 ex CARRICK ON SHANNON | Carrick On Shannon [T41,T42] | CARRICK ON SHANNON |  | 53.9393 | -8.1076
066678Z | MV/LV Substation LU***678Z |  | 20 kV | _ | LV | 1000 kVA :Building Structure | 1 | --> | 1 | 0 | 0 | Constrained, otherwise capacity available =913 kVA | --> | 0.95 | 0 | 0 | 0 | 0 | Constrained, otherwise capacity available =938 kW | --> | E15 ex BATTER LANE TEMPORARY | Batter Lane Temporary 38kv [T421] | GLASMORE |  | 53.5267 | -6.1639
017180 | MV/LV Substation GL***180 |  | 20 kV | _ | LV | 50 kVA :Pole Substation | 0.05 | --> | 0.05 | 0.041 | 7.48 |  | --> | 0.048 | 0 | 0 | 0 | 0 | Constrained, otherwise capacity available =46 kW | --> | E12 ex CHURCHTOWN | Churchtown [T422] | RATHKEALE |  | 52.4249 | -9.1194
031197 | MV/LV Substation KI***197 |  | 20 kV | _ | LV | 50 kVA :Pole Substation | 0.05 | --> | 0.05 | 0 | 0 | Constrained, otherwise capacity available =10 kVA | --> | 0.048 | 0 | 0.005 | 0 | 0 | Constrained, otherwise capacity available =38 kW | --> | E17 ex KILMACTHOMAS | Kilmacthomas [T421,T422] | DUNGARVAN |  | 52.2019 | -7.4299
048388 | MV/LV Substation HU***388 |  | 20 kV | _ | LV | 200 kVA :Pole Substation | 0.2 | --> | 0.2 | 0.2 | 2.03 |  | --> | 0.19 | 0 | 0 | 0 | 0 | Constrained, otherwise capacity available =190 kW | --> | E11 ex MOHILL | Mohill [T421,T422] | CARRICK ON SHANNON |  | 53.9148 | -7.8305
082371 | MV/LV Substation OL***371 |  | 10 kV | _ | LV | 100 kVA :Pole Substation | 0.1 | --> | 0.1 | 0 | 0 | Constrained, otherwise capacity available =70 kVA | --> | 0.095 | 0 | 0.04 | 0 | 0 | Constrained, otherwise capacity available =61 kW | --> | C30 ex ACADEMY STREET | Academy Street [T421,T422,T44] | NAVAN |  | 53.6501 | -6.6611
156335Z | MV/LV Substation MU***335Z |  | 20 kV | _ | LV | 400 kVA :Kiosk Substation | 0.4 | --> | 0.4 | 0 | 0 | Constrained, otherwise capacity available =376 kVA | --> | 0.38 | 0 | 0.005 | 0 | 0 | Constrained, otherwise capacity available =373 kW | --> | E14 ex EMYVALE | Emyvale [T422] | LISDRUM |  | 54.3645 | -6.9167
2164035 | MV/LV Substation DI***4035 |  | 10 kV | _ | LV | 200 kVA :Pole Substation | 0.2 | --> | 0.2 | 0 | 0 | Constrained, otherwise capacity available =128 kVA | --> | 0.19 | 0 | 0 | 0 | 0 | Constrained, otherwise capacity available =180 kW | --> | C23 ex GLENTIES | Glenties [T41,T42] | BINBANE |  | 54.7619 | -8.4071
127326Y | MV/LV Substation PA***326Y |  | 10 kV | _ | LV | 100 kVA :Pole Substation | 0.1 | --> | 0.1 | 0 | 0 | Constrained, otherwise capacity available =69 kVA | --> | 0.095 | 0 | 0 | 0 | 0 | Constrained, otherwise capacity available =91 kW | --> | C12 ex LOUGHTAGALLA | Loughtagalla [T41,T42] | THURLES |  | 52.6157 | -7.7748
1564242 | MV/LV Substation ID***4242 |  | 20 kV | _ | LV | 50 kVA :Pole Substation | 0.05 | --> | 0.05 | 0 | 0 | Constrained, otherwise capacity available =50 kVA | --> | 0.048 | 0 | 0 | 0 | 0 | Constrained, otherwise capacity available =48 kW | --> | C17 ex CLONES | Clones [T41,T42] | SHANKILL |  | 54.1971 | -7.1134
066868 | MV/LV Substation RA***868 |  | 20 kV | _ | LV | 50 kVA :Pole Substation | 0.05 | --> | 0.05 | 0 | 0 | Constrained, otherwise capacity available =12 kVA | --> | 0.048 | 0 | 0.017 | 0 | 0 | Constrained, otherwise capacity available =30 kW | --> | E18 ex GLASMORE | Glasmore [T421,T422] | GLASMORE |  | 53.4727 | -6.2543
009561 | MV/LV Substation AY***561 |  | 20 kV | _ | LV | 50 kVA :Pole Substation | 0.05 | --> | 0.05 | 0.031 | 8.16 |  | --> | 0.048 | 0 | 0 | 0 | 0 | Constrained, otherwise capacity available =45 kW | --> | C17 ex MOUNT MISERY | Mount Misery [T41,T42] | WATERFORD |  | 52.3422 | -7.0182
084057X | MV/LV Substation GU***057X |  | 10 kV | _ | LV | 50 kVA :Pole Substation | 0.05 | --> | 0.05 | 0 | 0 | Constrained, otherwise capacity available =44 kVA | --> | 0.048 | 0 | 0.02 | 0 | 0 | Constrained, otherwise capacity available =32 kW | --> | C18 ex KILCOLGAN | Kilcolgan [T42,T421] | GALWAY 110KV |  | 53.2273 | -8.9377
461323 | MV/LV Substation RA***323 |  | 10 kV | _ | LV | 400 kVA :Kiosk Substation | 0.4 | --> | 0.4 | 0.369 | 0.74 |  | --> | 0.38 | 0 | 0 | 0 | 0 | Constrained, otherwise capacity available =376 kW | --> | C15 ex RAHANS | Rahans [T41] | MOY |  | 54.09 | -9.1537
039330 | MV/LV Substation IN***330 |  | 10 kV | _ | LV | 400 kVA :Kiosk Substation | 0.4 | --> | 0.4 | 0.309 | 11.03 |  | --> | 0.38 | 0 | 0.012 | 0.359 | 0 |  | --> | C32 ex SALTHILL | Salthill [T101,T102] | SALTHILL |  | 53.2779 | -9.0815
281970Z | MV/LV Substation PA***970Z |  | 10 kV | _ | LV | 1000 kVA :Building Structure | 1 | --> | 1 | 0.5 | 7.88 |  | --> | 0.95 | 0 | 0 | 0.5 | 0 |  | --> | C21 ex LIBERTY STREET | Liberty Street [T101,T102] | LIBERTY STREET |  | 51.9003 | -8.4741
049672Y | MV/LV Substation CO***672Y |  | 10 kV | _ | LV | 630 kVA :Kiosk Substation | 0.63 | --> | 0.63 | 0.213 | 0.21 | Constrained, otherwise capacity available =449 kVA | --> | 0.598 | 0 | 0 | 0 | 0 | Constrained, otherwise capacity available =573 kW | --> | E14 ex LONGFORD | Longford [T421,T422] | RICHMOND |  | 53.7309 | -7.8024
021557Z | MV/LV Substation SI***557Z |  | 10 kV | _ | LV | 1000 kVA :Building Structure | 1 | --> | 1 | 0.5 | 6.78 |  | --> | 0.95 | 0 | 0 | 0.5 | 0 |  | --> | C39 ex CASTLEVIEW | Castleview [T101,T102] | CASTLEVIEW |  | 51.905 | -8.3493
150241X | MV/LV Substation JC***241X |  | 20 kV | _ | LV | 50 kVA :Pole Substation | 0.05 | --> | 0.05 | 0.047 | 3.96 |  | --> | 0.048 | 0 | 0 | 0 | 0 | Constrained, otherwise capacity available =47 kW | --> | E19 ex STRANORLAR | Stranorlar [T421,T422] | LETTERKENNY |  | 54.8287 | -7.9577
007787Y | MV/LV Substation CO***787Y |  | 10 kV | _ | LV | 400 kVA :Kiosk Substation | 0.4 | --> | 0.4 | 0.143 | 0.14 | Constrained, otherwise capacity available =284 kVA | --> | 0.38 | 0 | 0 | 0 | 0 | Constrained, otherwise capacity available =364 kW | --> | C12 ex CARRIGLAWN | Carriglawn [T41,T42] | WEXFORD |  | 52.3396 | -6.4633
365986 | MV/LV Substation CO***986 |  | 10 kV | _ | LV | 630 kVA :Building Structure | 0.63 | --> | 0.63 | 0.493 | 13.91 |  | --> | 0.598 | 0 | 0 | 0.5 | 0 |  | --> | C22 ex COOKSTOWN | Cookstown [T101,T102] | CARRICKMINES |  | 53.2954 | -6.3789
041680 | MV/LV Substation KN***680 |  | 20 kV | _ | LV | 100 kVA :Pole Substation | 0.1 | --> | 0.1 | 0 | 0 | Constrained, otherwise capacity available =75 kVA | --> | 0.095 | 0 | 0.009 | 0 | 0 | Constrained, otherwise capacity available =85 kW | --> | E14 ex DALTON | Dalton [T421,T422] | DALTON |  | 53.7869 | -8.9235
281087Z | MV/LV Substation GA***087Z |  | 10 kV | _ | LV | 200 kVA :Kiosk Substation | 0.2 | --> | 0.2 | 0.139 | 6.78 |  | --> | 0.19 | 0 | 0.031 | 0.158 | 0 |  | --> | C26 ex CASTLEVIEW | Castleview [T101,T102] | CASTLEVIEW |  | 51.8981 | -8.4017
1204132 | MV/LV Substation MU***4132 |  | 10 kV | _ | LV | 100 kVA :Pole Substation | 0.1 | --> | 0.1 | 0.1 | 3.5 |  | --> | 0.095 | 0 | 0 | 0 | 0 | Constrained, otherwise capacity available =95 kW | --> | E14 ex DUNFIRTH | Dunfirth [T122] | DUNFIRTH |  | 53.3664 | -6.8321
117697X | MV/LV Substation WO***697X |  | 20 kV | _ | LV | 200 kVA :Pole Substation | 0.2 | --> | 0.2 | 0 | 0 | Constrained, otherwise capacity available =153 kVA | --> | 0.19 | 0 | 0.002 | 0 | 0 | Constrained, otherwise capacity available =182 kW | --> | E20 ex COLLOONEY | Collooney [T421,T422] | SLIGO |  | 54.2126 | -8.5145
021017X | MV/LV Substation SP***017X |  | 10 kV | _ | LV | 200 kVA :Kiosk Substation | 0.2 | --> | 0.2 | 0 | 0 | Constrained, otherwise capacity available =151 kVA | --> | 0.19 | 0 | 0.004 | 0.18 | 0 |  | --> | C12 ex RIVERSTOWN | Riverstown [T41,T42] | KILBARRY |  | 51.9282 | -8.3986
0114104 | MV/LV Substation JA***4104 |  | 10 kV | _ | LV | 100 kVA :Pole Substation | 0.1 | --> | 0.1 | 0 | 0 | Constrained, otherwise capacity available =90 kVA | --> | 0.095 | 0 | 0.008 | 0 | 0 | Constrained, otherwise capacity available =88 kW | --> | C17 ex ROSEHILL | Rosehill [T41,T42] | KILKENNY |  | 52.6152 | -7.2624
053107 | MV/LV Substation HO***107 |  | 20 kV | _ | LV | 50 kVA :Pole Substation | 0.05 | --> | 0.05 | 0 | 0 | Constrained, otherwise capacity available =48 kVA | --> | 0.048 | 0 | 0.005 | 0.044 | 0 |  | --> | E18 ex CLONMINCH | Clonminch [T41,T422] | THORNSBERRY |  | 53.2312 | -7.5725
082837X | MV/LV Substation BU***837X |  | 20 kV | _ | LV | 50 kVA :Pole Substation | 0.05 | --> | 0.05 | 0.05 | 0.64 |  | --> | 0.048 | 0 | 0 | 0 | 0 | Constrained, otherwise capacity available =48 kW | --> | E14 ex RANDALSTOWN | Randalstown [T422] | NAVAN |  | 53.7043 | -6.7575
158272Y | MV/LV Substation HE***272Y |  | 10 kV | _ | LV | 50 kVA :Pole Substation | 0.05 | --> | 0.05 | 0 | 0 | Constrained, otherwise capacity available =45 kVA | --> | 0.048 | 0 | 0.006 | 0 | 0 | Constrained, otherwise capacity available =42 kW | --> | C16 ex ENNISTYMON | Ennistymon [T41,T42] | ENNIS |  | 52.9423 | -9.3858
250137X | MV/LV Substation PO***137X |  | 20 kV | _ | LV | 400 kVA :Kiosk Substation | 0.4 | --> | 0.4 | 0.352 | 1.26 |  | --> | 0.38 | 0 | 0 | 0 | 0 | Constrained, otherwise capacity available =373 kW | --> | E16 ex BALLYCROSSAUN | Ballycrossaun [T421,T422] | SOMERSET |  | 53.0914 | -8.2291
0144269 | MV/LV Substation AC***4269 |  | 10 kV | _ | LV | 400 kVA :Kiosk Substation | 0.4 | --> | 0.4 | 0 | 0 | Constrained, otherwise capacity available =400 kVA | --> | 0.38 | 0 | 0 | 0 | 0 | Constrained, otherwise capacity available =380 kW | --> | C12 ex KILDARE | Kildare [T41,T42] | NEWBRIDGE |  | 53.1562 | -6.9139
009896X | MV/LV Substation WR***896X |  | 10 kV | _ | LV | 400 kVA :Kiosk Substation | 0.4 | --> | 0.4 | 0 | 0 | Constrained, otherwise capacity available =374 kVA | --> | 0.38 | 0 | 0 | 0 | 0 | Constrained, otherwise capacity available =376 kW | --> | C18 ex WATERFORD IND EST | Waterford Ind Est [T41,T42,T44] | BUTLERSTOWN |  | 52.2458 | -7.1436
082954 | MV/LV Substation GA***954 |  | 20 kV | _ | LV | 50 kVA :Pole Substation | 0.05 | --> | 0.05 | 0 | 0 | Constrained, otherwise capacity available =39 kVA | --> | 0.048 | 0 | 0 | 0 | 0 | Constrained, otherwise capacity available =46 kW | --> | E16 ex ACADEMY STREET | Academy Street [T421,T422,T44] | NAVAN |  | 53.6246 | -6.7044
0044081 | MV/LV Substation KI***4081 |  | 10 kV | _ | LV | 50 kVA :Pole Substation | 0.05 | --> | 0.05 | 0.05 | 0.45 |  | --> | 0.048 | 0 | 0 | 0 | 0 | Constrained, otherwise capacity available =48 kW | --> | C15 ex KILMAGIG | Kilmagig [T42] | ARKLOW |  | 52.8537 | -6.3238
075007Y | MV/LV Substation DR***007Y |  | 20 kV | _ | LV | 50 kVA :Pole Substation | 0.05 | --> | 0.05 | 0.046 | 1.13 |  | --> | 0.048 | 0 | 0 | 0 | 0 | Constrained, otherwise capacity available =47 kW | --> | E22 ex BUNCLODY | Bunclody [T421,T422] | CRANE |  | 52.6705 | -6.6646
365603X | MV/LV Substation SU***603X |  | 10 kV | _ | LV | 1000 kVA :Building Structure | 1 | --> | 1 | 0 | 0 | Constrained, otherwise capacity available =101 kVA | --> | 0.95 | 0 | 0 | 0.5 | 0 |  | --> | C20 ex BELGARD | Belgard [T41,T42] | COOKSTOWN |  | 53.2869 | -6.3705
075031 | MV/LV Substation CH***031 |  | 20 kV | _ | LV | 100 kVA :Pole Substation | 0.1 | --> | 0.1 | 0 | 1.13 |  | --> | 0.095 | 0 | 0.026 | 0 | 0 | Constrained, otherwise capacity available =60 kW | --> | E12 ex BUNCLODY | Bunclody [T421,T422] | CRANE |  | 52.6523 | -6.6555
011881 | MV/LV Substation BA***881 |  | 10 kV | _ | LV | 50 kVA :Pole Substation | 0.05 | --> | 0.05 | 0.037 | 0.04 | Constrained, otherwise capacity available =46 kVA | --> | 0.048 | 0 | 0 | 0 | 0 | Constrained, otherwise capacity available =47 kW | --> | C11 ex CALLAN | Callan [T41,T42] | KILKENNY |  | 52.608 | -7.4
074429X | MV/LV Substation CO***429X |  | 10 kV | _ | LV | 630 kVA :Kiosk Substation | 0.63 | --> | 0.63 | 0 | 0 | Constrained, otherwise capacity available =600 kVA | --> | 0.598 | 0 | 0 | 0 | 0 | Constrained, otherwise capacity available =594 kW | --> | C13 ex CARRICK ON SHANNON | Carrick On Shannon [T41,T42] | CARRICK ON SHANNON |  | 53.9447 | -8.096
029412 | MV/LV Substation BR***412 |  | 10 kV | _ | LV | 50 kVA :Pole Substation | 0.05 | --> | 0.05 | 0 | 0 | Constrained, otherwise capacity available =44 kVA | --> | 0.048 | 0 | 0 | 0 | 0 | Constrained, otherwise capacity available =47 kW | --> | C17 ex CARRIGTWOHILL |  |  |  | 51.883 | -8.2445
288134X | MV/LV Substation TI***134X |  | 10 kV | _ | LV | 400 kVA :Kiosk Substation | 0.4 | --> | 0.4 | 0 | 0 | Constrained, otherwise capacity available =306 kVA | --> | 0.38 | 0 | 0.02 | 0.352 | 0 |  | --> | C19 ex SANDYFORD | Sandyford [T41,T42] | CARRICKMINES |  | 53.2691 | -6.2449
011302X | MV/LV Substation DU***302X |  | 10 kV | _ | LV | 100 kVA :Pole Substation | 0.1 | --> | 0.1 | 0.085 | 2.8 |  | --> | 0.095 | 0 | 0.022 | 0 | 0 | Constrained, otherwise capacity available =77 kW | --> | C13 ex PURCELLS INCH | Purcells Inch [T41,T42] | KILKENNY |  | 52.6441 | -7.2345
1544263 | MV/LV Substation SA***4263 |  | 10 kV | _ | LV | 400 kVA :Kiosk Substation | 0.4 | --> | 0.4 | 0 | 0 | Constrained, otherwise capacity available =280 kVA | --> | 0.38 | 0 | 0 | 0 | 0 | Constrained, otherwise capacity available =363 kW | --> | C24 ex BALLYCOOLIN | Ballycoolin [T41,T42,T43] | FINGLAS |  | 53.3994 | -6.3758
243032X | MV/LV Substation AN***032X |  | 20 kV | _ | LV | 50 kVA :Pole Substation | 0.05 | --> | 0.05 | 0 | 0 | Constrained, otherwise capacity available =46 kVA | --> | 0.048 | 0 | 0 | 0 | 0 | Constrained, otherwise capacity available =47 kW | --> | E18 ex INCH | Inch [T421,T422] | OUGHTRAGH |  | 52.1521 | -10.0576
001738 | MV/LV Substation PR***738 |  | 10 kV | _ | LV | 630 kVA :Building Structure | 0.63 | --> | 0.63 | 0.5 | 15.18 |  | --> | 0.598 | 0 | 0.005 | 0.5 | 0 |  | --> | C21 ex CENTRAL PARK | Central Park [T101,T102] | CARRICKMINES |  | 53.2939 | -6.2013
044657 | MV/LV Substation ME***657 |  | 20 kV | _ | LV | 50 kVA :Pole Substation | 0.05 | --> | 0.05 | 0.05 | 0.43 |  | --> | 0.048 | 0 | 0 | 0 | 0 | Constrained, otherwise capacity available =48 kW | --> | C21 ex SWINFORD | Swinford [T41,T42] | CASTLEBAR |  | 53.9759 | -9.0403
0344290 | MV/LV Substation DR***4290 |  | 10 kV | _ | LV | 630 kVA :Kiosk Substation | 0.63 | --> | 0.63 | 0.5 | 0.95 |  | --> | 0.598 | 0 | 0 | 0 | 0 | Constrained, otherwise capacity available =598 kW | --> | C18 ex SPA ROAD | Spa Road [T41,T42] | DOON |  | 52.3582 | -7.682
154507Z | MV/LV Substation GR***507Z |  | 10 kV | _ | LV | 630 kVA :Building Structure | 0.63 | --> | 0.63 | 0 | 0 | Constrained, otherwise capacity available =571 kVA | --> | 0.598 | 0 | 0 | 0.5 | 0 |  | --> | C13 ex COLLEGE PARK | College Park [T101,T102,T103] | COLLEGE PARK |  | 53.3915 | -6.3939
052662Z | MV/LV Substation RO***662Z |  | 10 kV | _ | LV | 400 kVA :Kiosk Substation | 0.4 | --> | 0.4 | 0 | 0 | Constrained, otherwise capacity available =316 kVA | --> | 0.38 | 0 | 0 | 0 | 0 | Constrained, otherwise capacity available =368 kW | --> | C19 ex BALLINDERRY | Ballinderry [T41,T422] | MULLINGAR |  | 53.5214 | -7.3294
034018 | MV/LV Substation CR***018 |  | 10 kV | _ | LV | 50 kVA :Pole Substation | 0.05 | --> | 0.05 | 0.032 | 0.95 |  | --> | 0.048 | 0 | 0.006 | 0 | 0 | Constrained, otherwise capacity available =40 kW | --> | C18 ex SPA ROAD | Spa Road [T41,T42] | DOON |  | 52.3531 | -7.6806
0334224 | MV/LV Substation TH***4224 |  | 10 kV | _ | LV | 400 kVA :Kiosk Substation | 0.4 | --> | 0.4 | 0 | 0 | Constrained, otherwise capacity available =394 kVA | --> | 0.38 | 0 | 0 | 0.059 | 0 | Constrained, otherwise capacity available =379 kW | --> | C16 ex CREGG ROAD | Cregg Road [T41,T42] | BALLYDINE |  | 52.3485 | -7.3871
252594X | MV/LV Substation MU***594X |  | 20 kV | _ | LV | 50 kVA :Pole Substation | 0.05 | --> | 0.05 | 0.035 | 1.32 |  | --> | 0.048 | 0 | 0 | 0.045 | 0 |  | --> | C24 ex CLIFDEN | Clifden [T41,T42] | SCREEB |  | 53.6147 | -10.2277
288934 | MV/LV Substation GL***934 |  | 10 kV | _ | LV | 400 kVA :Kiosk Substation | 0.4 | --> | 0.4 | 0 | 0 | Constrained, otherwise capacity available =242 kVA | --> | 0.38 | 0 | 0.029 | 0.336 | 0 |  | --> | C19 ex CARRICKMINES | Carrickmines [T41,T42] | CARRICKMINES |  | 53.2611 | -6.199
0894059 | MV/LV Substation AR***4059 |  | 10 kV | _ | LV | 630 kVA :Kiosk Substation | 0.63 | --> | 0.63 | 0.5 | 9.1 |  | --> | 0.598 | 0 | 0.025 | 0 | 0 | Constrained, otherwise capacity available =578 kW | --> | C14 ex ARDNAREE | Ardnaree [T42,T421] | MOY |  | 54.1113 | -9.1552
074954 | MV/LV Substation PU***954 |  | 20 kV | _ | LV | 200 kVA :Pole Substation | 0.2 | --> | 0.2 | 0 | 0 | Constrained, otherwise capacity available =187 kVA | --> | 0.19 | 0 | 0 | 0 | 0 | Constrained, otherwise capacity available =189 kW | --> | C16 ex CARRICK ON SHANNON | Carrick On Shannon [T41,T42] | CARRICK ON SHANNON |  | 53.8203 | -8.0937
081541Z | MV/LV Substation WH***541Z |  | 10 kV | _ | LV | 200 kVA :Kiosk Substation | 0.2 | --> | 0.2 | 0 | 0 | Constrained, otherwise capacity available =174 kVA | --> | 0.19 | 0 | 0.034 | 0 | 0 | Constrained, otherwise capacity available =161 kW | --> | C15 ex CASTLEKNOCK | Castleknock [T41,T42] | FINGLAS |  | 53.3664 | -6.3533
120212Y | MV/LV Substation TH***212Y |  | 20 kV | _ | LV | 200 kVA :Kiosk Substation | 0.2 | --> | 0.2 | 0.132 | 3.5 |  | --> | 0.19 | 0 | 0.047 | 0 | 0 | Constrained, otherwise capacity available =146 kW | --> | E11 ex DUNFIRTH | Dunfirth [T122] | DUNFIRTH |  | 53.4001 | -6.8595
153019X | MV/LV Substation MO***019X |  | 20 kV | _ | LV | 50 kVA :Pole Substation | 0.05 | --> | 0.05 | 0 | 0 | Constrained, otherwise capacity available =50 kVA | --> | 0.048 | 0 | 0 | 0 | 0 | Constrained, otherwise capacity available =48 kW | --> | E13 ex BIRDHILL | Birdhill [T421,T422] | ARDNACRUSHA |  | 52.7278 | -8.5539
365063 | MV/LV Substation CL***063 |  | 10 kV | _ | LV | 630 kVA :Kiosk Substation | 0.63 | --> | 0.63 | 0 | 0 | Constrained, otherwise capacity available =497 kVA | --> | 0.598 | 0 | 0.017 | 0.5 | 0 |  | --> | C17 ex TYMON | Tymon [T41,T42] | COOKSTOWN |  | 53.3077 | -6.3667
0424017 | MV/LV Substation BA***4017 |  | 10 kV | _ | LV | 50 kVA :Pole Substation | 0.05 | --> | 0.05 | 0.05 | 1.93 |  | --> | 0.048 | 0 | 0 | 0 | 0 | Constrained, otherwise capacity available =47 kW | --> | C18 ex TURLOUGH ROAD | Turlough Road [T41,T42] | CASTLEBAR |  | 53.8946 | -9.1634
204252 | MV/LV Substation CO***252 |  | 10 kV | _ | LV | 50 kVA :Pole Substation | 0.05 | --> | 0.05 | 0 | 0 | Constrained, otherwise capacity available =37 kVA | --> | 0.048 | 0 | 0.01 | 0 | 0 | Constrained, otherwise capacity available =38 kW | --> | E16 ex BUNCRANA | Buncrana [T421,T422] | TRILLICK |  | 55.1277 | -7.454
206876 | MV/LV Substation BA***876 |  | 20 kV | _ | LV | 200 kVA :Kiosk Substation | 0.2 | --> | 0.2 | 0.187 | 2.76 |  | --> | 0.19 | 0 | 0 | 0.188 | 0 |  | --> | E12 ex BANGOR ERRIS | Bangor Erris [T421] | BELLACORICK |  | 54.1411 | -9.7482
1544176 | MV/LV Substation LA***4176 |  | 10 kV | _ | LV | 1000 kVA :Building Structure | 1 | --> | 1 | 0 | 0 | Constrained, otherwise capacity available =757 kVA | --> | 0.95 | 0 | 0 | 0 | 0 | Constrained, otherwise capacity available =916 kW | --> | C11 ex BALLYCOOLIN | Ballycoolin [T41,T42,T43] | FINGLAS |  | 53.4127 | -6.3671
004016 | MV/LV Substation AR***016 |  | 10 kV | _ | LV | 630 kVA :Building Structure | 0.63 | --> | 0.63 | 0 | 0 | Constrained, otherwise capacity available =630 kVA | --> | 0.598 | 0 | 0 | 0 | 0 | Constrained, otherwise capacity available =598 kW | --> | C25 ex TINAHASK | Tinahask [T41,T42] | ARKLOW |  | 52.792 | -6.1439
032538 | MV/LV Substation CA***538 |  | 20 kV | _ | LV | 100 kVA :Pole Substation | 0.1 | --> | 0.1 | 0 | 0 | Constrained, otherwise capacity available =76 kVA | --> | 0.095 | 0 | 0 | 0 | 0 | Constrained, otherwise capacity available =92 kW | --> | C19 ex TRAMORE | Tramore [T41,T42] | BUTLERSTOWN |  | 52.2063 | -7.1159
162259 | MV/LV Substation EI***259 |  | 10 kV | _ | LV | 50 kVA :Pole Substation | 0.05 | --> | 0.05 | 0.028 | 0.25 |  | --> | 0.048 | 0 | 0.003 | 0 | 0 | Constrained, otherwise capacity available =42 kW | --> | C12 ex ROSSGEIR | Rossgeir [T41,T42] | LETTERKENNY |  | 54.8338 | -7.5044
041198Y | MV/LV Substation CA***198Y |  | 20 kV | _ | LV | 50 kVA :Pole Substation | 0.05 | --> | 0.05 | 0 | 0 | Constrained, otherwise capacity available =47 kVA | --> | 0.048 | 0 | 0 | 0 | 0 | Constrained, otherwise capacity available =47 kW | --> | E14 ex DALTON | Dalton [T421,T422] | DALTON |  | 53.7963 | -8.9242
162886 | MV/LV Substation GU***886 |  | 10 kV | _ | LV | 200 kVA :Pole Substation | 0.2 | --> | 0.2 | 0.139 | 7.25 |  | --> | 0.19 | 0 | 0.014 | 0 | 0 | Constrained, otherwise capacity available =171 kW | --> | C18 ex CONVOY | Convoy [T41,T42] | LETTERKENNY |  | 54.8724 | -7.5998
022269 | MV/LV Substation BA***269 |  | 10 kV | _ | LV | 100 kVA :Pole Substation | 0.1 | --> | 0.1 | 0.1 | 2.24 |  | --> | 0.095 | 0 | 0 | 0 | 0 | Constrained, otherwise capacity available =95 kW | --> | C19 ex CASTLETOWNROCHE | Castletownroche [T41] | MALLOW |  | 52.1861 | -8.4462
023046 | MV/LV Substation CO***046 |  | 10 kV | _ | LV | 400 kVA :Kiosk Substation | 0.4 | --> | 0.4 | 0 | 0 | Constrained, otherwise capacity available =317 kVA | --> | 0.38 | 0 | 0.02 | 0 | 0 | Constrained, otherwise capacity available =354 kW | --> | C21 ex COOLCARRON | Coolcarron [T41,T42] | BARRYMORE |  | 52.1326 | -8.2804
093063Z | MV/LV Substation CO***063Z |  | 10 kV | _ | LV | 200 kVA :Kiosk Substation | 0.2 | --> | 0.2 | 0 | 0 | Constrained, otherwise capacity available =158 kVA | --> | 0.19 | 0 | 0 | 0.184 | 0 |  | --> | C14 ex SANTRY | Santry [T41,T42] | FINGLAS |  | 53.3931 | -6.2296
089165X | MV/LV Substation TO***165X |  | 10 kV | _ | LV | 630 kVA :Kiosk Substation | 0.63 | --> | 0.63 | 0.5 | 9.1 |  | --> | 0.598 | 0 | 0 | 0 | 0 | Constrained, otherwise capacity available =587 kW | --> | C14 ex ARDNAREE | Ardnaree [T42,T421] | MOY |  | 54.1135 | -9.1567
154407Y | MV/LV Substation WE***407Y |  | 10 kV | _ | LV | 630 kVA :Building Structure | 0.63 | --> | 0.63 | 0 | 0 | Constrained, otherwise capacity available =566 kVA | --> | 0.598 | 0 | 0 | 0.5 | 0 |  | --> | C16 ex COLLEGE PARK | College Park [T101,T102,T103] | COLLEGE PARK |  | 53.3923 | -6.3842
037044 | MV/LV Substation LI***044 |  | 10 kV | _ | LV | 400 kVA :Kiosk Substation | 0.4 | --> | 0.4 | 0.281 | 13.05 |  | --> | 0.38 | 0 | 0.016 | 0.352 | 0 |  | --> | C12 ex ENNIS | Ennis [T101,T102] | ENNIS |  | 52.8513 | -8.9736
093279Z | MV/LV Substation BA***279Z |  | 10 kV | _ | LV | 1000 kVA :Building Structure | 1 | --> | 1 | 0.5 | 2.86 |  | --> | 0.95 | 0 | 0 | 0.5 | 0 |  | --> | C14 ex BALLYMUN | Ballymun [T41,T42] | FINGLAS |  | 53.3949 | -6.266
012176Y | MV/LV Substation BA***176Y |  | 10 kV | _ | LV | 200 kVA :Kiosk Substation | 0.2 | --> | 0.2 | 0.2 | 1.99 |  | --> | 0.19 | 0 | 0 | 0 | 0 | Constrained, otherwise capacity available =190 kW | --> | C11 ex GRAIGUE | Graigue [T41,T42] | CARLOW |  | 52.8345 | -6.9363
082659Y | MV/LV Substation BE***659Y |  | 10 kV | _ | LV | 400 kVA :Kiosk Substation | 0.4 | --> | 0.4 | 0.337 | 2.01 |  | --> | 0.38 | 0 | 0.019 | 0 | 0 | Constrained, otherwise capacity available =357 kW | --> | C17 ex ABBEYLAND | Abbeyland [T41,T42] | NAVAN |  | 53.6617 | -6.6848
016228Z | MV/LV Substation WI***228Z |  | 10 kV | _ | LV | 400 kVA :Kiosk Substation | 0.4 | --> | 0.4 | 0 | 0 | Constrained, otherwise capacity available =276 kVA | --> | 0.38 | 0 | 0.025 | 0 | 0 | Constrained, otherwise capacity available =344 kW | --> | C18 ex CELBRIDGE | Celbridge [T41,T42] | GRIFFINRATH |  | 53.3352 | -6.5262
220081X | MV/LV Substation MU***081X |  | 20 kV | _ | LV | 1000 kVA :Building Structure | 1 | --> | 1 | 0.5 | 2.33 |  | --> | 0.95 | 0 | 0 | 0 | 0 | Constrained, otherwise capacity available =949 kW | --> | E14 ex MOY | Moy [T421,T422] | MOY |  | 54.1927 | -9.2451
0674390 | MV/LV Substation CL***4390 |  | 10 kV | _ | LV | 630 kVA :Building Structure | 0.63 | --> | 0.63 | 0 | 0 | Constrained, otherwise capacity available =431 kVA | --> | 0.598 | 0 | 0 | 0 | 0 | Constrained, otherwise capacity available =571 kW | --> | C20 ex CAHERDAVIN | Caherdavin [T41,T42] | ARDNACRUSHA |  | 52.6759 | -8.6826
009909Y | MV/LV Substation VI***909Y |  | 10 kV | _ | LV | 400 kVA :Kiosk Substation | 0.4 | --> | 0.4 | 0 | 0 | Constrained, otherwise capacity available =297 kVA | --> | 0.38 | 0 | 0.033 | 0 | 0 | Constrained, otherwise capacity available =341 kW | --> | C17 ex GRANGE (SR) | Grange (sr) [T41,T42] | BUTLERSTOWN |  | 52.2459 | -7.0783
007409X | MV/LV Substation MU***409X |  | 10 kV | _ | LV | 400 kVA :Kiosk Substation | 0.4 | --> | 0.4 | 0 | 0 | Constrained, otherwise capacity available =190 kVA | --> | 0.38 | 0 | 0.082 | 0 | 0 | Constrained, otherwise capacity available =290 kW | --> | C18 ex MULGANNON | Mulgannon [T41,T42] | WEXFORD |  | 52.3241 | -6.4621
266722 | MV/LV Substation MI***722 |  | 20 kV | _ | LV | 400 kVA :Kiosk Substation | 0.4 | --> | 0.4 | 0 | 0 | Constrained, otherwise capacity available =285 kVA | --> | 0.38 | 0 | 0.057 | 0 | 0 | Constrained, otherwise capacity available =322 kW | --> | E18 ex CARNDONAGH | Carndonagh [T421,T422] | TRILLICK |  | 55.2468 | -7.2636
059458Y | MV/LV Substation DR***458Y |  | 10 kV | _ | LV | 630 kVA :Kiosk Substation | 0.63 | --> | 0.63 | 0 | 0 | Constrained, otherwise capacity available =484 kVA | --> | 0.598 | 0 | 0 | 0 | 0 | Constrained, otherwise capacity available =578 kW | --> | C20 ex CAVAN | Cavan [T42,T421] | SHANKILL |  | 53.9848 | -7.2571
118482Y | MV/LV Substation I ***482Y |  | 20 kV | _ | LV | 400 kVA :Building Structure | 0.4 | --> | 0.4 | 0 | 0 | Constrained, otherwise capacity available =244 kVA | --> | 0.38 | 0 | 0.006 | 0 | 0 | Constrained, otherwise capacity available =354 kW | --> | E16 ex CREAGH | Creagh [T421,T422] | ATHLONE |  | 53.335 | -8.2027
001170 | MV/LV Substation CO***170 |  | 10 kV | _ | LV | 100 kVA :Building Structure | 0.1 | --> | 0.1 | 0.09 | 0.86 |  | --> | 0.095 | 0 | 0.011 | 0.085 | 0 |  | --> | C21 ex BELFIELD | Belfield [T41,T42] | BLACKROCK |  | 53.3011 | -6.2349
062358Y | MV/LV Substation ES***358Y |  | 20 kV | _ | LV | 50 kVA :Pole Substation | 0.05 | --> | 0.05 | 0.038 | 4.25 |  | --> | 0.048 | 0 | 0 | 0 | 0 | Constrained, otherwise capacity available =46 kW | --> | E15 ex JENKINSTOWN | Jenkinstown [T421,T422] | DUNDALK |  | 54.0421 | -6.381
130330X | MV/LV Substation GR***330X |  | 20 kV | _ | LV | 630 kVA :Kiosk Substation | 0.63 | --> | 0.63 | 0 | 0 | Constrained, otherwise capacity available =619 kVA | --> | 0.598 | 0 | 0.005 | 0 | 0 | Constrained, otherwise capacity available =593 kW | --> | E11 ex FINEA | Finea [T421,T422] | SHANKILL |  | 53.7794 | -7.496
233509 | MV/LV Substation KN***509 |  | 10 kV | _ | LV | 200 kVA :Pole Substation | 0.2 | --> | 0.2 | 0 | 0 | Constrained, otherwise capacity available =184 kVA | --> | 0.19 | 0 | 0 | 0 | 0 | Constrained, otherwise capacity available =188 kW | --> | C23 ex CASTLEISLAND | Castleisland [T41,T42] | TRALEE |  | 52.3317 | -9.3802
0034176 | MV/LV Substation BO***4176 |  | 10 kV | _ | LV | 400 kVA :Kiosk Substation | 0.4 | --> | 0.4 | 0.279 | 11.58 |  | --> | 0.38 | 0 | 0.04 | 0 | 0 | Constrained, otherwise capacity available =334 kW | --> | C25 ex BALLYBEG | Ballybeg [T101,T102] | CARRICKMINES |  | 52.9865 | -6.0576
053172Z | MV/LV Substation BA***172Z |  | 20 kV | _ | LV | 100 kVA :Pole Substation | 0.1 | --> | 0.1 | 0 | 0 | Constrained, otherwise capacity available =77 kVA | --> | 0.095 | 0 | 0.004 | 0 | 0 | Constrained, otherwise capacity available =89 kW | --> | C18 ex PORTARLINGTON | Portarlington [T41,T42] | PORTLAOISE |  | 53.2325 | -7.3224
158329Y | MV/LV Substation SE***329Y |  | 10 kV | _ | LV | 50 kVA :Pole Substation | 0.05 | --> | 0.05 | 0.05 | 0.83 |  | --> | 0.048 | 0 | 0 | 0 | 0 | Constrained, otherwise capacity available =48 kW | --> | C15 ex MILLTOWN MALBAY | Milltown Malbay [T42] | TULLABRACK |  | 52.8088 | -9.473
1274521 | MV/LV Substation BE***4521 |  | 10 kV | _ | LV | 50 kVA :Pole Substation | 0.05 | --> | 0.05 | 0.05 | 5.89 |  | --> | 0.048 | 0 | 0 | 0 | 0 | Constrained, otherwise capacity available =48 kW | --> | C11 ex CASHEL | Cashel [T41,T42] | CAHIR |  | 52.4624 | -7.8154
014562Z | MV/LV Substation EU***562Z |  | 10 kV | _ | LV | 630 kVA :Building Structure | 0.63 | --> | 0.63 | 0 | 0 | Constrained, otherwise capacity available =496 kVA | --> | 0.598 | 0 | 0 | 0 | 0 | Constrained, otherwise capacity available =580 kW | --> | C12 ex KILDARE | Kildare [T41,T42] | NEWBRIDGE |  | 53.1566 | -6.9122
093229X | MV/LV Substation ST***229X |  | 10 kV | _ | LV | 400 kVA :Building Structure | 0.4 | --> | 0.4 | 0.191 | 7.91 |  | --> | 0.38 | 0 | 0 | 0.358 | 0 |  | --> | C26 ex PELLETSTOWN | Pelletstown [T101,T102] | FINGLAS |  | 53.3954 | -6.3549
149217X | MV/LV Substation AR***217X |  | 10 kV | _ | LV | 400 kVA :Kiosk Substation | 0.4 | --> | 0.4 | 0 | 0 | Constrained, otherwise capacity available =358 kVA | --> | 0.38 | 0 | 0.02 | 0 | 0 | Constrained, otherwise capacity available =359 kW | --> | C13 ex DONEGAL | Donegal [T41,T42] | CATHALEENS FALL |  | 54.6505 | -8.0982
0014102 | MV/LV Substation CH***4102 |  | 10 kV | _ | LV | 1000 kVA :Building Structure | 1 | --> | 1 | 0.5 | 1.23 |  | --> | 0.95 | 0 | 0.031 | 0.5 | 0 |  | --> | C20 ex SALLYNOGGIN ROAD | Sallynoggin Road [T41,T42] | CHERRYWOOD |  | 53.2851 | -6.1401
039001 | MV/LV Substation EY***001 |  | 10 kV | _ | LV | 1000 kVA :Building Structure | 1 | --> | 1 | 0 | 0 | Constrained, otherwise capacity available =733 kVA | --> | 0.95 | 0 | 0 | 0 | 0 | Constrained, otherwise capacity available =913 kW | --> | C11 ex HEADFORD ROAD | Headford Road [T41,T42] | GALWAY 110KV |  | 53.2747 | -9.0492
377104Y | MV/LV Substation SN***104Y |  | 20 kV | _ | LV | 100 kVA :Pole Substation | 0.1 | --> | 0.1 | 0.082 | 0.76 |  | --> | 0.095 | 0 | 0 | 0 | 0 | Constrained, otherwise capacity available =92 kW | --> | E19 ex KENMARE | Kenmare [T421] | KNOCKEARAGH |  | 51.8343 | -9.9068
214002 | MV/LV Substation EN***002 |  | 10 kV | _ | LV | 50 kVA :Pole Substation | 0.05 | --> | 0.05 | 0 | 0 | Constrained, otherwise capacity available =43 kVA | --> | 0.048 | 0 | 0.005 | 0 | 0 | Constrained, otherwise capacity available =43 kW | --> | C15 ex DRUMQUIN | Drumquin [T42] | ENNIS |  | 52.7512 | -9.1434
014837X | MV/LV Substation LU***837X |  | 10 kV | _ | LV | 100 kVA :Pole Substation | 0.1 | --> | 0.1 | 0 | 0 | Constrained, otherwise capacity available =84 kVA | --> | 0.095 | 0 | 0.005 | 0 | 0 | Constrained, otherwise capacity available =89 kW | --> | C13 ex ATHGARVAN | Athgarvan [T41,T44] | NEWBRIDGE |  | 53.1571 | -6.8143
1544061 | MV/LV Substation AL***4061 |  | 10 kV | _ | LV | 400 kVA :Kiosk Substation | 0.4 | --> | 0.4 | 0 | 0 | Constrained, otherwise capacity available =346 kVA | --> | 0.38 | 0 | 0 | 0 | 0 | Constrained, otherwise capacity available =373 kW | --> | C24 ex BALLYCOOLIN | Ballycoolin [T41,T42,T43] | FINGLAS |  | 53.4017 | -6.3956
265023 | MV/LV Substation CA***023 |  | 20 kV | _ | LV | 50 kVA :Pole Substation | 0.05 | --> | 0.05 | 0.038 | 2.56 |  | --> | 0.048 | 0 | 0 | 0.046 | 0 |  | --> | C18 ex KILLESHANDRA | Killeshandra [T41,T42] | GORTAWEE |  | 54.0104 | -7.5239
068922X | MV/LV Substation TH***922X |  | 10 kV | _ | LV | 630 kVA :Building Structure | 0.63 | --> | 0.63 | 0.5 | 20.78 |  | --> | 0.598 | 0 | 0 | 0.5 | 0 |  | --> | C17 ex HEUSTON SQUARE | Heuston Square [T101,T102] | INCHICORE 220KV |  | 53.3445 | -6.2975
067275X | MV/LV Substation AS***275X |  | 10 kV | _ | LV | 400 kVA :Kiosk Substation | 0.4 | --> | 0.4 | 0 | 0 | Constrained, otherwise capacity available =266 kVA | --> | 0.38 | 0 | 0.096 | 0 | 0 | Constrained, otherwise capacity available =290 kW | --> | C21 ex CASTLETROY | Castletroy [T41,T42] | ARDNACRUSHA |  | 52.6603 | -8.5518
127271 | MV/LV Substation TH***271 |  | 10 kV | _ | LV | 1000 kVA :Building Structure | 1 | --> | 1 | 0 | 0 | Constrained, otherwise capacity available =991 kVA | --> | 0.95 | 0 | 0 | 0 | 0 | Constrained, otherwise capacity available =949 kW | --> | C14 ex HOLYCROSS ROAD | Holycross Road [T41,T42] | THURLES |  | 52.6747 | -7.821
136800 | MV/LV Substation EM***800 |  | 10 kV | _ | LV | 50 kVA :Pole Substation | 0.05 | --> | 0.05 | 0 | 0 | Constrained, otherwise capacity available =36 kVA | --> | 0.048 | 0 | 0 | 0 | 0 | Constrained, otherwise capacity available =46 kW | --> | C19 ex ROSCOMMON | Roscommon [T41,T42] | LANESBORO |  | 53.649 | -8.3149
154449Z | MV/LV Substation SU***449Z |  | 10 kV | _ | LV | 400 kVA :Kiosk Substation | 0.4 | --> | 0.4 | 0 | 0 | Constrained, otherwise capacity available =266 kVA | --> | 0.38 | 0 | 0.002 | 0.36 | 0 |  | --> | C18 ex MACETOWN | Macetown [T101,T102] | MACETOWN |  | 53.4086 | -6.4436
152537 | MV/LV Substation AH***537 |  | 10 kV | _ | LV | 50 kVA :Pole Substation | 0.05 | --> | 0.05 | 0 | 0 | Constrained, otherwise capacity available =37 kVA | --> | 0.048 | 0 | 0.022 | 0 | 0 | Constrained, otherwise capacity available =29 kW | --> | C12 ex CAPPAMORE | Cappamore [T41,T42] | ARDNACRUSHA |  | 52.6352 | -8.4207
061355 | MV/LV Substation AN***355 |  | 10 kV | _ | LV | 50 kVA :Pole Substation | 0.05 | --> | 0.05 | 0.045 | 2.04 |  | --> | 0.048 | 0 | 0 | 0 | 0 | Constrained, otherwise capacity available =47 kW | --> | C12 ex BALLYBAY | Ballybay [T41,T42] | LISDRUM |  | 54.1205 | -6.9172
377522 | MV/LV Substation CH***522 |  | 20 kV | _ | LV | 200 kVA :Pole Substation | 0.2 | --> | 0.2 | 0 | 0 | Constrained, otherwise capacity available =148 kVA | --> | 0.19 | 0 | 0.01 | 0 | 0 | Constrained, otherwise capacity available =175 kW | --> | E18 ex GURRANEBANE | Gurranebane [T421,T422] | OUGHTRAGH |  | 51.9065 | -10.3359
062668Y | MV/LV Substation GR***668Y |  | 20 kV | _ | LV | 400 kVA :Kiosk Substation | 0.4 | --> | 0.4 | 0.349 | 3.47 |  | --> | 0.38 | 0 | 0.005 | 0 | 0 | Constrained, otherwise capacity available =369 kW | --> | E17 ex BUSH | Bush [T421,T422] | DUNDALK |  | 54.0392 | -6.1763
007947Z | MV/LV Substation QU***947Z |  | 10 kV | _ | LV | 200 kVA :Kiosk Substation | 0.2 | --> | 0.2 | 0.134 | 0.14 |  | --> | 0.19 | 0 | 0.031 | 0 | 0 | Constrained, otherwise capacity available =158 kW | --> | C16 ex CARRIGLAWN | Carriglawn [T41,T42] | WEXFORD |  | 52.3419 | -6.5057
002988 | MV/LV Substation BR***988 |  | 10 kV | _ | LV | 1000 kVA :Building Structure | 1 | --> | 1 | 0.041 | 0.04 | Constrained, otherwise capacity available =736 kVA | --> | 0.95 | 0 | 0.005 | 0.5 | 0 |  | --> | C13 ex LITTLE BRAY | Little Bray [T41,T42] | FASSAROE |  | 53.2015 | -6.1091
0534312 | MV/LV Substation JA***4312 |  | 10 kV | _ | LV | 400 kVA :Kiosk Substation | 0.4 | --> | 0.4 | 0.373 | 2.39 |  | --> | 0.38 | 0 | 0.025 | 0 | 0 | Constrained, otherwise capacity available =358 kW | --> | C18 ex SRAH | Srah [T41,T42] | THORNSBERRY |  | 53.2837 | -7.5192
016160Z | MV/LV Substation MA***160Z |  | 10 kV | _ | LV | 1000 kVA :Building Structure | 1 | --> | 1 | 0 | 0 | Constrained, otherwise capacity available =1000 kVA | --> | 0.95 | 0 | 0 | 0 | 0 | Constrained, otherwise capacity available =950 kW | --> | C28 ex MONEYCOOLEY | Moneycooley [T41,T42,T44] | GRIFFINRATH |  | 53.3653 | -6.5885
161751 | MV/LV Substation OB***751 |  | 10 kV | _ | LV | 50 kVA :Pole Substation | 0.05 | --> | 0.05 | 0.041 | 6.53 |  | --> | 0.048 | 0 | 0.005 | 0.043 | 0 |  | --> | C17 ex OUGHTERARD | Oughterard [T41,T42] | SCREEB |  | 53.4254 | -9.3424
137061 | MV/LV Substation BE***061 |  | 10 kV | _ | LV | 50 kVA :Pole Substation | 0.05 | --> | 0.05 | 0.026 | 2 |  | --> | 0.048 | 0 | 0 | 0 | 0 | Constrained, otherwise capacity available =44 kW | --> | C14 ex CAUSEWAY | Causeway [T41,T42] | TRALEE |  | 52.4517 | -9.6669
016193Z | MV/LV Substation CA***193Z |  | 20 kV | _ | LV | 200 kVA :Kiosk Substation | 0.2 | --> | 0.2 | 0 | 0 | Constrained, otherwise capacity available =190 kVA | --> | 0.19 | 0 | 0 | 0 | 0 | Constrained, otherwise capacity available =189 kW | --> | C21 ex MONEYCOOLEY | Moneycooley [T41,T42,T44] | GRIFFINRATH |  | 53.394 | -6.5561
281174Z | MV/LV Substation DO***174Z |  | 10 kV | _ | LV | 400 kVA :Building Structure | 0.4 | --> | 0.4 | 0 | 0 | Constrained, otherwise capacity available =392 kVA | --> | 0.38 | 0 | 0 | 0 | 0 | Constrained, otherwise capacity available =379 kW | --> | C18 ex DOUGLAS | Douglas [T41,T42] | TRABEG |  | 51.8786 | -8.4304
046059 | MV/LV Substation SO***059 |  | 10 kV | _ | LV | 630 kVA :Kiosk Substation | 0.63 | --> | 0.63 | 0 | 0 | Constrained, otherwise capacity available =394 kVA | --> | 0.598 | 0 | 0.075 | 0.5 | 0 |  | --> | C11 ex FINISKLIN | Finisklin [T41,T42] | SLIGO |  | 54.272 | -8.4829
018153 | MV/LV Substation ES***153 |  | 20 kV | _ | LV | 100 kVA :Pole Substation | 0.1 | --> | 0.1 | 0.091 | 3.75 |  | --> | 0.095 | 0 | 0 | 0 | 0 | Constrained, otherwise capacity available =94 kW | --> | C14 ex SMEARLA | Smearla [T41,T42] | TRIEN |  | 52.5707 | -9.3839
136159Y | MV/LV Substation ST***159Y |  | 10 kV | _ | LV | 630 kVA :Building Structure | 0.63 | --> | 0.63 | 0 | 0 | Constrained, otherwise capacity available =466 kVA | --> | 0.598 | 0 | 0 | 0 | 0 | Constrained, otherwise capacity available =576 kW | --> | C12 ex ROSCOMMON | Roscommon [T41,T42] | LANESBORO |  | 53.632 | -8.1913
349210 | MV/LV Substation CO***210 |  | 10 kV | _ | LV | 400 kVA :Kiosk Substation | 0.4 | --> | 0.4 | 0.375 | 2.35 |  | --> | 0.38 | 0 | 0 | 0 | 0 | Constrained, otherwise capacity available =376 kW | --> | C15 ex KILTIMAGH | Kiltimagh [T41] | CASTLEBAR |  | 53.8474 | -9.0052
154135Z | MV/LV Substation NO***135Z |  | 10 kV | _ | LV | 200 kVA :Building Structure | 0.2 | --> | 0.2 | 0 | 0 | Constrained, otherwise capacity available =149 kVA | --> | 0.19 | 0 | 0.04 | 0 | 0 | Constrained, otherwise capacity available =153 kW | --> | C18 ex BALLYCOOLIN | Ballycoolin [T41,T42,T43] | FINGLAS |  | 53.4128 | -6.3509
042741 | MV/LV Substation DE***741 |  | 20 kV | _ | LV | 50 kVA :Pole Substation | 0.05 | --> | 0.05 | 0 | 0 | Constrained, otherwise capacity available =44 kVA | --> | 0.048 | 0 | 0.006 | 0 | 0 | Constrained, otherwise capacity available =42 kW | --> | C21 ex KNOCKAPHUNTA | Knockaphunta [T41,T42] | CASTLEBAR |  | 53.8213 | -9.3342
065495X | MV/LV Substation PR***495X |  | 20 kV | _ | LV | 100 kVA :Pole Substation | 0.1 | --> | 0.1 | 0 | 0 | Constrained, otherwise capacity available =94 kVA | --> | 0.095 | 0 | 0 | 0 | 0 | Constrained, otherwise capacity available =94 kW | --> | E23 ex BALTRASNA | Baltrasna [T121,T122] | BALTRASNA |  | 53.557 | -6.4416
160444X | MV/LV Substation GA***444X |  | 10 kV | _ | LV | 100 kVA :Pole Substation | 0.1 | --> | 0.1 | 0 | 0 | Constrained, otherwise capacity available =63 kVA | --> | 0.095 | 0 | 0 | 0 | 0 | Constrained, otherwise capacity available =90 kW | --> | C18 ex PORTARLINGTON | Portarlington [T41,T42] | PORTLAOISE |  | 53.1449 | -7.2729
2884084 | MV/LV Substation BU***4084 |  | 10 kV | _ | LV | 1000 kVA :Building Structure | 1 | --> | 1 | 0.5 | 19.52 |  | --> | 0.95 | 0 | 0 | 0.5 | 0 |  | --> | C27 ex TANEY | Taney [T101,T102] | CARRICKMINES |  | 53.2887 | -6.2448
405595 | MV/LV Substation WO***595 |  | 20 kV | _ | LV | 200 kVA :Pole Substation | 0.2 | --> | 0.2 | 0.197 | 3.03 |  | --> | 0.19 | 0 | 0 | 0 | 0 | Constrained, otherwise capacity available =190 kW | --> | E14 ex MOVILLE | Moville [T421,T422] | TRILLICK |  | 55.1905 | -7.0444
028410 | MV/LV Substation FO***410 |  | 10 kV | _ | LV | 100 kVA :Pole Substation | 0.1 | --> | 0.1 | 0 | 0 | Constrained, otherwise capacity available =35 kVA | --> | 0.095 | 0 | 0 | 0 | 0 | Constrained, otherwise capacity available =86 kW | --> | C13 ex COW CROSS |  |  |  | 51.8961 | -8.3161
067291 | MV/LV Substation DE***291 |  | 10 kV | _ | LV | 400 kVA :Kiosk Substation | 0.4 | --> | 0.4 | 0 | 0 | Constrained, otherwise capacity available =248 kVA | --> | 0.38 | 0 | 0.018 | 0 | 0 | Constrained, otherwise capacity available =345 kW | --> | C14 ex MOYLISH | Moylish [T41,T42] | ARDNACRUSHA |  | 52.6731 | -8.6342
233002X | MV/LV Substation TU***002X |  | 10 kV | _ | LV | 50 kVA :Pole Substation | 0.05 | --> | 0.05 | 0 | 0 | Constrained, otherwise capacity available =43 kVA | --> | 0.048 | 0 | 0.006 | 0 | 0 | Constrained, otherwise capacity available =42 kW | --> | C22 ex CASTLEISLAND | Castleisland [T41,T42] | TRALEE |  | 52.2344 | -9.4352
064107Z | MV/LV Substation GL***107Z |  | 10 kV | _ | LV | 200 kVA :Kiosk Substation | 0.2 | --> | 0.2 | 0 | 0 | Constrained, otherwise capacity available =180 kVA | --> | 0.19 | 0 | 0 | 0 | 0 | Constrained, otherwise capacity available =187 kW | --> | C14 ex DRYBRIDGE | Drybridge [T41,T42] | DRYBRIDGE |  | 53.7381 | -6.4103
077142X | MV/LV Substation PA***142X |  | 20 kV | _ | LV | 400 kVA :Kiosk Substation | 0.4 | --> | 0.4 | 0 | 0 | Constrained, otherwise capacity available =370 kVA | --> | 0.38 | 0 | 0 | 0 | 0 | Constrained, otherwise capacity available =376 kW | --> | E18 ex PATRICKSWELL | Patrickswell [T421,T422] | LIMERICK |  | 52.5969 | -8.7118
068897X | MV/LV Substation CR***897X |  | 10 kV | _ | LV | 630 kVA :Building Structure | 0.63 | --> | 0.63 | 0.162 | 20.78 |  | --> | 0.598 | 0 | 0 | 0.5 | 0 |  | --> | C18 ex HEUSTON SQUARE | Heuston Square [T101,T102] | INCHICORE 220KV |  | 53.3492 | -6.2954
182021X | MV/LV Substation DU***021X |  | 20 kV | _ | LV | 200 kVA :Pole Substation | 0.2 | --> | 0.2 | 0 | 0 | Constrained, otherwise capacity available =175 kVA | --> | 0.19 | 0 | 0.012 | 0 | 0 | Constrained, otherwise capacity available =178 kW | --> | E17 ex DRUMLINE | Drumline [T421,T422] | DRUMLINE |  | 52.805 | -8.7417
071816 | MV/LV Substation DR***816 |  | 10 kV | _ | LV | 200 kVA :Kiosk Substation | 0.2 | --> | 0.2 | 0.169 | 5.58 |  | --> | 0.19 | 0 | 0.01 | 0.178 | 0 |  | --> | C12 ex KILCOOLE | Kilcoole [T41,T42] | FASSAROE |  | 53.0913 | -6.0819
011647Z | MV/LV Substation SE***647Z |  | 10 kV | _ | LV | 400 kVA :Kiosk Substation | 0.4 | --> | 0.4 | 0 | 0 | Constrained, otherwise capacity available =272 kVA | --> | 0.38 | 0 | 0.009 | 0 | 0 | Constrained, otherwise capacity available =356 kW | --> | C17 ex ROSEHILL | Rosehill [T41,T42] | KILKENNY |  | 52.639 | -7.2724
116061 | MV/LV Substation CO***061 |  | 10 kV | _ | LV | 200 kVA :Pole Substation | 0.2 | --> | 0.2 | 0.143 | 7.32 |  | --> | 0.19 | 0 | 0 | 0.182 | 0 |  | --> | C12 ex CARROWBEG | Carrowbeg [T41,T42] | CARROWBEG |  | 53.7954 | -9.5075
209985 | MV/LV Substation BA***985 |  | 20 kV | _ | LV | 50 kVA :Pole Substation | 0.05 | --> | 0.05 | 0 | 0 | Constrained, otherwise capacity available =50 kVA | --> | 0.048 | 0 | 0 | 0 | 0 | Constrained, otherwise capacity available =48 kW | --> | C14 ex MILFORD (NR) | Milford (nr) [T41,T42] | LETTERKENNY |  | 55.2507 | -7.75
154496Z | MV/LV Substation MI***496Z |  | 10 kV | _ | LV | 200 kVA :Building Structure | 0.2 | --> | 0.2 | 0 | 0 | Constrained, otherwise capacity available =198 kVA | --> | 0.19 | 0 | 0 | 0 | 0 | Constrained, otherwise capacity available =190 kW | --> | C12 ex COOLMINE | Coolmine [T41,T42] | FINGLAS |  | 53.3876 | -6.3995
127575X | MV/LV Substation CL***575X |  | 20 kV | _ | LV | 100 kVA :Pole Substation | 0.1 | --> | 0.1 | 0.094 | 5.89 |  | --> | 0.095 | 0 | 0 | 0 | 0 | Constrained, otherwise capacity available =94 kW | --> | C14 ex CASHEL | Cashel [T41,T42] | CAHIR |  | 52.5918 | -7.9605
046090 | MV/LV Substation AV***090 |  | 10 kV | _ | LV | 400 kVA :Kiosk Substation | 0.4 | --> | 0.4 | 0.321 | 5.48 |  | --> | 0.38 | 0 | 0.005 | 0.365 | 0 |  | --> | C11 ex BALLYTIVNAN | Ballytivnan [T41,T42] | SLIGO |  | 54.281 | -8.4711
3654172 | MV/LV Substation BE***4172 |  | 10 kV | _ | LV | 630 kVA :Kiosk Substation | 0.63 | --> | 0.63 | 0 | 0 | Constrained, otherwise capacity available =630 kVA | --> | 0.598 | 0 | 0 | 0.5 | 0 |  | --> | C21 ex OLDBAWN | Oldbawn [T41,T42] | COOKSTOWN |  | 53.2693 | -6.3656
405599 | MV/LV Substation MO***599 |  | 20 kV | _ | LV | 200 kVA :Pole Substation | 0.2 | --> | 0.2 | 0.171 | 3.03 |  | --> | 0.19 | 0 | 0.05 | 0 | 0 | Constrained, otherwise capacity available =149 kW | --> | E14 ex MOVILLE | Moville [T421,T422] | TRILLICK |  | 55.191 | -7.0503
039814X | MV/LV Substation FA***814X |  | 10 kV | _ | LV | 630 kVA :Building Structure | 0.63 | --> | 0.63 | 0 | 0 | Constrained, otherwise capacity available =612 kVA | --> | 0.598 | 0 | 0 | 0 | 0 | Constrained, otherwise capacity available =596 kW | --> | C12 ex MONEENAGEISHA | Moneenageisha [T41,T42] | GALWAY 110KV |  | 53.2746 | -9.042
011864Y | MV/LV Substation DU***864Y |  | 10 kV | _ | LV | 100 kVA :Pole Substation | 0.1 | --> | 0.1 | 0 | 0 | Constrained, otherwise capacity available =88 kVA | --> | 0.095 | 0 | 0 | 0 | 0 | Constrained, otherwise capacity available =93 kW | --> | C23 ex GORESBRIDGE | Goresbridge [T41,T42] | KILKENNY |  | 52.665 | -6.9937
184966 | MV/LV Substation TE***966 |  | 10 kV | _ | LV | 50 kVA :Pole Substation | 0.05 | --> | 0.05 | 0.042 | 3.38 |  | --> | 0.048 | 0 | 0 | 0 | 0 | Constrained, otherwise capacity available =46 kW | --> | C17 ex CASTLEBLAYNEY | Castleblayney [T41,T42] | DUNDALK |  | 54.1273 | -6.8574
054399Y | MV/LV Substation TH***399Y |  | 10 kV | _ | LV | 50 kVA :Pole Substation | 0.05 | --> | 0.05 | 0.041 | 2.78 |  | --> | 0.048 | 0 | 0 | 0 | 0 | Constrained, otherwise capacity available =46 kW | --> | E16 ex BALLYRAGGET | Ballyragget [T421,T422] | BALLYRAGGET |  | 52.8316 | -7.3469
069728 | MV/LV Substation BU***728 |  | 10 kV | _ | LV | 630 kVA :Kiosk Substation | 0.63 | --> | 0.63 | 0.5 | 4.47 |  | --> | 0.598 | 0 | 0.005 | 0.5 | 0 |  | --> | C13 ex TEMPLEOGUE | Templeogue [T41,T42] | MILLTOWN (DR) |  | 53.2952 | -6.301
235743X | MV/LV Substation KI***743X |  | 20 kV | _ | LV | 50 kVA :Pole Substation | 0.05 | --> | 0.05 | 0 | 0 | Constrained, otherwise capacity available =41 kVA | --> | 0.048 | 0 | 0 | 0 | 0 | Constrained, otherwise capacity available =46 kW | --> | E11 ex BEALNABLATH | Bealnablath [T421] | BANDON |  | 51.8606 | -8.7191
062388Y | MV/LV Substation GR***388Y |  | 20 kV | _ | LV | 100 kVA :Pole Substation | 0.1 | --> | 0.1 | 0.084 | 3.47 |  | --> | 0.095 | 0 | 0.024 | 0 | 0 | Constrained, otherwise capacity available =75 kW | --> | E16 ex BUSH | Bush [T421,T422] | DUNDALK |  | 54.0084 | -6.1819
366226 | MV/LV Substation AR***226 |  | 20 kV | _ | LV | 50 kVA :Pole Substation | 0.05 | --> | 0.05 | 0.008 | 0.45 |  | --> | 0.048 | 0 | 0 | 0 | 0 | Constrained, otherwise capacity available =41 kW | --> | C16 ex CARRAROE | Carraroe [T42] | SCREEB |  | 53.2895 | -9.5545
066780Z | MV/LV Substation ST***780Z |  | 20 kV | _ | LV | 400 kVA :Kiosk Substation | 0.4 | --> | 0.4 | 0 | 0 | Constrained, otherwise capacity available =391 kVA | --> | 0.38 | 0 | 0 | 0 | 0 | Constrained, otherwise capacity available =379 kW | --> | E11 ex GLASMORE | Glasmore [T421,T422] | GLASMORE |  | 53.4868 | -6.1478
154585 | MV/LV Substation DA***585 |  | 10 kV | _ | LV | 50 kVA :Pole Substation | 0.05 | --> | 0.05 | 0 | 0 | Constrained, otherwise capacity available =50 kVA | --> | 0.048 | 0 | 0 | 0.048 | 0 |  | --> | C12 ex MACETOWN | Macetown [T101,T102] | MACETOWN |  | 53.4101 | -6.4266
251873 | MV/LV Substation KI***873 |  | 20 kV | _ | LV | 50 kVA :Pole Substation | 0.05 | --> | 0.05 | 0 | 0 | Constrained, otherwise capacity available =40 kVA | --> | 0.048 | 0 | 0 | 0 | 0 | Constrained, otherwise capacity available =46 kW | --> | E43 ex CLAREGALWAY | Claregalway [T42,T421] | GALWAY 110KV |  | 53.353 | -8.9132
288110X | MV/LV Substation BA***110X |  | 10 kV | _ | LV | 400 kVA :Building Structure | 0.4 | --> | 0.4 | 0 | 0 | Constrained, otherwise capacity available =199 kVA | --> | 0.38 | 0 | 0 | 0.352 | 0 |  | --> | C17 ex CARRICKMINES | Carrickmines [T41,T42] | CARRICKMINES |  | 53.2546 | -6.1868
003312Y | MV/LV Substation GL***312Y |  | 10 kV | _ | LV | 50 kVA :Pole Substation | 0.05 | --> | 0.05 | 0.046 | 0.48 |  | --> | 0.048 | 0 | 0 | 0 | 0 | Constrained, otherwise capacity available =47 kW | --> | C15 ex KILMARTIN | Kilmartin [T41] | ARKLOW |  | 53.0695 | -6.0914
011562 | MV/LV Substation KN***562 |  | 10 kV | _ | LV | 50 kVA :Pole Substation | 0.05 | --> | 0.05 | 0.037 | 0.04 | Constrained, otherwise capacity available =43 kVA | --> | 0.048 | 0 | 0 | 0 | 0 | Constrained, otherwise capacity available =46 kW | --> | C11 ex CALLAN | Callan [T41,T42] | KILKENNY |  | 52.6207 | -7.4174
021431Z | MV/LV Substation AR***431Z |  | 10 kV | _ | LV | 400 kVA :Kiosk Substation | 0.4 | --> | 0.4 | 0 | 0 | Constrained, otherwise capacity available =355 kVA | --> | 0.38 | 0 | 0 | 0.374 | 0 |  | --> | C17 ex KILBARRY | Kilbarry [T101,T43] | KILBARRY |  | 51.9125 | -8.4619
035019 | MV/LV Substation KI***019 |  | 10 kV | _ | LV | 50 kVA :Pole Substation | 0.05 | --> | 0.05 | 0.043 | 6.17 |  | --> | 0.048 | 0 | 0 | 0 | 0 | Constrained, otherwise capacity available =46 kW | --> | C24 ex CAHIR | Cahir [T41,T42] | CAHIR |  | 52.3725 | -7.829
067162 | MV/LV Substation SP***162 |  | 10 kV | _ | LV | 400 kVA :Kiosk Substation | 0.4 | --> | 0.4 | 0 | 0 | Constrained, otherwise capacity available =102 kVA | --> | 0.38 | 0 | 0.124 | 0.245 | 0 |  | --> | C15 ex BALLINACURRA | Ballinacurra [T41,T42] | LIMERICK |  | 52.6374 | -8.6525
084508 | MV/LV Substation KI***508 |  | 20 kV | _ | LV | 400 kVA :Kiosk Substation | 0.4 | --> | 0.4 | 0 | 0 | Constrained, otherwise capacity available =266 kVA | --> | 0.38 | 0 | 0.03 | 0 | 0 | Constrained, otherwise capacity available =339 kW | --> | E11 ex KILCOLGAN | Kilcolgan [T42,T421] | GALWAY 110KV |  | 53.1379 | -8.9352
054927Y | MV/LV Substation TH***927Y |  | 10 kV | _ | LV | 400 kVA :Kiosk Substation | 0.4 | --> | 0.4 | 0 | 0 | Constrained, otherwise capacity available =311 kVA | --> | 0.38 | 0 | 0.024 | 0 | 0 | Constrained, otherwise capacity available =350 kW | --> | C15 ex PALLAS | Pallas [T41,T42] | PORTLAOISE |  | 53.0479 | -7.3191
031749 | MV/LV Substation ST***749 |  | 20 kV | _ | LV | 200 kVA :Pole Substation | 0.2 | --> | 0.2 | 0 | 0 | Constrained, otherwise capacity available =152 kVA | --> | 0.19 | 0 | 0.011 | 0 | 0 | Constrained, otherwise capacity available =175 kW | --> | E16 ex KILMACTHOMAS | Kilmacthomas [T421,T422] | DUNGARVAN |  | 52.1307 | -7.463
293707Z | MV/LV Substation WH***707Z |  | 20 kV | _ | LV | 200 kVA :Kiosk Substation | 0.2 | --> | 0.2 | 0 | 0 | Constrained, otherwise capacity available =124 kVA | --> | 0.19 | 0 | 0 | 0 | 0 | Constrained, otherwise capacity available =179 kW | --> | E13 ex BALTINGLASS | Baltinglass [T421,T422] | STRATFORD |  | 52.9338 | -6.6963
093452 | MV/LV Substation CO***452 |  | 10 kV | _ | LV | 50 kVA :Pole Substation | 0.05 | --> | 0.05 | 0 | 0 | Constrained, otherwise capacity available =22 kVA | --> | 0.048 | 0 | 0 | 0 | 0 | Constrained, otherwise capacity available =44 kW | --> | C17 ex BALLYCOOLIN | Ballycoolin [T41,T42,T43] | FINGLAS |  | 53.4102 | -6.3163
051001 | MV/LV Substation RI***001 |  | 10 kV | _ | LV | 400 kVA :Kiosk Substation | 0.4 | --> | 0.4 | 0.214 | 2.22 |  | --> | 0.38 | 0 | 0.027 | 0.334 | 0 |  | --> | E14 ex CLARA | Clara [T421,T422] | THORNSBERRY |  | 53.3423 | -7.6129
160699Y | MV/LV Substation RA***699Y |  | 10 kV | _ | LV | 200 kVA :Kiosk Substation | 0.2 | --> | 0.2 | 0 | 0 | Constrained, otherwise capacity available =164 kVA | --> | 0.19 | 0 | 0.014 | 0 | 0 | Constrained, otherwise capacity available =175 kW | --> | C14 ex PORTLAOISE | Portlaoise [T41,T42] | PORTLAOISE |  | 53.0415 | -7.2763
009026 | MV/LV Substation PR***026 |  | 10 kV | _ | LV | 50 kVA :Pole Substation | 0.05 | --> | 0.05 | 0.033 | 13.6 |  | --> | 0.048 | 0 | 0 | 0.045 | 0 |  | --> | C22 ex KILLOTERAN | Killoteran [T101,T102] | KILLOTERAN |  | 52.223 | -7.1272
067058 | MV/LV Substation CI***058 |  | 10 kV | _ | LV | 400 kVA :Building Structure | 0.4 | --> | 0.4 | 0 | 0 | Constrained, otherwise capacity available =252 kVA | --> | 0.38 | 0 | 0 | 0 | 0 | Constrained, otherwise capacity available =359 kW | --> | C13 ex CORBALLY | Corbally [T41,T42] | ARDNACRUSHA |  | 52.6688 | -8.6248
063492X | MV/LV Substation TA***492X |  | 10 kV | _ | LV | 50 kVA :Pole Substation | 0.05 | --> | 0.05 | 0 | 0 | Constrained, otherwise capacity available =34 kVA | --> | 0.048 | 0 | 0 | 0 | 0 | Constrained, otherwise capacity available =45 kW | --> | C15 ex BALLYBAILIE | Ballybailie [T41,T42] | DUNDALK |  | 53.919 | -6.5434
071970 | MV/LV Substation CO***970 |  | 10 kV | _ | LV | 400 kVA :Kiosk Substation | 0.4 | --> | 0.4 | 0 | 0 | Constrained, otherwise capacity available =282 kVA | --> | 0.38 | 0 | 0.044 | 0.331 | 0 |  | --> | C11 ex GREYSTONES | Greystones [T41,T42] | FASSAROE |  | 53.1365 | -6.0899
244024 | MV/LV Substation AN***024 |  | 20 kV | _ | LV | 50 kVA :Pole Substation | 0.05 | --> | 0.05 | 0 | 0 | Constrained, otherwise capacity available =48 kVA | --> | 0.048 | 0 | 0.006 | 0 | 0 | Constrained, otherwise capacity available =43 kW | --> | E16 ex MILLTOWN (SR) | Milltown (sr) [T421,T422] | OUGHTRAGH |  | 52.1023 | -9.7571
049054 | MV/LV Substation VO***054 |  | 10 kV | _ | LV | 630 kVA :Building Structure | 0.63 | --> | 0.63 | 0.5 | 2.8 |  | --> | 0.598 | 0 | 0 | 0 | 0 | Constrained, otherwise capacity available =597 kW | --> | C16 ex GLEBE | Glebe [T41,T42] | RICHMOND |  | 53.7318 | -7.7859
054742Y | MV/LV Substation AN***742Y |  | 10 kV | _ | LV | 200 kVA :Kiosk Substation | 0.2 | --> | 0.2 | 0 | 0 | Constrained, otherwise capacity available =186 kVA | --> | 0.19 | 0 | 0 | 0 | 0 | Constrained, otherwise capacity available =188 kW | --> | C23 ex PORTLAOISE | Portlaoise [T41,T42] | PORTLAOISE |  | 53.0329 | -7.2934
066796X | MV/LV Substation TH***796X |  | 10 kV | _ | LV | 100 kVA :Pole Substation | 0.1 | --> | 0.1 | 0 | 0 | Constrained, otherwise capacity available =66 kVA | --> | 0.095 | 0 | 0 | 0 | 0 | Constrained, otherwise capacity available =90 kW | --> | E11 ex ASHBOURNE | Ashbourne [T421,T422] | FINGLAS |  | 53.4409 | -6.3377
1204047 | MV/LV Substation SU***4047 |  | 20 kV | _ | LV | 630 kVA :Building Structure | 0.63 | --> | 0.63 | 0.45 | 3.5 |  | --> | 0.598 | 0 | 0 | 0 | 0 | Constrained, otherwise capacity available =573 kW | --> | E12 ex DUNFIRTH | Dunfirth [T122] | DUNFIRTH |  | 53.411 | -6.8764
066302X | MV/LV Substation FO***302X |  | 10 kV | _ | LV | 400 kVA :Kiosk Substation | 0.4 | --> | 0.4 | 0 | 0 | Constrained, otherwise capacity available =191 kVA | --> | 0.38 | 0 | 0.051 | 0 | 0 | Constrained, otherwise capacity available =313 kW | --> | E12 ex GLASMORE | Glasmore [T421,T422] | GLASMORE |  | 53.4519 | -6.2465
047409 | MV/LV Substation HO***409 |  | 10 kV | _ | LV | 50 kVA :Pole Substation | 0.05 | --> | 0.05 | 0.048 | 1.04 |  | --> | 0.048 | 0 | 0 | 0 | 0 | Constrained, otherwise capacity available =47 kW | --> | C12 ex BOYLE | Boyle [T41,T42] | CARRICK ON SHANNON |  | 53.9557 | -8.3223
182718X | MV/LV Substation PO***718X |  | 20 kV | _ | LV | 400 kVA :Kiosk Substation | 0.4 | --> | 0.4 | 0 | 0 | Constrained, otherwise capacity available =347 kVA | --> | 0.38 | 0 | 0.01 | 0 | 0 | Constrained, otherwise capacity available =365 kW | --> | C17 ex TULLA | Tulla [T41,T42] | ENNIS |  | 52.8637 | -8.759
081404Z | MV/LV Substation LA***404Z |  | 10 kV | _ | LV | 400 kVA :Kiosk Substation | 0.4 | --> | 0.4 | 0 | 0 | Constrained, otherwise capacity available =316 kVA | --> | 0.38 | 0 | 0 | 0.368 | 0 |  | --> | C18 ex BALGADDY | Balgaddy [T41,T42] | GRANGE CASTLE |  | 53.3537 | -6.417
064649Y | MV/LV Substation BO***649Y |  | 10 kV | _ | LV | 630 kVA :Building Structure | 0.63 | --> | 0.63 | 0 | 0 | Constrained, otherwise capacity available =513 kVA | --> | 0.598 | 0 | 0.005 | 0 | 0 | Constrained, otherwise capacity available =578 kW | --> | C19 ex TERMONFECKIN ROAD | Termonfeckin Road [T41,T42] | DRYBRIDGE |  | 53.7252 | -6.3238
132070Y | MV/LV Substation BO***070Y |  | 20 kV | _ | LV | 50 kVA :Pole Substation | 0.05 | --> | 0.05 | 0 | 0 | Constrained, otherwise capacity available =21 kVA | --> | 0.048 | 0 | 0 | 0 | 0 | Constrained, otherwise capacity available =43 kW | --> | E30 ex LOUGHREA | Loughrea [T41,T42] | SOMERSET |  | 53.2395 | -8.7016
006486Y | MV/LV Substation BA***486Y |  | 20 kV | _ | LV | 50 kVA :Pole Substation | 0.05 | --> | 0.05 | 0.039 | 16.12 |  | --> | 0.048 | 0 | 0 | 0.046 | 0 |  | --> | E21 ex WEXFORD | Wexford [T121,T122] | WEXFORD |  | 52.4256 | -6.5415
3244062 | MV/LV Substation CL***4062 |  | 10 kV | _ | LV | 50 kVA :Pole Substation | 0.05 | --> | 0.05 | 0 | 0 | Constrained, otherwise capacity available =42 kVA | --> | 0.048 | 0 | 0.006 | 0 | 0 | Constrained, otherwise capacity available =42 kW | --> | C20 ex BALLYGAR | Ballygar [T41,T42] | ATHLONE |  | 53.5411 | -8.3076
138008X | MV/LV Substation LO***008X |  | 10 kV | _ | LV | 50 kVA :Pole Substation | 0.05 | --> | 0.05 | 0.037 | 1.52 |  | --> | 0.048 | 0 | 0 | 0 | 0 | Constrained, otherwise capacity available =46 kW | --> | C18 ex SHERCOCK | Shercock [T41,T42] | MEATH HILL |  | 54.0115 | -6.9257
0934083 | MV/LV Substation NO***4083 |  | 10 kV | _ | LV | 400 kVA :Building Structure | 0.4 | --> | 0.4 | 0 | 0 | Constrained, otherwise capacity available =400 kVA | --> | 0.38 | 0 | 0 | 0.38 | 0 |  | --> | C20 ex SANTRY | Santry [T41,T42] | FINGLAS |  | 53.403 | -6.2626
052892X | MV/LV Substation AR***892X |  | 10 kV | _ | LV | 50 kVA :Pole Substation | 0.05 | --> | 0.05 | 0 | 0 | Constrained, otherwise capacity available =50 kVA | --> | 0.048 | 0 | 0 | 0 | 0 | Constrained, otherwise capacity available =48 kW | --> | C23 ex BALLINDERRY | Ballinderry [T41,T422] | MULLINGAR |  | 53.5189 | -7.3188
017871Y | MV/LV Substation CR***871Y |  | 20 kV | _ | LV | 50 kVA :Pole Substation | 0.05 | --> | 0.05 | 0.049 | 7.48 |  | --> | 0.048 | 0 | 0.011 | 0 | 0 | Constrained, otherwise capacity available =39 kW | --> | E12 ex CHURCHTOWN | Churchtown [T422] | RATHKEALE |  | 52.4187 | -9.1125
160815X | MV/LV Substation BA***815X |  | 10 kV | _ | LV | 100 kVA :Pole Substation | 0.1 | --> | 0.1 | 0 | 0 | Constrained, otherwise capacity available =80 kVA | --> | 0.095 | 0 | 0.015 | 0 | 0 | Constrained, otherwise capacity available =81 kW | --> | C14 ex PORTLAOISE | Portlaoise [T41,T42] | PORTLAOISE |  | 53.0434 | -7.2732
089019X | MV/LV Substation LI***019X |  | 10 kV | _ | LV | 630 kVA :Kiosk Substation | 0.63 | --> | 0.63 | 0.5 | 9.1 |  | --> | 0.598 | 0 | 0 | 0 | 0 | Constrained, otherwise capacity available =589 kW | --> | C14 ex ARDNAREE | Ardnaree [T42,T421] | MOY |  | 54.1132 | -9.1532
0084267 | MV/LV Substation CO***4267 |  | 10 kV | _ | LV | 50 kVA :Pole Substation | 0.05 | --> | 0.05 | 0 | 0 | Constrained, otherwise capacity available =50 kVA | --> | 0.048 | 0 | 0 | 0 | 0 | Constrained, otherwise capacity available =48 kW | --> | E11 ex KNOCKMULLEN | Knockmullen [T42,T421] | GREAT ISLAND |  | 52.4192 | -6.8624
053343 | MV/LV Substation MO***343 |  | 10 kV | _ | LV | 400 kVA :Kiosk Substation | 0.4 | --> | 0.4 | 0.367 | 2.39 |  | --> | 0.38 | 0 | 0.022 | 0 | 0 | Constrained, otherwise capacity available =359 kW | --> | C12 ex SRAH | Srah [T41,T42] | THORNSBERRY |  | 53.2811 | -7.5042
127907Y | MV/LV Substation CL***907Y |  | 10 kV | _ | LV | 100 kVA :Pole Substation | 0.1 | --> | 0.1 | 0 | 0 | Constrained, otherwise capacity available =65 kVA | --> | 0.095 | 0 | 0 | 0 | 0 | Constrained, otherwise capacity available =90 kW | --> | C11 ex HOLYCROSS ROAD | Holycross Road [T41,T42] | THURLES |  | 52.6649 | -7.8081
017268X | MV/LV Substation KI***268X |  | 20 kV | _ | LV | 50 kVA :Pole Substation | 0.05 | --> | 0.05 | 0.033 | 1.98 |  | --> | 0.048 | 0 | 0 | 0 | 0 | Constrained, otherwise capacity available =45 kW | --> | E12 ex RATHKEALE | Rathkeale [T421,T422] | RATHKEALE |  | 52.478 | -8.9459
081422Z | MV/LV Substation TH***422Z |  | 10 kV | _ | LV | 630 kVA :Building Structure | 0.63 | --> | 0.63 | 0 | 0 | Constrained, otherwise capacity available =630 kVA | --> | 0.598 | 0 | 0 | 0.5 | 0 |  | --> | C14 ex LIFFEY VALLEY | Liffey Valley [T41,T42] | INCHICORE 220KV |  | 53.3505 | -6.4104
251236X | MV/LV Substation CA***236X |  | 10 kV | _ | LV | 50 kVA :Pole Substation | 0.05 | --> | 0.05 | 0 | 0 | Constrained, otherwise capacity available =33 kVA | --> | 0.048 | 0 | 0 | 0 | 0 | Constrained, otherwise capacity available =45 kW | --> | C20 ex ORANMORE | Oranmore [T41,T44] | GALWAY 110KV |  | 53.3096 | -8.8541
093318Z | MV/LV Substation ME***318Z |  | 10 kV | _ | LV | 400 kVA :Kiosk Substation | 0.4 | --> | 0.4 | 0 | 0 | Constrained, otherwise capacity available =290 kVA | --> | 0.38 | 0 | 0.043 | 0.333 | 0 |  | --> | C20 ex UNIDARE | Unidare [T41,T42] | FINGLAS |  | 53.3998 | -6.2923
016084Z | MV/LV Substation ST***084Z |  | 10 kV | _ | LV | 50 kVA :Pole Substation | 0.05 | --> | 0.05 | 0 | 0 | Constrained, otherwise capacity available =40 kVA | --> | 0.048 | 0 | 0.005 | 0 | 0 | Constrained, otherwise capacity available =42 kW | --> | C19 ex CELBRIDGE | Celbridge [T41,T42] | GRIFFINRATH |  | 53.3127 | -6.6056
120487Y | MV/LV Substation CA***487Y |  | 20 kV | _ | LV | 400 kVA :Kiosk Substation | 0.4 | --> | 0.4 | 0 | 0 | Constrained, otherwise capacity available =270 kVA | --> | 0.38 | 0 | 0.032 | 0 | 0 | Constrained, otherwise capacity available =338 kW | --> | E11 ex EDENDERRY | Edenderry [T421,T422] | BLAKE |  | 53.3466 | -7.0557
0464043 | MV/LV Substation PR***4043 |  | 10 kV | _ | LV | 630 kVA :Building Structure | 0.63 | --> | 0.63 | 0 | 0 | Constrained, otherwise capacity available =430 kVA | --> | 0.598 | 0 | 0 | 0.5 | 0 |  | --> | C11 ex FINISKLIN | Finisklin [T41,T42] | SLIGO |  | 54.2737 | -8.4939
1644181 | MV/LV Substation FA***4181 |  | 10 kV | _ | LV | 100 kVA :Pole Substation | 0.1 | --> | 0.1 | 0 | 0 | Constrained, otherwise capacity available =72 kVA | --> | 0.095 | 0 | 0 | 0 | 0 | Constrained, otherwise capacity available =91 kW | --> | C17 ex SKIBBEREEN | Skibbereen [T41,T42] | DUNMANWAY |  | 51.5263 | -9.208
334016 | MV/LV Substation HO***016 |  | 10 kV | _ | LV | 630 kVA :Kiosk Substation | 0.63 | --> | 0.63 | 0 | 0 | Constrained, otherwise capacity available =398 kVA | --> | 0.598 | 0 | 0.054 | 0.5 | 0 |  | --> | C11 ex SUTTON | Sutton [T41,T42] | GRANGE (DR) |  | 53.3901 | -6.1044
046225X | MV/LV Substation HO***225X |  | 10 kV | _ | LV | 400 kVA :Kiosk Substation | 0.4 | --> | 0.4 | 0.287 | 5.48 |  | --> | 0.38 | 0 | 0.022 | 0.348 | 0 |  | --> | C14 ex BALLYTIVNAN | Ballytivnan [T41,T42] | SLIGO |  | 54.281 | -8.4765
0684090 | MV/LV Substation ST***4090 |  | 10 kV | _ | LV | 630 kVA :Building Structure | 0.63 | --> | 0.63 | 0 | 0 | Constrained, otherwise capacity available =380 kVA | --> | 0.598 | 0 | 0 | 0.5 | 0 |  | --> | C13 ex DRUMCONDRA | Drumcondra [T41,T42] | MCDERMOTT |  | 53.3722 | -6.2557
365092Y | MV/LV Substation PE***092Y |  | 10 kV | _ | LV | 50 kVA :Pole Substation | 0.05 | --> | 0.05 | 0 | 0 | Constrained, otherwise capacity available =42 kVA | --> | 0.048 | 0 | 0.006 | 0 | 0 | Constrained, otherwise capacity available =42 kW | --> | C18 ex CELBRIDGE | Celbridge [T41,T42] | GRIFFINRATH |  | 53.3189 | -6.4738
009047Y | MV/LV Substation GR***047Y |  | 10 kV | _ | LV | 200 kVA :Kiosk Substation | 0.2 | --> | 0.2 | 0 | 0 | Constrained, otherwise capacity available =120 kVA | --> | 0.19 | 0 | 0.039 | 0 | 0 | Constrained, otherwise capacity available =150 kW | --> | C16 ex GRANGE (SR) | Grange (sr) [T41,T42] | BUTLERSTOWN |  | 52.2443 | -7.0943
093288X | MV/LV Substation CA***288X |  | 10 kV | _ | LV | 200 kVA :Kiosk Substation | 0.2 | --> | 0.2 | 0 | 0 | Constrained, otherwise capacity available =179 kVA | --> | 0.19 | 0 | 0 | 0.187 | 0 |  | --> | C13 ex KILMORE | Kilmore [T101,T102,T103] | FINGLAS |  | 53.3957 | -6.2334
206056X | MV/LV Substation MU***056X |  | 20 kV | _ | LV | 630 kVA :Building Structure | 0.63 | --> | 0.63 | 0.5 | 1.6 |  | --> | 0.598 | 0 | 0 | 0 | 0 | Constrained, otherwise capacity available =598 kW | --> | E17 ex BELMULLET | Belmullet [T421] | BELLACORICK |  | 54.2519 | -9.9877
0634087 | MV/LV Substation FU***4087 |  | 10 kV | _ | LV | 50 kVA :Pole Substation | 0.05 | --> | 0.05 | 0 | 0 | Constrained, otherwise capacity available =50 kVA | --> | 0.048 | 0 | 0 | 0 | 0 | Constrained, otherwise capacity available =48 kW | --> | C16 ex STICKILLEN | Stickillen [T41,T42] | DRYBRIDGE |  | 53.8164 | -6.5108
019184X | MV/LV Substation KI***184X |  | 10 kV | _ | LV | 630 kVA :Kiosk Substation | 0.63 | --> | 0.63 | 0.047 | 0.05 | Constrained, otherwise capacity available =451 kVA | --> | 0.598 | 0 | 0 | 0 | 0 | Constrained, otherwise capacity available =574 kW | --> | C19 ex BALLYBEGGAN | Ballybeggan [T43,T44] | TRALEE |  | 52.2628 | -9.6796
154052Z | MV/LV Substation DE***052Z |  | 10 kV | _ | LV | 400 kVA :Kiosk Substation | 0.4 | --> | 0.4 | 0 | 0 | Constrained, otherwise capacity available =218 kVA | --> | 0.38 | 0 | 0.033 | 0.33 | 0 |  | --> | C41 ex COLLEGE PARK | College Park [T101,T102,T103] | COLLEGE PARK |  | 53.4026 | -6.4183
210456 | MV/LV Substation DR***456 |  | 10 kV | _ | LV | 33 kVA :Pole Substation | 0.033 | --> | 0.033 | 0 | 0 |  | --> | 0.031 | 0 | 0 | 0 | 0 | Constrained, otherwise capacity available =25 kW | --> | C19 ex CARRICKMACROSS | Carrickmacross [T41,T42] | MEATH HILL |  | 53.9518 | -6.7789
068084 | MV/LV Substation CE***084 |  | 10 kV | _ | LV | 630 kVA :Building Structure | 0.63 | --> | 0.63 | 0.299 | 9.28 |  | --> | 0.598 | 0 | 0 | 0.5 | 0 |  | --> | C25 ex PEMBROKE | Pembroke [T41,T42,T43,T44] | RINGSEND |  | 53.3433 | -6.2433
176359 | MV/LV Substation BA***359 |  | 20 kV | _ | LV | 50 kVA :Pole Substation | 0.05 | --> | 0.05 | 0.038 | 18.78 |  | --> | 0.048 | 0 | 0 | 0.046 | 0 |  | --> | E18 ex HARTNETTS CROSS | Hartnetts Cross [T121,T422] | MACROOM |  | 51.9189 | -8.9486
069465 | MV/LV Substation RO***465 |  | 10 kV | _ | LV | 400 kVA :Kiosk Substation | 0.4 | --> | 0.4 | 0.297 | 4.47 |  | --> | 0.38 | 0 | 0.026 | 0.346 | 0 |  | --> | C14 ex TEMPLEOGUE | Templeogue [T41,T42] | MILLTOWN (DR) |  | 53.2967 | -6.3212
058116Y | MV/LV Substation DR***116Y |  | 10 kV | _ | LV | 400 kVA :Kiosk Substation | 0.4 | --> | 0.4 | 0 | 0 | Constrained, otherwise capacity available =296 kVA | --> | 0.38 | 0 | 0.025 | 0 | 0 | Constrained, otherwise capacity available =347 kW | --> | C11 ex KYLEERAGH | Kyleeragh [T41,T42] | NENAGH |  | 52.8734 | -8.2022
055024Y | MV/LV Substation CL***024Y |  | 10 kV | _ | LV | 200 kVA :Kiosk Substation | 0.2 | --> | 0.2 | 0 | 0 | Constrained, otherwise capacity available =126 kVA | --> | 0.19 | 0 | 0.009 | 0 | 0 | Constrained, otherwise capacity available =173 kW | --> | C20 ex ROSCREA | Roscrea [T41,T42] | IKERRIN |  | 52.9498 | -7.8041
081218X | MV/LV Substation PA***218X |  | 10 kV | _ | LV | 400 kVA :Kiosk Substation | 0.4 | --> | 0.4 | 0 | 0 | Constrained, otherwise capacity available =346 kVA | --> | 0.38 | 0 | 0.021 | 0 | 0 | Constrained, otherwise capacity available =357 kW | --> | C13 ex PALMERSTOWN | Palmerstown [T41,T42] | FINGLAS |  | 53.3495 | -6.3819
058269 | MV/LV Substation GA***269 |  | 20 kV | _ | LV | 50 kVA :Pole Substation | 0.05 | --> | 0.05 | 0.028 | 0.18 |  | --> | 0.048 | 0 | 0 | 0 | 0 | Constrained, otherwise capacity available =44 kW | --> | C18 ex TOOMEVARA | Toomevara [T42] | NENAGH |  | 52.7908 | -8.0606
0154203 | MV/LV Substation TH***4203 |  | 10 kV | _ | LV | 400 kVA :Kiosk Substation | 0.4 | --> | 0.4 | 0.298 | 12.6 |  | --> | 0.38 | 0 | 0.025 | 0.347 | 0 |  | --> | C12 ex MONREAD | Monread [T101,T102] | MONREAD |  | 53.2292 | -6.6617
021579Z | MV/LV Substation FE***579Z |  | 10 kV | _ | LV | 400 kVA :Kiosk Substation | 0.4 | --> | 0.4 | 0.369 | 6.78 |  | --> | 0.38 | 0 | 0.013 | 0.366 | 0 |  | --> | C18 ex CASTLEVIEW | Castleview [T101,T102] | CASTLEVIEW |  | 51.9208 | -8.3878
039384 | MV/LV Substation TH***384 |  | 10 kV | _ | LV | 400 kVA :Kiosk Substation | 0.4 | --> | 0.4 | 0 | 0 | Constrained, otherwise capacity available =329 kVA | --> | 0.38 | 0 | 0.005 | 0 | 0 | Constrained, otherwise capacity available =366 kW | --> | C13 ex MONEENAGEISHA | Moneenageisha [T41,T42] | GALWAY 110KV |  | 53.2784 | -9.0415
120566Y | MV/LV Substation FO***566Y |  | 20 kV | _ | LV | 50 kVA :Pole Substation | 0.05 | --> | 0.05 | 0 | 0 | Constrained, otherwise capacity available =41 kVA | --> | 0.048 | 0 | 0 | 0 | 0 | Constrained, otherwise capacity available =46 kW | --> | E11 ex EDENDERRY | Edenderry [T421,T422] | BLAKE |  | 53.3474 | -7.0331
064201Y | MV/LV Substation FO***201Y |  | 10 kV | _ | LV | 630 kVA :Kiosk Substation | 0.63 | --> | 0.63 | 0 | 0 | Constrained, otherwise capacity available =518 kVA | --> | 0.598 | 0 | 0.037 | 0 | 0 | Constrained, otherwise capacity available =556 kW | --> | C22 ex TERMONFECKIN ROAD | Termonfeckin Road [T41,T42] | DRYBRIDGE |  | 53.7283 | -6.3397
022840X | MV/LV Substation MU***840X |  | 10 kV | _ | LV | 400 kVA :Kiosk Substation | 0.4 | --> | 0.4 | 0.367 | 2.24 |  | --> | 0.38 | 0 | 0.005 | 0 | 0 | Constrained, otherwise capacity available =372 kW | --> | C19 ex CASTLETOWNROCHE | Castletownroche [T41] | MALLOW |  | 52.1703 | -8.4663
253891X | MV/LV Substation C0***891X |  | 20 kV | _ | LV | 50 kVA :Pole Substation | 0.05 | --> | 0.05 | 0 | 0 | Constrained, otherwise capacity available =44 kVA | --> | 0.048 | 0 | 0 | 0 | 0 | Constrained, otherwise capacity available =47 kW | --> | E16 ex GLENAMADDY | Glenamaddy [T422] | ATHLONE |  | 53.4389 | -8.7227
405570 | MV/LV Substation CA***570 |  | 20 kV | _ | LV | 50 kVA :Pole Substation | 0.05 | --> | 0.05 | 0.031 | 3.03 |  | --> | 0.048 | 0 | 0 | 0 | 0 | Constrained, otherwise capacity available =45 kW | --> | E12 ex MOVILLE | Moville [T421,T422] | TRILLICK |  | 55.2102 | -6.9858
001762 | MV/LV Substation ST***762 |  | 10 kV | _ | LV | 400 kVA :Kiosk Substation | 0.4 | --> | 0.4 | 0.388 | 1.16 |  | --> | 0.38 | 0 | 0 | 0.378 | 0 |  | --> | C21 ex BREWERY ROAD | Brewery Road [T41,T42] | CARRICKMINES |  | 53.2831 | -6.2231
062599Y | MV/LV Substation RI***599Y |  | 20 kV | _ | LV | 200 kVA :Kiosk Substation | 0.2 | --> | 0.2 | 0.141 | 3.47 |  | --> | 0.19 | 0 | 0.002 | 0 | 0 | Constrained, otherwise capacity available =180 kW | --> | E17 ex BUSH | Bush [T421,T422] | DUNDALK |  | 54.0398 | -6.1887
111826Z | MV/LV Substation AR***826Z |  | 20 kV | _ | LV | 200 kVA :Kiosk Substation | 0.2 | --> | 0.2 | 0 | 0 | Constrained, otherwise capacity available =175 kVA | --> | 0.19 | 0 | 0.006 | 0 | 0 | Constrained, otherwise capacity available =182 kW | --> | C12 ex BANTRY | Bantry [T41,T42] | BALLYLICKY |  | 51.6743 | -9.4441
154465Z | MV/LV Substation DU***465Z |  | 20 kV | _ | LV | 400 kVA :Building Structure | 0.4 | --> | 0.4 | 0 | 0 | Constrained, otherwise capacity available =397 kVA | --> | 0.38 | 0 | 0 | 0 | 0 | Constrained, otherwise capacity available =380 kW | --> | C17 ex MONEYCOOLEY | Moneycooley [T41,T42,T44] | GRIFFINRATH |  | 53.4079 | -6.4887
017089Z | MV/LV Substation KI***089Z |  | 20 kV | _ | LV | 100 kVA :Pole Substation | 0.1 | --> | 0.1 | 0.089 | 7.48 |  | --> | 0.095 | 0 | 0.021 | 0 | 0 | Constrained, otherwise capacity available =78 kW | --> | E12 ex CHURCHTOWN | Churchtown [T422] | RATHKEALE |  | 52.4426 | -9.1128
0524393 | MV/LV Substation CL***4393 |  | 10 kV | _ | LV | 400 kVA :Kiosk Substation | 0.4 | --> | 0.4 | 0 | 0 | Constrained, otherwise capacity available =400 kVA | --> | 0.38 | 0 | 0 | 0 | 0 | Constrained, otherwise capacity available =380 kW | --> | C16 ex NEWBROOK | Newbrook [T42] | MULLINGAR |  | 53.5184 | -7.3582
039739X | MV/LV Substation OR***739X |  | 10 kV | _ | LV | 400 kVA :Kiosk Substation | 0.4 | --> | 0.4 | 0 | 0 | Constrained, otherwise capacity available =321 kVA | --> | 0.38 | 0 | 0.013 | 0 | 0 | Constrained, otherwise capacity available =359 kW | --> | C15 ex ORANMORE | Oranmore [T41,T44] | GALWAY 110KV |  | 53.2567 | -8.9263
248702X | MV/LV Substation HI***702X |  | 20 kV | _ | LV | 400 kVA :Kiosk Substation | 0.4 | --> | 0.4 | 0 | 0 | Constrained, otherwise capacity available =360 kVA | --> | 0.38 | 0 | 0.038 | 0 | 0 | Constrained, otherwise capacity available =346 kW | --> | E19 ex KILCOCK | Kilcock [T421,T422] | GRIFFINRATH |  | 53.4 | -6.6736
0444016 | MV/LV Substation BL***4016 |  | 20 kV | _ | LV | 50 kVA :Pole Substation | 0.05 | --> | 0.05 | 0.024 | 0.43 |  | --> | 0.048 | 0 | 0 | 0 | 0 | Constrained, otherwise capacity available =44 kW | --> | C21 ex SWINFORD | Swinford [T41,T42] | CASTLEBAR |  | 53.9878 | -9.1129
165869X | MV/LV Substation DA***869X |  | 20 kV | _ | LV | 200 kVA :Kiosk Substation | 0.2 | --> | 0.2 | 0 | 0 | Constrained, otherwise capacity available =183 kVA | --> | 0.19 | 0 | 0 | 0 | 0 | Constrained, otherwise capacity available =188 kW | --> | C13 ex CLONAKILTY | Clonakilty [T41,T42] | DUNMANWAY |  | 51.6305 | -8.846
031009Y | MV/LV Substation SH***009Y |  | 10 kV | _ | LV | 630 kVA :Building Structure | 0.63 | --> | 0.63 | 0 | 0 | Constrained, otherwise capacity available =545 kVA | --> | 0.598 | 0 | 0 | 0 | 0 | Constrained, otherwise capacity available =587 kW | --> | C17 ex COLLIGAN | Colligan [T41,T42] | DUNGARVAN |  | 52.097 | -7.6261
001101X | MV/LV Substation KI***101X |  | 10 kV | _ | LV | 400 kVA :Kiosk Substation | 0.4 | --> | 0.4 | 0 | 0 | Constrained, otherwise capacity available =374 kVA | --> | 0.38 | 0 | 0 | 0.376 | 0 |  | --> | C22 ex LOUGHLINSTOWN | Loughlinstown [T41,T42] | CARRICKMINES |  | 53.2546 | -6.1445
002167 | MV/LV Substation SI***167 |  | 10 kV | _ | LV | 400 kVA :Kiosk Substation | 0.4 | --> | 0.4 | 0.274 | 4.51 |  | --> | 0.38 | 0 | 0.051 | 0.325 | 0 |  | --> | C21 ex BOGHALL ROAD | Boghall Road [T41,T42] | FASSAROE |  | 53.1979 | -6.1021
066740X | MV/LV Substation NE***740X |  | 20 kV | _ | LV | 50 kVA :Pole Substation | 0.05 | --> | 0.05 | 0 | 0 | Constrained, otherwise capacity available =11 kVA | --> | 0.048 | 0 | 0.006 | 0.037 | 0 |  | --> | C24 ex MACETOWN | Macetown [T101,T102] | MACETOWN |  | 53.4889 | -6.4706
007242 | MV/LV Substation CU***242 |  | 20 kV | _ | LV | 50 kVA :Pole Substation | 0.05 | --> | 0.05 | 0.044 | 16.12 |  | --> | 0.048 | 0 | 0.006 | 0.042 | 0 |  | --> | E21 ex WEXFORD | Wexford [T121,T122] | WEXFORD |  | 52.3466 | -6.522
1184033 | MV/LV Substation N6***4033 |  | 20 kV | _ | LV | 200 kVA :Pole Substation | 0.2 | --> | 0.2 | 0 | 0 | Constrained, otherwise capacity available =152 kVA | --> | 0.19 | 0 | 0.12 | 0 | 0 | Constrained, otherwise capacity available =94 kW | --> | E17 ex CREAGH | Creagh [T421,T422] | ATHLONE |  | 53.2811 | -8.4132
293158Z | MV/LV Substation GL***158Z |  | 20 kV | _ | LV | 50 kVA :Pole Substation | 0.05 | --> | 0.05 | 0 | 0 | Constrained, otherwise capacity available =50 kVA | --> | 0.048 | 0 | 0 | 0 | 0 | Constrained, otherwise capacity available =47 kW | --> | E12 ex BALTINGLASS | Baltinglass [T421,T422] | STRATFORD |  | 52.991 | -6.5407
066659X | MV/LV Substation DR***659X |  | 20 kV | _ | LV | 630 kVA :Building Structure | 0.63 | --> | 0.63 | 0 | 0 | Constrained, otherwise capacity available =595 kVA | --> | 0.598 | 0 | 0 | 0 | 0 | Constrained, otherwise capacity available =594 kW | --> | E20 ex BALTRASNA | Baltrasna [T121,T122] | BALTRASNA |  | 53.5177 | -6.4123
011340Z | MV/LV Substation BR***340Z |  | 10 kV | _ | LV | 400 kVA :Kiosk Substation | 0.4 | --> | 0.4 | 0 | 0 | Constrained, otherwise capacity available =351 kVA | --> | 0.38 | 0 | 0.011 | 0 | 0 | Constrained, otherwise capacity available =365 kW | --> | C11 ex ROSEHILL | Rosehill [T41,T42] | KILKENNY |  | 52.6536 | -7.2645
014533Z | MV/LV Substation NE***533Z |  | 20 kV | _ | LV | 50 kVA :Pole Substation | 0.05 | --> | 0.05 | 0 | 0 | Constrained, otherwise capacity available =48 kVA | --> | 0.048 | 0 | 0.005 | 0 | 0 | Constrained, otherwise capacity available =44 kW | --> | C14 ex KILDARE | Kildare [T41,T42] | NEWBRIDGE |  | 53.229 | -6.9919
011810X | MV/LV Substation TR***810X |  | 20 kV | _ | LV | 200 kVA :Building Structure | 0.2 | --> | 0.2 | 0 | 0 | Constrained, otherwise capacity available =200 kVA | --> | 0.19 | 0 | 0 | 0 | 0 | Constrained, otherwise capacity available =190 kW | --> | E25 ex TALBOTS INCH | Talbots Inch [T41,T42] | KILKENNY |  | 52.687 | -7.2747
152205 | MV/LV Substation DO***205 |  | 20 kV | _ | LV | 100 kVA :Pole Substation | 0.1 | --> | 0.1 | 0 | 0 | Constrained, otherwise capacity available =79 kVA | --> | 0.095 | 0 | 0 | 0 | 0 | Constrained, otherwise capacity available =92 kW | --> | C16 ex CAPPAMORE | Cappamore [T41,T42] | ARDNACRUSHA |  | 52.6089 | -8.2406
158403 | MV/LV Substation BE***403 |  | 10 kV | _ | LV | 200 kVA :Pole Substation | 0.2 | --> | 0.2 | 0.095 | 0.83 |  | --> | 0.19 | 0 | 0 | 0 | 0 | Constrained, otherwise capacity available =175 kW | --> | C18 ex MILLTOWN MALBAY | Milltown Malbay [T42] | TULLABRACK |  | 52.8375 | -9.4291
281981Y | MV/LV Substation GR***981Y |  | 10 kV | _ | LV | 200 kVA :Kiosk Substation | 0.2 | --> | 0.2 | 0 | 0 | Constrained, otherwise capacity available =102 kVA | --> | 0.19 | 0 | 0.038 | 0.148 | 0 |  | --> | C12 ex BALLINCOLLIG | Ballincollig [T41,T42] | KILBARRY |  | 51.8801 | -8.6163
011522Z | MV/LV Substation WO***522Z |  | 10 kV | _ | LV | 1000 kVA :Building Structure | 1 | --> | 1 | 0 | 0 | Constrained, otherwise capacity available =767 kVA | --> | 0.95 | 0 | 0 | 0 | 0 | Constrained, otherwise capacity available =918 kW | --> | C20 ex ROSEHILL | Rosehill [T41,T42] | KILKENNY |  | 52.6342 | -7.2434
039396X | MV/LV Substation LI***396X |  | 10 kV | _ | LV | 200 kVA :Kiosk Substation | 0.2 | --> | 0.2 | 0.057 | 11.03 |  | --> | 0.19 | 0 | 0.076 | 0.113 | 0 |  | --> | C22 ex SALTHILL | Salthill [T101,T102] | SALTHILL |  | 53.2761 | -9.0992
196652 | MV/LV Substation MA***652 |  | 10 kV | _ | LV | 200 kVA :Pole Substation | 0.2 | --> | 0.2 | 0 | 0 | Constrained, otherwise capacity available =82 kVA | --> | 0.19 | 0 | 0 | 0 | 0 | Constrained, otherwise capacity available =173 kW | --> | C15 ex TRIM | Trim [T41,T42] | NAVAN |  | 53.5551 | -6.7942
117313Y | MV/LV Substation FM***313Y |  | 20 kV | _ | LV | 100 kVA :Pole Substation | 0.1 | --> | 0.1 | 0 | 0 | Constrained, otherwise capacity available =96 kVA | --> | 0.095 | 0 | 0 | 0 | 0 | Constrained, otherwise capacity available =94 kW | --> | E18 ex COLLOONEY | Collooney [T421,T422] | SLIGO |  | 54.1568 | -8.4606
017789X | MV/LV Substation CL***789X |  | 20 kV | _ | LV | 50 kVA :Pole Substation | 0.05 | --> | 0.05 | 0.041 | 1.98 |  | --> | 0.048 | 0 | 0.004 | 0 | 0 | Constrained, otherwise capacity available =43 kW | --> | E12 ex RATHKEALE | Rathkeale [T421,T422] | RATHKEALE |  | 52.4587 | -8.9259
055238X | MV/LV Substation SK***238X |  | 20 kV | _ | LV | 50 kVA :Pole Substation | 0.05 | --> | 0.05 | 0 | 0 | Constrained, otherwise capacity available =48 kVA | --> | 0.048 | 0 | 0 | 0 | 0 | Constrained, otherwise capacity available =47 kW | --> | E20 ex ROSCREA | Roscrea [T41,T42] | IKERRIN |  | 52.9028 | -7.7321
0664216 | MV/LV Substation LO***4216 |  | 20 kV | _ | LV | 630 kVA :Kiosk Substation | 0.63 | --> | 0.63 | 0 | 0 | Constrained, otherwise capacity available =551 kVA | --> | 0.598 | 0 | 0.028 | 0 | 0 | Constrained, otherwise capacity available =567 kW | --> | E13 ex GLASMORE | Glasmore [T421,T422] | GLASMORE |  | 53.4769 | -6.2441
196263 | MV/LV Substation BA***263 |  | 20 kV | _ | LV | 100 kVA :Pole Substation | 0.1 | --> | 0.1 | 0.1 | 1.34 |  | --> | 0.095 | 0 | 0 | 0 | 0 | Constrained, otherwise capacity available =95 kW | --> | E23 ex ATHBOY | Athboy [T423] | NAVAN |  | 53.5502 | -6.9546
293401 | MV/LV Substation TU***401 |  | 20 kV | _ | LV | 50 kVA :Pole Substation | 0.05 | --> | 0.05 | 0.049 | 0.43 |  | --> | 0.048 | 0 | 0 | 0 | 0 | Constrained, otherwise capacity available =47 kW | --> | E15 ex TULLOW | Tullow [T421,T422] | CARLOW |  | 52.7976 | -6.7529
095015 | MV/LV Substation VI***015 |  | 10 kV | _ | LV | 400 kVA :Kiosk Substation | 0.4 | --> | 0.4 | 0.343 | 1.1 |  | --> | 0.38 | 0 | 0.003 | 0 | 0 | Constrained, otherwise capacity available =370 kW | --> | C25 ex KILKEE | Kilkee [T41] | TULLABRACK |  | 52.6769 | -9.6528
120802X | MV/LV Substation KA***802X |  | 10 kV | _ | LV | 400 kVA :Kiosk Substation | 0.4 | --> | 0.4 | 0 | 0 | Constrained, otherwise capacity available =341 kVA | --> | 0.38 | 0 | 0.015 | 0 | 0 | Constrained, otherwise capacity available =361 kW | --> | C15 ex BLAKE | Blake [T41,T42] | BLAKE |  | 53.3035 | -6.8232
281955 | MV/LV Substation CL***955 |  | 10 kV | _ | LV | 50 kVA :Pole Substation | 0.05 | --> | 0.05 | 0 | 0 | Constrained, otherwise capacity available =44 kVA | --> | 0.048 | 0 | 0 | 0.047 | 0 |  | --> | C24 ex BISHOPSTOWN | Bishopstown [T41,T42] | KILBARRY |  | 51.8797 | -8.5651
026059 | MV/LV Substation WE***059 |  | 10 kV | _ | LV | 400 kVA :Kiosk Substation | 0.4 | --> | 0.4 | 0.326 | 8.66 |  | --> | 0.38 | 0 | 0.046 | 0 | 0 | Constrained, otherwise capacity available =336 kW | --> | C17 ex BANDON | Bandon [T101,T42] | BANDON |  | 51.7672 | -8.6639
009805Y | MV/LV Substation MA***805Y |  | 20 kV | _ | LV | 630 kVA :Building Structure | 0.63 | --> | 0.63 | 0.5 | 3.76 |  | --> | 0.598 | 0 | 0.016 | 0 | 0 | Constrained, otherwise capacity available =582 kW | --> | E17 ex BELVIEW | Belview [T421,T422] | WATERFORD |  | 52.2665 | -7.0371
066257 | MV/LV Substation SU***257 |  | 10 kV | _ | LV | 400 kVA :Kiosk Substation | 0.4 | --> | 0.4 | 0 | 0 | Constrained, otherwise capacity available =234 kVA | --> | 0.38 | 0 | 0.077 | 0.3 | 0 |  | --> | C17 ex SUTTON | Sutton [T41,T42] | GRANGE (DR) |  | 53.3911 | -6.1351
075338 | MV/LV Substation MY***338 |  | 20 kV | _ | LV | 50 kVA :Pole Substation | 0.05 | --> | 0.05 | 0.042 | 4.38 |  | --> | 0.048 | 0 | 0.016 | 0.034 | 0 |  | --> | E17 ex CRANE | Crane [T122] | CRANE |  | 52.5491 | -6.4707
014920Z | MV/LV Substation TE***920Z |  | 20 kV | _ | LV | 200 kVA :Kiosk Substation | 0.2 | --> | 0.2 | 0 | 0 | Constrained, otherwise capacity available =93 kVA | --> | 0.19 | 0 | 0.019 | 0 | 0 | Constrained, otherwise capacity available =161 kW | --> | C14 ex KILDARE | Kildare [T41,T42] | NEWBRIDGE |  | 53.2232 | -7.0054
238768X | MV/LV Substation CA***768X |  | 20 kV | _ | LV | 50 kVA :Pole Substation | 0.05 | --> | 0.05 | 0 | 0 | Constrained, otherwise capacity available =47 kVA | --> | 0.048 | 0 | 0 | 0 | 0 | Constrained, otherwise capacity available =47 kW | --> | E13 ex BALLINROBE | Ballinrobe [T421,T422] | DALTON |  | 53.7416 | -9.3056
055923X | MV/LV Substation SH***923X |  | 10 kV | _ | LV | 630 kVA :Kiosk Substation | 0.63 | --> | 0.63 | 0 | 0 | Constrained, otherwise capacity available =546 kVA | --> | 0.598 | 0 | 0 | 0 | 0 | Constrained, otherwise capacity available =587 kW | --> | C12 ex ROSCREA | Roscrea [T41,T42] | IKERRIN |  | 52.9559 | -7.7978
137304X | MV/LV Substation DR***304X |  | 10 kV | _ | LV | 200 kVA :Pole Substation | 0.2 | --> | 0.2 | 0.155 | 3.74 |  | --> | 0.19 | 0 | 0.05 | 0 | 0 | Constrained, otherwise capacity available =147 kW | --> | C11 ex KILFLYNN | Kilflynn [T41,T42] | TRALEE |  | 52.3222 | -9.6938
014070X | MV/LV Substation RA***070X |  | 20 kV | _ | LV | 50 kVA :Pole Substation | 0.05 | --> | 0.05 | 0 | 0 | Constrained, otherwise capacity available =43 kVA | --> | 0.048 | 0 | 0 | 0 | 0 | Constrained, otherwise capacity available =46 kW | --> | C14 ex KILDARE | Kildare [T41,T42] | NEWBRIDGE |  | 53.1815 | -6.9439
0464147 | MV/LV Substation AL***4147 |  | 10 kV | _ | LV | 200 kVA :Kiosk Substation | 0.2 | --> | 0.2 | 0.2 | 5.78 |  | --> | 0.19 | 0 | 0 | 0.19 | 0 |  | --> | C11 ex OAKFIELD | Oakfield [T41,T42] | SLIGO |  | 54.2684 | -8.4828
006037Y | MV/LV Substation BL***037Y |  | 20 kV | _ | LV | 50 kVA :Pole Substation | 0.05 | --> | 0.05 | 0.009 | 4.38 |  | --> | 0.048 | 0 | 0 | 0.042 | 0 |  | --> | E13 ex CRANE | Crane [T122] | CRANE |  | 52.4471 | -6.3537
017601X | MV/LV Substation MI***601X |  | 20 kV | _ | LV | 100 kVA :Pole Substation | 0.1 | --> | 0.1 | 0.087 | 1.98 |  | --> | 0.095 | 0 | 0.005 | 0 | 0 | Constrained, otherwise capacity available =90 kW | --> | E14 ex RATHKEALE | Rathkeale [T421,T422] | RATHKEALE |  | 52.5247 | -8.8468
066410Z | MV/LV Substation MI***410Z |  | 10 kV | _ | LV | 50 kVA :Pole Substation | 0.05 | --> | 0.05 | 0 | 0 | Constrained, otherwise capacity available =50 kVA | --> | 0.048 | 0 | 0 | 0.048 | 0 |  | --> | C20 ex COLLINSTOWN | Collinstown [T41,T42] | GRANGE (DR) |  | 53.4291 | -6.2155
0664184 | MV/LV Substation NU***4184 |  | 10 kV | _ | LV | 400 kVA :Building Structure | 0.4 | --> | 0.4 | 0 | 0 | Constrained, otherwise capacity available =321 kVA | --> | 0.38 | 0 | 0 | 0 | 0 | Constrained, otherwise capacity available =369 kW | --> | C23 ex SWORDS | Swords [T41,T42] | GLASMORE |  | 53.4592 | -6.2224
0514133 | MV/LV Substation MU***4133 |  | 20 kV | _ | LV | 50 kVA :Pole Substation | 0.05 | --> | 0.05 | 0.05 | 2.22 |  | --> | 0.048 | 0 | 0 | 0.048 | 0 |  | --> | E21 ex CLARA | Clara [T421,T422] | THORNSBERRY |  | 53.3108 | -7.7106
081531X | MV/LV Substation HA***531X |  | 10 kV | _ | LV | 200 kVA :Kiosk Substation | 0.2 | --> | 0.2 | 0.117 | 7.91 |  | --> | 0.19 | 0 | 0.06 | 0.134 | 0 |  | --> | C22 ex PELLETSTOWN | Pelletstown [T101,T102] | FINGLAS |  | 53.3781 | -6.3652
0014068 | MV/LV Substation NE***4068 |  | 10 kV | _ | LV | 630 kVA :Kiosk Substation | 0.63 | --> | 0.63 | 0.5 | 1.55 |  | --> | 0.598 | 0 | 0 | 0.5 | 0 |  | --> | C21 ex MONKSTOWN | Monkstown [T41,T42] | BLACKROCK |  | 53.2875 | -6.177
156453 | MV/LV Substation LE***453 |  | 20 kV | _ | LV | 50 kVA :Pole Substation | 0.05 | --> | 0.05 | 0 | 0 | Constrained, otherwise capacity available =47 kVA | --> | 0.048 | 0 | 0 | 0 | 0 | Constrained, otherwise capacity available =47 kW | --> | E14 ex EMYVALE | Emyvale [T422] | LISDRUM |  | 54.3099 | -6.9526
060516Y | MV/LV Substation LI***516Y |  | 10 kV | _ | LV | 50 kVA :Pole Substation | 0.05 | --> | 0.05 | 0.05 | 2.57 |  | --> | 0.048 | 0 | 0 | 0 | 0 | Constrained, otherwise capacity available =48 kW | --> | C19 ex ERRIGAL | Errigal [T41,T422] | SHANKILL |  | 54.0529 | -7.0124
005801X | MV/LV Substation CL***801X |  | 10 kV | _ | LV | 200 kVA :Kiosk Substation | 0.2 | --> | 0.2 | 0 | 0 | Constrained, otherwise capacity available =136 kVA | --> | 0.19 | 0 | 0.018 | 0 | 0 | Constrained, otherwise capacity available =168 kW | --> | C14 ex GARDEN CITY | Garden City [T41,T42] | ARKLOW |  | 52.6775 | -6.2774
0934203 | MV/LV Substation AC***4203 |  | 10 kV | _ | LV | 400 kVA :Kiosk Substation | 0.4 | --> | 0.4 | 0.364 | 5.82 |  | --> | 0.38 | 0 | 0 | 0.375 | 0 |  | --> | C21 ex COOLOCK | Coolock [T41,T42] | FINGLAS |  | 53.3969 | -6.197
037148 | MV/LV Substation CO***148 |  | 10 kV | _ | LV | 400 kVA :Kiosk Substation | 0.4 | --> | 0.4 | 0 | 0 | Constrained, otherwise capacity available =227 kVA | --> | 0.38 | 0 | 0.105 | 0 | 0 | Constrained, otherwise capacity available =278 kW | --> | C15 ex CAHIRCALLA | Cahircalla [T41,T42] | ENNIS |  | 52.8297 | -8.9857
1424195 | MV/LV Substation MO***4195 |  | 20 kV | _ | LV | 50 kVA :Pole Substation | 0.05 | --> | 0.05 | 0 | 0 | Constrained, otherwise capacity available =50 kVA | --> | 0.048 | 0 | 0 | 0 | 0 | Constrained, otherwise capacity available =48 kW | --> | E21 ex ATHENRY | Athenry [T423] | GALWAY 110KV |  | 53.3755 | -8.7085
117534Y | MV/LV Substation BA***534Y |  | 10 kV | _ | LV | 200 kVA :Building Structure | 0.2 | --> | 0.2 | 0.2 | 5.78 |  | --> | 0.19 | 0 | 0 | 0.19 | 0 |  | --> | C14 ex OAKFIELD | Oakfield [T41,T42] | SLIGO |  | 54.2116 | -8.5067
117430Y | MV/LV Substation PH***430Y |  | 20 kV | _ | LV | 50 kVA :Pole Substation | 0.05 | --> | 0.05 | 0 | 0 | Constrained, otherwise capacity available =50 kVA | --> | 0.048 | 0 | 0 | 0 | 0 | Constrained, otherwise capacity available =48 kW | --> | E20 ex COLLOONEY | Collooney [T421,T422] | SLIGO |  | 54.2253 | -8.6363
034043 | MV/LV Substation SH***043 |  | 10 kV | _ | LV | 200 kVA :Kiosk Substation | 0.2 | --> | 0.2 | 0.121 | 5.88 |  | --> | 0.19 | 0 | 0.018 | 0 | 0 | Constrained, otherwise capacity available =166 kW | --> | C12 ex ARDGEEHA | Ardgeeha [T41,T42] | DOON |  | 52.3581 | -7.6987
068186X | MV/LV Substation CO***186X |  | 10 kV | _ | LV | 630 kVA :Building Structure | 0.63 | --> | 0.63 | 0.4 | 28.43 |  | --> | 0.598 | 0 | 0 | 0.5 | 0 |  | --> | C44 ex BEDFORD ROW | Bedford Row [T41,T42,T43,T44] | FRANCIS STREET |  | 53.3442 | -6.2685
065943 | MV/LV Substation GT***943 |  | 20 kV | _ | LV | 50 kVA :Pole Substation | 0.05 | --> | 0.05 | 0 | 0 | Constrained, otherwise capacity available =34 kVA | --> | 0.048 | 0 | 0 | 0 | 0 | Constrained, otherwise capacity available =45 kW | --> | E23 ex BALTRASNA | Baltrasna [T121,T122] | BALTRASNA |  | 53.5686 | -6.3742
008401Y | MV/LV Substation KN***401Y |  | 20 kV | _ | LV | 100 kVA :Pole Substation | 0.1 | --> | 0.1 | 0 | 0 | Constrained, otherwise capacity available =92 kVA | --> | 0.095 | 0 | 0 | 0 | 0 | Constrained, otherwise capacity available =94 kW | --> | E15 ex CLONROCHE | Clonroche [T421,T422] | WEXFORD |  | 52.4392 | -6.7779
149983 | MV/LV Substation PR***983 |  | 10 kV | _ | LV | 50 kVA :Pole Substation | 0.05 | --> | 0.05 | 0 | 0 | Constrained, otherwise capacity available =50 kVA | --> | 0.048 | 0 | 0 | 0 | 0 | Constrained, otherwise capacity available =47 kW | --> | C13 ex DONEGAL | Donegal [T41,T42] | CATHALEENS FALL |  | 54.6623 | -8.0794
1204286 | MV/LV Substation EN***4286 |  | 20 kV | _ | LV | 100 kVA :Pole Substation | 0.1 | --> | 0.1 | 0.1 | 3.5 |  | --> | 0.095 | 0 | 0 | 0 | 0 | Constrained, otherwise capacity available =95 kW | --> | E12 ex DUNFIRTH | Dunfirth [T122] | DUNFIRTH |  | 53.4104 | -6.8159
0144136 | MV/LV Substation ME***4136 |  | 10 kV | _ | LV | 400 kVA :Kiosk Substation | 0.4 | --> | 0.4 | 0 | 0 | Constrained, otherwise capacity available =207 kVA | --> | 0.38 | 0 | 0.032 | 0 | 0 | Constrained, otherwise capacity available =329 kW | --> | C17 ex KILDARE | Kildare [T41,T42] | NEWBRIDGE |  | 53.1598 | -6.904
2884080 | MV/LV Substation LA***4080 |  | 10 kV | _ | LV | 630 kVA :Kiosk Substation | 0.63 | --> | 0.63 | 0 | 0 | Constrained, otherwise capacity available =630 kVA | --> | 0.598 | 0 | 0 | 0.5 | 0 |  | --> | C14 ex CARRICKMINES | Carrickmines [T41,T42] | CARRICKMINES |  | 53.2593 | -6.205
156018Z | MV/LV Substation RO***018Z |  | 10 kV | _ | LV | 630 kVA :Building Structure | 0.63 | --> | 0.63 | 0 | 0 | Constrained, otherwise capacity available =545 kVA | --> | 0.598 | 0 | 0 | 0 | 0 | Constrained, otherwise capacity available =595 kW | --> | C19 ex DRUMBEAR | Drumbear [T41,T42] | LISDRUM |  | 54.2411 | -6.9843
288200X | MV/LV Substation PA***200X |  | 10 kV | _ | LV | 630 kVA :Building Structure | 0.63 | --> | 0.63 | 0 | 0 | Constrained, otherwise capacity available =326 kVA | --> | 0.598 | 0 | 0 | 0.5 | 0 |  | --> | C13 ex CARRICKMINES | Carrickmines [T41,T42] | CARRICKMINES |  | 53.2513 | -6.1875
052848 | MV/LV Substation WO***848 |  | 20 kV | _ | LV | 400 kVA :Building Structure | 0.4 | --> | 0.4 | 0 | 0 | Constrained, otherwise capacity available =353 kVA | --> | 0.38 | 0 | 0.04 | 0 | 0 | Constrained, otherwise capacity available =344 kW | --> | E18 ex BALLINDERRY | Ballinderry [T41,T422] | MULLINGAR |  | 53.5021 | -7.2298
253267 | MV/LV Substation SH***267 |  | 20 kV | _ | LV | 100 kVA :Pole Substation | 0.1 | --> | 0.1 | 0 | 0 | Constrained, otherwise capacity available =60 kVA | --> | 0.095 | 0 | 0 | 0 | 0 | Constrained, otherwise capacity available =89 kW | --> | E13 ex HEADFORD | Headford [T41,T42] | CLOON |  | 53.5214 | -9.0896
074001 | MV/LV Substation PO***001 |  | 10 kV | _ | LV | 630 kVA :Kiosk Substation | 0.63 | --> | 0.63 | 0 | 0 | Constrained, otherwise capacity available =126 kVA | --> | 0.598 | 0 | 0.03 | 0 | 0 | Constrained, otherwise capacity available =504 kW | --> | C13 ex CARRICK ON SHANNON | Carrick On Shannon [T41,T42] | CARRICK ON SHANNON |  | 53.9456 | -8.0958
066406Z | MV/LV Substation AB***406Z |  | 10 kV | _ | LV | 200 kVA :Kiosk Substation | 0.2 | --> | 0.2 | 0 | 0 | Constrained, otherwise capacity available =105 kVA | --> | 0.19 | 0 | 0.036 | 0 | 0 | Constrained, otherwise capacity available =150 kW | --> | C18 ex MALAHIDE | Malahide [T41,T42] | GLASMORE |  | 53.446 | -6.1469
3654059 | MV/LV Substation LO***4059 |  | 10 kV | _ | LV | 50 kVA :Pole Substation | 0.05 | --> | 0.05 | 0 | 0 | Constrained, otherwise capacity available =38 kVA | --> | 0.048 | 0 | 0 | 0 | 0 | Constrained, otherwise capacity available =46 kW | --> | C18 ex CELBRIDGE | Celbridge [T41,T42] | GRIFFINRATH |  | 53.3181 | -6.5125
090007 | MV/LV Substation CO***007 |  | 10 kV | _ | LV | 200 kVA :Pole Substation | 0.2 | --> | 0.2 | 0.174 | 3.16 |  | --> | 0.19 | 0 | 0 | 0 | 0 | Constrained, otherwise capacity available =186 kW | --> | C22 ex ENNISKEANE | Enniskeane [T41,T42] | BANDON |  | 51.7378 | -8.9406
433101 | MV/LV Substation CA***101 |  | 10 kV | _ | LV | 50 kVA :Pole Substation | 0.05 | --> | 0.05 | 0 | 0 | Constrained, otherwise capacity available =42 kVA | --> | 0.048 | 0 | 0 | 0 | 0 | Constrained, otherwise capacity available =46 kW | --> | C15 ex BALLAGHADERREEN | Ballaghaderreen [T41,T42] | TONROE |  | 53.8842 | -8.4651
046756 | MV/LV Substation CO***756 |  | 10 kV | _ | LV | 50 kVA :Pole Substation | 0.05 | --> | 0.05 | 0.047 | 4.13 |  | --> | 0.048 | 0 | 0.005 | 0.043 | 0 |  | --> | C14 ex AGHAGAD | Aghagad [T41,T42] | SLIGO |  | 54.357 | -8.5172
120688 | MV/LV Substation RH***688 |  | 20 kV | _ | LV | 200 kVA :Pole Substation | 0.2 | --> | 0.2 | 0 | 0 | Constrained, otherwise capacity available =151 kVA | --> | 0.19 | 0 | 0.005 | 0 | 0 | Constrained, otherwise capacity available =180 kW | --> | E20 ex EDENDERRY | Edenderry [T421,T422] | BLAKE |  | 53.3502 | -7.1992
2204156 | MV/LV Substation DE***4156 |  | 10 kV | _ | LV | 400 kVA :Kiosk Substation | 0.4 | --> | 0.4 | 0.358 | 1.36 |  | --> | 0.38 | 0 | 0.014 | 0 | 0 | Constrained, otherwise capacity available =364 kW | --> | C15 ex CROSSMOLINA | Crossmolina [T41,T42] | MOY |  | 54.1079 | -9.3053
1114401 | MV/LV Substation CA***4401 |  | 20 kV | _ | LV | 50 kVA :Pole Substation | 0.05 | --> | 0.05 | 0 | 0 | Constrained, otherwise capacity available =50 kVA | --> | 0.048 | 0 | 0 | 0 | 0 | Constrained, otherwise capacity available =48 kW | --> | C11 ex BANTRY | Bantry [T41,T42] | BALLYLICKY |  | 51.6831 | -9.4236
074421 | MV/LV Substation EN***421 |  | 20 kV | _ | LV | 400 kVA :Kiosk Substation | 0.4 | --> | 0.4 | 0.357 | 8.5 |  | --> | 0.38 | 0 | 0 | 0 | 0 | Constrained, otherwise capacity available =374 kW | --> | E14 ex ARIGNA | Arigna [T121] | ARIGNA |  | 54.0398 | -8.0319
138056 | MV/LV Substation BA***056 |  | 10 kV | _ | LV | 50 kVA :Pole Substation | 0.05 | --> | 0.05 | 0.029 | 2.18 |  | --> | 0.048 | 0 | 0 | 0 | 0 | Constrained, otherwise capacity available =45 kW | --> | C26 ex BAILIEBORO | Bailieboro [T41,T42] | MEATH HILL |  | 53.9201 | -6.9696
3054105 | MV/LV Substation SH***4105 |  | 10 kV | _ | LV | 630 kVA :Kiosk Substation | 0.63 | --> | 0.63 | 0.297 | 0.3 | Constrained, otherwise capacity available =630 kVA | --> | 0.598 | 0 | 0 | 0 | 0 | Constrained, otherwise capacity available =598 kW | --> | C16 ex BANAGHER | Banagher [T41,T42] | DALLOW |  | 53.1843 | -7.9842
019301 | MV/LV Substation KE***301 |  | 10 kV | _ | LV | 630 kVA :Building Structure | 0.63 | --> | 0.63 | 0.047 | 0.05 | Constrained, otherwise capacity available =542 kVA | --> | 0.598 | 0 | 0 | 0 | 0 | Constrained, otherwise capacity available =586 kW | --> | C20 ex BALLYBEGGAN | Ballybeggan [T43,T44] | TRALEE |  | 52.2711 | -9.7013
503772 | MV/LV Substation PO***772 |  | 10 kV | _ | LV | 50 kVA :Pole Substation | 0.05 | --> | 0.05 | 0.04 | 1.69 |  | --> | 0.048 | 0 | 0 | 0 | 0 | Constrained, otherwise capacity available =46 kW | --> | C16 ex NEWTOWNCUNNINGHAM | Newtowncunningham [T41,T42] | LETTERKENNY |  | 54.9715 | -7.5641
009025 | MV/LV Substation SO***025 |  | 10 kV | _ | LV | 400 kVA :Building Structure | 0.4 | --> | 0.4 | 0.201 | 0.53 |  | --> | 0.38 | 0 | 0 | 0 | 0 | Constrained, otherwise capacity available =352 kW | --> | C19 ex MANOR STREET | Manor Street [T41,T42] | WATERFORD |  | 52.2567 | -7.1069
039356 | MV/LV Substation FR***356 |  | 10 kV | _ | LV | 630 kVA :Kiosk Substation | 0.63 | --> | 0.63 | 0.5 | 11.03 |  | --> | 0.598 | 0 | 0.043 | 0.5 | 0 |  | --> | C33 ex SALTHILL | Salthill [T101,T102] | SALTHILL |  | 53.2713 | -9.09
001312 | MV/LV Substation FO***312 |  | 10 kV | _ | LV | 400 kVA :Kiosk Substation | 0.4 | --> | 0.4 | 0.345 | 1.16 |  | --> | 0.38 | 0 | 0.044 | 0.34 | 0 |  | --> | C21 ex DEANSGRANGE | Deansgrange [T41,T42] | CARRICKMINES |  | 53.2772 | -6.1703
293163Z | MV/LV Substation BI***163Z |  | 20 kV | _ | LV | 200 kVA :Pole Substation | 0.2 | --> | 0.2 | 0 | 0 | Constrained, otherwise capacity available =195 kVA | --> | 0.19 | 0 | 0.009 | 0 | 0 | Constrained, otherwise capacity available =183 kW | --> | E13 ex BALTINGLASS | Baltinglass [T421,T422] | STRATFORD |  | 52.8953 | -6.8142
084419 | MV/LV Substation SL***419 |  | 10 kV | _ | LV | 50 kVA :Pole Substation | 0.05 | --> | 0.05 | 0 | 0 | Constrained, otherwise capacity available =30 kVA | --> | 0.048 | 0 | 0.015 | 0 | 0 | Constrained, otherwise capacity available =34 kW | --> | C18 ex KILCOLGAN | Kilcolgan [T42,T421] | GALWAY 110KV |  | 53.2357 | -8.8801
065130Z | MV/LV Substation GA***130Z |  | 20 kV | _ | LV | 100 kVA :Pole Substation | 0.1 | --> | 0.1 | 0 | 0 | Constrained, otherwise capacity available =80 kVA | --> | 0.095 | 0 | 0.005 | 0 | 0 | Constrained, otherwise capacity available =89 kW | --> | E23 ex BALTRASNA | Baltrasna [T121,T122] | BALTRASNA |  | 53.5667 | -6.3847
138020 | MV/LV Substation LI***020 |  | 10 kV | _ | LV | 50 kVA :Pole Substation | 0.05 | --> | 0.05 | 0.039 | 2.18 |  | --> | 0.048 | 0 | 0.005 | 0 | 0 | Constrained, otherwise capacity available =42 kW | --> | C24 ex BAILIEBORO | Bailieboro [T41,T42] | MEATH HILL |  | 53.9131 | -6.9821
061535 | MV/LV Substation CO***535 |  | 10 kV | _ | LV | 100 kVA :Pole Substation | 0.1 | --> | 0.1 | 0.094 | 2.04 |  | --> | 0.095 | 0 | 0 | 0 | 0 | Constrained, otherwise capacity available =94 kW | --> | C19 ex BALLYBAY | Ballybay [T41,T42] | LISDRUM |  | 54.033 | -6.8598
251872 | MV/LV Substation TU***872 |  | 20 kV | _ | LV | 50 kVA :Pole Substation | 0.05 | --> | 0.05 | 0 | 0 | Constrained, otherwise capacity available =42 kVA | --> | 0.048 | 0 | 0 | 0 | 0 | Constrained, otherwise capacity available =46 kW | --> | E47 ex CLAREGALWAY | Claregalway [T42,T421] | GALWAY 110KV |  | 53.3663 | -8.9061
033435X | MV/LV Substation MA***435X |  | 20 kV | _ | LV | 50 kVA :Pole Substation | 0.05 | --> | 0.05 | 0 | 0 | Constrained, otherwise capacity available =33 kVA | --> | 0.048 | 0 | 0.006 | 0 | 0 | Constrained, otherwise capacity available =41 kW | --> | C18 ex DEERPARK | Deerpark [T41,T42] | BALLYDINE |  | 52.4154 | -7.4983
089328X | MV/LV Substation SE***328X |  | 20 kV | _ | LV | 200 kVA :Pole Substation | 0.2 | --> | 0.2 | 0.188 | 3.56 |  | --> | 0.19 | 0 | 0 | 0 | 0 | Constrained, otherwise capacity available =188 kW | --> | E22 ex ENNISCRONE | Enniscrone [T421,T422] | MOY |  | 54.2488 | -8.8707
2884073 | MV/LV Substation TI***4073 |  | 10 kV | _ | LV | 400 kVA :Kiosk Substation | 0.4 | --> | 0.4 | 0 | 0 | Constrained, otherwise capacity available =400 kVA | --> | 0.38 | 0 | 0 | 0.38 | 0 |  | --> | C18 ex LOUGHLINSTOWN | Loughlinstown [T41,T42] | CARRICKMINES |  | 53.2359 | -6.1644
024454 | MV/LV Substation AR***454 |  | 10 kV | _ | LV | 50 kVA :Pole Substation | 0.05 | --> | 0.05 | 0.049 | 2.14 |  | --> | 0.048 | 0 | 0 | 0 | 0 | Constrained, otherwise capacity available =47 kW | --> | C18 ex BUTTEVANT | Buttevant [T41,T42] | MALLOW |  | 52.2386 | -8.6995
0714099 | MV/LV Substation LO***4099 |  | 10 kV | _ | LV | 630 kVA :Kiosk Substation | 0.63 | --> | 0.63 | 0 | 0 | Constrained, otherwise capacity available =628 kVA | --> | 0.598 | 0 | 0 | 0.5 | 0 | Constrained, otherwise capacity available =598 kW | --> | C14 ex GREYSTONES | Greystones [T41,T42] | FASSAROE |  | 53.1403 | -6.0905
0684462 | MV/LV Substation EL***4462 |  | 10 kV | _ | LV | 1000 kVA :Building Structure | 1 | --> | 1 | 0.5 | 3.38 |  | --> | 0.95 | 0 | 0 | 0.5 | 0 |  | --> | C20 ex MERRION SQUARE | Merrion Square [T41,T42] | RINGSEND |  | 53.3373 | -6.2549
005198 | MV/LV Substation CL***198 |  | 10 kV | _ | LV | 100 kVA :Pole Substation | 0.1 | --> | 0.1 | 0 | 0 | Constrained, otherwise capacity available =82 kVA | --> | 0.095 | 0 | 0 | 0 | 0 | Constrained, otherwise capacity available =92 kW | --> | C11 ex GARDEN CITY | Garden City [T41,T42] | ARKLOW |  | 52.7042 | -6.2816
161864X | MV/LV Substation LE***864X |  | 10 kV | _ | LV | 200 kVA :Kiosk Substation | 0.2 | --> | 0.2 | 0.152 | 6.53 |  | --> | 0.19 | 0 | 0.024 | 0.166 | 0 |  | --> | C17 ex OUGHTERARD | Oughterard [T41,T42] | SCREEB |  | 53.4264 | -9.3239
003335Y | MV/LV Substation RA***335Y |  | 10 kV | _ | LV | 400 kVA :Kiosk Substation | 0.4 | --> | 0.4 | 0.368 | 11.58 |  | --> | 0.38 | 0 | 0 | 0 | 0 | Constrained, otherwise capacity available =376 kW | --> | C14 ex BALLYBEG | Ballybeg [T101,T102] | CARRICKMINES |  | 52.9959 | -6.0867
031252Y | MV/LV Substation CR***252Y |  | 10 kV | _ | LV | 400 kVA :Kiosk Substation | 0.4 | --> | 0.4 | 0 | 0 | Constrained, otherwise capacity available =269 kVA | --> | 0.38 | 0 | 0.085 | 0 | 0 | Constrained, otherwise capacity available =299 kW | --> | C11 ex COLLIGAN | Colligan [T41,T42] | DUNGARVAN |  | 52.1041 | -7.6213
023002 | MV/LV Substation CH***002 |  | 10 kV | _ | LV | 400 kVA :Kiosk Substation | 0.4 | --> | 0.4 | 0 | 0 | Constrained, otherwise capacity available =192 kVA | --> | 0.38 | 0 | 0.031 | 0 | 0 | Constrained, otherwise capacity available =328 kW | --> | C15 ex FERMOY NORTH | Fermoy North [T41,T42] | BARRYMORE |  | 52.1417 | -8.2765
053785Y | MV/LV Substation OA***785Y |  | 10 kV | _ | LV | 630 kVA :Kiosk Substation | 0.63 | --> | 0.63 | 0 | 0 | Constrained, otherwise capacity available =630 kVA | --> | 0.598 | 0 | 0 | 0.5 | 0 |  | --> | C19 ex CLONMINCH | Clonminch [T41,T422] | THORNSBERRY |  | 53.2697 | -7.4842
137345 | MV/LV Substation PR***345 |  | 10 kV | _ | LV | 100 kVA :Pole Substation | 0.1 | --> | 0.1 | 0.037 | 3.74 |  | --> | 0.095 | 0 | 0.01 | 0 | 0 | Constrained, otherwise capacity available =78 kW | --> | C12 ex KILFLYNN | Kilflynn [T41,T42] | TRALEE |  | 52.4053 | -9.6159
009640Y | MV/LV Substation FA***640Y |  | 10 kV | _ | LV | 400 kVA :Kiosk Substation | 0.4 | --> | 0.4 | 0 | 0 | Constrained, otherwise capacity available =387 kVA | --> | 0.38 | 0 | 0 | 0 | 0 | Constrained, otherwise capacity available =378 kW | --> | C12 ex GRANGE (SR) | Grange (sr) [T41,T42] | BUTLERSTOWN |  | 52.234 | -7.1121
011076 | MV/LV Substation DE***076 |  | 10 kV | _ | LV | 400 kVA :Kiosk Substation | 0.4 | --> | 0.4 | 0 | 0 | Constrained, otherwise capacity available =277 kVA | --> | 0.38 | 0 | 0.006 | 0 | 0 | Constrained, otherwise capacity available =358 kW | --> | C14 ex ROSEHILL | Rosehill [T41,T42] | KILKENNY |  | 52.6496 | -7.2491
167577Y | MV/LV Substation SU***577Y |  | 20 kV | _ | LV | 100 kVA :Pole Substation | 0.1 | --> | 0.1 | 0 | 0 | Constrained, otherwise capacity available =66 kVA | --> | 0.095 | 0 | 0.005 | 0 | 0 | Constrained, otherwise capacity available =87 kW | --> | E21 ex CURRALEIGH | Curraleigh [T421,T422] | KILBARRY |  | 51.9365 | -8.5837
089382 | MV/LV Substation KI***382 |  | 10 kV | _ | LV | 200 kVA :Kiosk Substation | 0.2 | --> | 0.2 | 0.156 | 2.33 |  | --> | 0.19 | 0 | 0.014 | 0 | 0 | Constrained, otherwise capacity available =174 kW | --> | E18 ex MOY | Moy [T421,T422] | MOY |  | 54.1218 | -9.1583
062490X | MV/LV Substation AN***490X |  | 20 kV | _ | LV | 50 kVA :Pole Substation | 0.05 | --> | 0.05 | 0.035 | 4.25 |  | --> | 0.048 | 0 | 0 | 0 | 0 | Constrained, otherwise capacity available =45 kW | --> | E16 ex JENKINSTOWN | Jenkinstown [T421,T422] | DUNDALK |  | 54.002 | -6.2755
065491Z | MV/LV Substation PE***491Z |  | 20 kV | _ | LV | 200 kVA :Pole Substation | 0.2 | --> | 0.2 | 0 | 0 | Constrained, otherwise capacity available =93 kVA | --> | 0.19 | 0 | 0 | 0 | 0 | Constrained, otherwise capacity available =175 kW | --> | E18 ex GLASMORE | Glasmore [T421,T422] | GLASMORE |  | 53.564 | -6.2104
0774077 | MV/LV Substation CO***4077 |  | 20 kV | _ | LV | 200 kVA :Pole Substation | 0.2 | --> | 0.2 | 0 | 0 | Constrained, otherwise capacity available =165 kVA | --> | 0.19 | 0 | 0 | 0 | 0 | Constrained, otherwise capacity available =185 kW | --> | E25 ex PATRICKSWELL | Patrickswell [T421,T422] | LIMERICK |  | 52.6531 | -8.8613
063893X | MV/LV Substation HI***893X |  | 10 kV | _ | LV | 200 kVA :Pole Substation | 0.2 | --> | 0.2 | 0 | 0 | Constrained, otherwise capacity available =178 kVA | --> | 0.19 | 0 | 0 | 0 | 0 | Constrained, otherwise capacity available =187 kW | --> | C15 ex STICKILLEN | Stickillen [T41,T42] | DRYBRIDGE |  | 53.8543 | -6.6592
062133X | MV/LV Substation OX***133X |  | 10 kV | _ | LV | 630 kVA :Building Structure | 0.63 | --> | 0.63 | 0.5 | 3.12 |  | --> | 0.598 | 0 | 0.15 | 0 | 0 | Constrained, otherwise capacity available =472 kW | --> | C20 ex MARSHES | Marshes [T41,T42] | DUNDALK |  | 53.9789 | -6.3755
007623Z | MV/LV Substation DO***623Z |  | 20 kV | _ | LV | 630 kVA :Kiosk Substation | 0.63 | --> | 0.63 | 0.5 | 1.4 |  | --> | 0.598 | 0 | 0 | 0 | 0 | Constrained, otherwise capacity available =598 kW | --> | E13 ex KILLINICK | Killinick [T421,T422] | WEXFORD |  | 52.199 | -6.3578
068856 | MV/LV Substation RU***856 |  | 10 kV | _ | LV | 400 kVA :Building Structure | 0.4 | --> | 0.4 | 0 | 0 | Constrained, otherwise capacity available =321 kVA | --> | 0.38 | 0 | 0 | 0.369 | 0 |  | --> | C13 ex GRANBY ROW | Granby Row [T41] | MCDERMOTT |  | 53.3538 | -6.2613
288180X | MV/LV Substation US***180X |  | 10 kV | _ | LV | 630 kVA :Kiosk Substation | 0.63 | --> | 0.63 | 0 | 0 | Constrained, otherwise capacity available =527 kVA | --> | 0.598 | 0 | 0 | 0.5 | 0 |  | --> | C20 ex DUNDRUM | Dundrum [T41,T42] | BLACKROCK |  | 53.2922 | -6.2452
156840X | MV/LV Substation BE***840X |  | 10 kV | _ | LV | 200 kVA :Pole Substation | 0.2 | --> | 0.2 | 0 | 0 | Constrained, otherwise capacity available =74 kVA | --> | 0.19 | 0 | 0.01 | 0 | 0 | Constrained, otherwise capacity available =165 kW | --> | C14 ex DRUMBEAR | Drumbear [T41,T42] | LISDRUM |  | 54.2445 | -6.9642
281130 | MV/LV Substation CA***130 |  | 10 kV | _ | LV | 630 kVA :Building Structure | 0.63 | --> | 0.63 | 0.332 | 7.88 |  | --> | 0.598 | 0 | 0 | 0.5 | 0 |  | --> | C23 ex LIBERTY STREET | Liberty Street [T101,T102] | LIBERTY STREET |  | 51.8986 | -8.4693
093293Z | MV/LV Substation KN***293Z |  | 10 kV | _ | LV | 630 kVA :Building Structure | 0.63 | --> | 0.63 | 0 | 0 | Constrained, otherwise capacity available =541 kVA | --> | 0.598 | 0 | 0 | 0.5 | 0 |  | --> | C20 ex POPPINTREE | Poppintree [T101,T102] | FINGLAS |  | 53.3997 | -6.276
067044X | MV/LV Substation TO***044X |  | 10 kV | _ | LV | 1000 kVA :Building Structure | 1 | --> | 1 | 0 | 0 | Constrained, otherwise capacity available =804 kVA | --> | 0.95 | 0 | 0 | 0.5 | 0 |  | --> | C13 ex ROCHES STREET | Roches Street [T41,T42] | LIMERICK |  | 52.6631 | -8.6264
0014166 | MV/LV Substation SL***4166 |  | 10 kV | _ | LV | 630 kVA :Building Structure | 0.63 | --> | 0.63 | 0 | 15.18 |  | --> | 0.598 | 0 | 0.01 | 0.5 | 0 |  | --> | C21 ex CENTRAL PARK | Central Park [T101,T102] | CARRICKMINES |  | 53.2894 | -6.1983
011529Y | MV/LV Substation FA***529Y |  | 10 kV | _ | LV | 200 kVA :Kiosk Substation | 0.2 | --> | 0.2 | 0.124 | 5.05 |  | --> | 0.19 | 0 | 0 | 0 | 0 | Constrained, otherwise capacity available =179 kW | --> | C13 ex MCDONAGH | Mcdonagh [T41,T42] | KILKENNY |  | 52.6649 | -7.2389
003534Y | MV/LV Substation BR***534Y |  | 10 kV | _ | LV | 400 kVA :Kiosk Substation | 0.4 | --> | 0.4 | 0 | 0 | Constrained, otherwise capacity available =366 kVA | --> | 0.38 | 0 | 0 | 0 | 0 | Constrained, otherwise capacity available =375 kW | --> | C16 ex RATHDRUM | Rathdrum [T42] | ARKLOW |  | 52.9288 | -6.2347
031968 | MV/LV Substation BA***968 |  | 10 kV | _ | LV | 200 kVA :Pole Substation | 0.2 | --> | 0.2 | 0 | 0 | Constrained, otherwise capacity available =186 kVA | --> | 0.19 | 0 | 0.02 | 0 | 0 | Constrained, otherwise capacity available =173 kW | --> | C17 ex COLLIGAN | Colligan [T41,T42] | DUNGARVAN |  | 52.0906 | -7.661
005662X | MV/LV Substation CA***662X |  | 20 kV | _ | LV | 200 kVA :Pole Substation | 0.2 | --> | 0.2 | 0 | 0 | Constrained, otherwise capacity available =181 kVA | --> | 0.19 | 0 | 0 | 0 | 0 | Constrained, otherwise capacity available =188 kW | --> | E19 ex SHILLELAGH | Shillelagh [T421,T422] | CARLOW |  | 52.7099 | -6.4921
031299 | MV/LV Substation L+***299 |  | 10 kV | _ | LV | 400 kVA :Building Structure | 0.4 | --> | 0.4 | 0 | 0 | Constrained, otherwise capacity available =263 kVA | --> | 0.38 | 0 | 0.01 | 0 | 0 | Constrained, otherwise capacity available =356 kW | --> | C12 ex COLLIGAN | Colligan [T41,T42] | DUNGARVAN |  | 52.0899 | -7.619
2814057 | MV/LV Substation BA***4057 |  | 20 kV | _ | LV | 630 kVA :Building Structure | 0.63 | --> | 0.63 | 0.5 | 17.47 |  | --> | 0.598 | 0 | 0 | 0.5 | 0 |  | --> | E18 ex COOLROE | Coolroe [T121,T122] | COOLROE |  | 51.8882 | -8.5903
365186X | MV/LV Substation DO***186X |  | 10 kV | _ | LV | 200 kVA :Kiosk Substation | 0.2 | --> | 0.2 | 0 | 0 | Constrained, otherwise capacity available =127 kVA | --> | 0.19 | 0 | 0 | 0.18 | 0 |  | --> | C18 ex WHITESTOWN | Whitestown [T41,T42] | COOKSTOWN |  | 53.2752 | -6.3903
0824204 | MV/LV Substation SW***4204 |  | 20 kV | _ | LV | 200 kVA :Pole Substation | 0.2 | --> | 0.2 | 0 | 0 | Constrained, otherwise capacity available =169 kVA | --> | 0.19 | 0 | 0 | 0 | 0 | Constrained, otherwise capacity available =186 kW | --> | E16 ex ACADEMY STREET | Academy Street [T421,T422,T44] | NAVAN |  | 53.5553 | -6.6429
066746Z | MV/LV Substation TH***746Z |  | 10 kV | _ | LV | 400 kVA :Kiosk Substation | 0.4 | --> | 0.4 | 0 | 0 | Constrained, otherwise capacity available =308 kVA | --> | 0.38 | 0 | 0 | 0 | 0 | Constrained, otherwise capacity available =367 kW | --> | E17 ex GLASMORE | Glasmore [T421,T422] | GLASMORE |  | 53.4488 | -6.2452
266407 | MV/LV Substation CE***407 |  | 20 kV | _ | LV | 200 kVA :Pole Substation | 0.2 | --> | 0.2 | 0 | 0 | Constrained, otherwise capacity available =102 kVA | --> | 0.19 | 0 | 0.004 | 0 | 0 | Constrained, otherwise capacity available =173 kW | --> | E18 ex CARNDONAGH | Carndonagh [T421,T422] | TRILLICK |  | 55.2531 | -7.259
249209Z | MV/LV Substation BA***209Z |  | 10 kV | _ | LV | 50 kVA :Pole Substation | 0.05 | --> | 0.05 | 0 | 0 | Constrained, otherwise capacity available =40 kVA | --> | 0.048 | 0 | 0.005 | 0 | 0 | Constrained, otherwise capacity available =42 kW | --> | C15 ex KILCLOHER | Kilcloher [T41,T42] | DUNGARVAN |  | 52.0915 | -7.8492
028203 | MV/LV Substation BA***203 |  | 10 kV | _ | LV | 100 kVA :Pole Substation | 0.1 | --> | 0.1 | 0 | 0 | Constrained, otherwise capacity available =24 kVA | --> | 0.095 | 0 | 0 | 0 | 0 | Constrained, otherwise capacity available =84 kW | --> | C13 ex COW CROSS |  |  |  | 51.8787 | -8.3063
069825 | MV/LV Substation MI***825 |  | 10 kV | _ | LV | 630 kVA :Building Structure | 0.63 | --> | 0.63 | 0.5 | 4.91 |  | --> | 0.598 | 0 | 0.004 | 0.5 | 0 |  | --> | C14 ex CRUMLIN | Crumlin [T41,T42] | INCHICORE 220KV |  | 53.3215 | -6.3154
069098 | MV/LV Substation RA***098 |  | 10 kV | _ | LV | 630 kVA :Kiosk Substation | 0.63 | --> | 0.63 | 0.5 | 7.75 |  | --> | 0.598 | 0 | 0.02 | 0.5 | 0 |  | --> | C21 ex MILLTOWN (DR) | Milltown (dr) [T101,T102] | POOLBEG |  | 53.3162 | -6.2452
0264069 | MV/LV Substation ST***4069 |  | 10 kV | _ | LV | 630 kVA :Building Structure | 0.63 | --> | 0.63 | 0 | 0 | Constrained, otherwise capacity available =568 kVA | --> | 0.598 | 0 | 0 | 0 | 0 | Constrained, otherwise capacity available =590 kW | --> | C15 ex KINSALE | Kinsale [T41,T42] | BANDON |  | 51.7127 | -8.5154
068352X | MV/LV Substation EW***352X |  | 10 kV | _ | LV | 1000 kVA :Building Structure | 1 | --> | 1 | 0.5 | 4.6 |  | --> | 0.95 | 0 | 0 | 0.5 | 0 |  | --> | C12 ex KINGSBRIDGE | Kingsbridge [T41,T42] | INCHICORE 220KV |  | 53.342 | -6.2921
066790X | MV/LV Substation KI***790X |  | 20 kV | _ | LV | 100 kVA :Pole Substation | 0.1 | --> | 0.1 | 0 | 0 | Constrained, otherwise capacity available =97 kVA | --> | 0.095 | 0 | 0 | 0.095 | 0 |  | --> | C24 ex MACETOWN | Macetown [T101,T102] | MACETOWN |  | 53.4816 | -6.4165
165246 | MV/LV Substation MI***246 |  | 10 kV | _ | LV | 50 kVA :Pole Substation | 0.05 | --> | 0.05 | 0.048 | 0.88 |  | --> | 0.048 | 0 | 0 | 0 | 0 | Constrained, otherwise capacity available =47 kW | --> | C12 ex ROSS CARBERY | Ross Carbery [T41,T42] | DUNMANWAY |  | 51.5834 | -8.9644
0084056 | MV/LV Substation BU***4056 |  | 10 kV | _ | LV | 400 kVA :Building Structure | 0.4 | --> | 0.4 | 0 | 0 | Constrained, otherwise capacity available =397 kVA | --> | 0.38 | 0 | 0 | 0 | 0 | Constrained, otherwise capacity available =380 kW | --> | C14 ex KNOCKMULLEN | Knockmullen [T42,T421] | GREAT ISLAND |  | 52.3826 | -6.9373
081106Z | MV/LV Substation LA***106Z |  | 10 kV | _ | LV | 400 kVA :Kiosk Substation | 0.4 | --> | 0.4 | 0 | 0 | Constrained, otherwise capacity available =235 kVA | --> | 0.38 | 0 | 0.057 | 0.315 | 0 |  | --> | C18 ex BALGADDY | Balgaddy [T41,T42] | GRANGE CASTLE |  | 53.3532 | -6.4197
053259X | MV/LV Substation KI***259X |  | 20 kV | _ | LV | 200 kVA :Pole Substation | 0.2 | --> | 0.2 | 0.082 | 0.89 |  | --> | 0.19 | 0 | 0.03 | 0 | 0 | Constrained, otherwise capacity available =151 kW | --> | E24 ex BIRR | Birr [T41,T422] | DALLOW |  | 53.175 | -7.7247
049065 | MV/LV Substation MO***065 |  | 10 kV | _ | LV | 50 kVA :Pole Substation | 0.05 | --> | 0.05 | 0.039 | 0.13 |  | --> | 0.048 | 0 | 0.006 | 0 | 0 | Constrained, otherwise capacity available =42 kW | --> | C18 ex BALLYMAHON | Ballymahon [T41,T42] | ATHLONE |  | 53.5772 | -7.7901
025214 | MV/LV Substation MI***214 |  | 20 kV | _ | LV | 50 kVA :Pole Substation | 0.05 | --> | 0.05 | 0.048 | 6.21 |  | --> | 0.048 | 0 | 0 | 0 | 0 | Constrained, otherwise capacity available =47 kW | --> | E28 ex MILFORD (MWR) | Milford (mwr) [T422] | CHARLEVILLE |  | 52.3417 | -8.8589
266282X | MV/LV Substation GA***282X |  | 20 kV | _ | LV | 400 kVA :Building Structure | 0.4 | --> | 0.4 | 0 | 0 | Constrained, otherwise capacity available =365 kVA | --> | 0.38 | 0 | 0 | 0 | 0 | Constrained, otherwise capacity available =375 kW | --> | E18 ex CARNDONAGH | Carndonagh [T421,T422] | TRILLICK |  | 55.2488 | -7.2648
081353Z | MV/LV Substation AR***353Z |  | 10 kV | _ | LV | 1000 kVA :Building Structure | 1 | --> | 1 | 0 | 0 | Constrained, otherwise capacity available =1000 kVA | --> | 0.95 | 0 | 0 | 0.5 | 0 |  | --> | C34 ex CLONDALKIN | Clondalkin [T41,T42,T44] | INCHICORE 220KV |  | 53.3271 | -6.3832
276509 | MV/LV Substation MU***509 |  | 10 kV | _ | LV | 200 kVA :Building Structure | 0.2 | --> | 0.2 | 0.2 | 0.76 |  | --> | 0.19 | 0 | 0 | 0 | 0 | Constrained, otherwise capacity available =190 kW | --> | C13 ex WOODFORD | Woodford [T41,T42] | KNOCKEARAGH |  | 52.0196 | -9.5003
137014X | MV/LV Substation CL***014X |  | 10 kV | _ | LV | 50 kVA :Pole Substation | 0.05 | --> | 0.05 | 0.031 | 3.74 |  | --> | 0.048 | 0 | 0 | 0 | 0 | Constrained, otherwise capacity available =45 kW | --> | C12 ex KILFLYNN | Kilflynn [T41,T42] | TRALEE |  | 52.3861 | -9.5892
426854 | MV/LV Substation BA***854 |  | 20 kV | _ | LV | 100 kVA :Pole Substation | 0.1 | --> | 0.1 | 0 | 0 | Constrained, otherwise capacity available =89 kVA | --> | 0.095 | 0 | 0 | 0 | 0 | Constrained, otherwise capacity available =94 kW | --> | E12 ex DINGLE | Dingle [T421,T422] | OUGHTRAGH |  | 52.1551 | -10.2895
127220 | MV/LV Substation T-***220 |  | 10 kV | _ | LV | 50 kVA :Pole Substation | 0.05 | --> | 0.05 | 0 | 0 | Constrained, otherwise capacity available =39 kVA | --> | 0.048 | 0 | 0 | 0 | 0 | Constrained, otherwise capacity available =46 kW | --> | C11 ex LOUGHTAGALLA | Loughtagalla [T41,T42] | THURLES |  | 52.6729 | -7.7159
019216 | MV/LV Substation CO***216 |  | 10 kV | _ | LV | 400 kVA :Kiosk Substation | 0.4 | --> | 0.4 | 0.286 | 2.18 |  | --> | 0.38 | 0 | 0.027 | 0 | 0 | Constrained, otherwise capacity available =344 kW | --> | C18 ex BALLYRICKARD | Ballyrickard [T41,T42] | TRALEE |  | 52.2823 | -9.7067
2814267 | MV/LV Substation DO***4267 |  | 10 kV | _ | LV | 50 kVA :Pole Substation | 0.05 | --> | 0.05 | 0 | 0 | Constrained, otherwise capacity available =50 kVA | --> | 0.048 | 0 | 0 | 0 | 0 | Constrained, otherwise capacity available =48 kW | --> | C17 ex DOUGLAS | Douglas [T41,T42] | TRABEG |  | 51.8606 | -8.4445
055040 | MV/LV Substation LE***040 |  | 10 kV | _ | LV | 400 kVA :Kiosk Substation | 0.4 | --> | 0.4 | 0 | 0 | Constrained, otherwise capacity available =374 kVA | --> | 0.38 | 0 | 0 | 0 | 0 | Constrained, otherwise capacity available =376 kW | --> | C13 ex ROSCREA | Roscrea [T41,T42] | IKERRIN |  | 53.0265 | -7.8083
288147 | MV/LV Substation I.***147 |  | 10 kV | _ | LV | 1000 kVA :Building Structure | 1 | --> | 1 | 0.5 | 1.16 |  | --> | 0.95 | 0 | 0.006 | 0.5 | 0 |  | --> | C21 ex BREWERY ROAD | Brewery Road [T41,T42] | CARRICKMINES |  | 53.2758 | -6.2304
023044 | MV/LV Substation PE***044 |  | 10 kV | _ | LV | 400 kVA :Kiosk Substation | 0.4 | --> | 0.4 | 0 | 0 | Constrained, otherwise capacity available =284 kVA | --> | 0.38 | 0 | 0.011 | 0 | 0 | Constrained, otherwise capacity available =356 kW | --> | C15 ex FERMOY NORTH | Fermoy North [T41,T42] | BARRYMORE |  | 52.1447 | -8.2821
064833Y | MV/LV Substation TO***833Y |  | 10 kV | _ | LV | 1000 kVA :Building Structure | 1 | --> | 1 | 0 | 0 | Constrained, otherwise capacity available =745 kVA | --> | 0.95 | 0 | 0 | 0 | 0 | Constrained, otherwise capacity available =915 kW | --> | C14 ex MORNINGTON ROAD | Mornington Road [T41,T42] | DRYBRIDGE |  | 53.7141 | -6.3515
002085X | MV/LV Substation DU***085X |  | 10 kV | _ | LV | 400 kVA :Building Structure | 0.4 | --> | 0.4 | 0.4 | 2.36 |  | --> | 0.38 | 0 | 0 | 0.38 | 0 |  | --> | C16 ex BRAY | Bray [T41,T42] | FASSAROE |  | 53.1847 | -6.1398
022349 | MV/LV Substation BO***349 |  | 20 kV | _ | LV | 50 kVA :Pole Substation | 0.05 | --> | 0.05 | 0 | 0 | Constrained, otherwise capacity available =41 kVA | --> | 0.048 | 0 | 0 | 0 | 0 | Constrained, otherwise capacity available =46 kW | --> | E12 ex WHITECHURCH | Whitechurch [T421,T422] | KILBARRY |  | 52.0086 | -8.498
005464 | MV/LV Substation NA***464 |  | 20 kV | _ | LV | 50 kVA :Pole Substation | 0.05 | --> | 0.05 | 0.047 | 17.8 |  | --> | 0.048 | 0 | 0 | 0.047 | 0 |  | --> | E19 ex BANOGE | Banoge [T121,T122] | BANOGE |  | 52.6144 | -6.3051
136730 | MV/LV Substation KI***730 |  | 10 kV | _ | LV | 50 kVA :Pole Substation | 0.05 | --> | 0.05 | 0 | 0 | Constrained, otherwise capacity available =38 kVA | --> | 0.048 | 0 | 0.005 | 0 | 0 | Constrained, otherwise capacity available =42 kW | --> | C22 ex ROSCOMMON | Roscommon [T41,T42] | LANESBORO |  | 53.6359 | -8.1168
066128Z | MV/LV Substation TH***128Z |  | 20 kV | _ | LV | 200 kVA :Kiosk Substation | 0.2 | --> | 0.2 | 0 | 0 | Constrained, otherwise capacity available =82 kVA | --> | 0.19 | 0 | 0.086 | 0 | 0 | Constrained, otherwise capacity available =110 kW | --> | E18 ex BALTRASNA | Baltrasna [T121,T122] | BALTRASNA |  | 53.5014 | -6.4595
058179 | MV/LV Substation SI***179 |  | 10 kV | _ | LV | 50 kVA :Pole Substation | 0.05 | --> | 0.05 | 0.025 | 3 |  | --> | 0.048 | 0 | 0.005 | 0 | 0 | Constrained, otherwise capacity available =40 kW | --> | C23 ex NENAGH | Nenagh [T41,T42] | NENAGH |  | 52.7949 | -8.2387
054845Y | MV/LV Substation FO***845Y |  | 10 kV | _ | LV | 50 kVA :Pole Substation | 0.05 | --> | 0.05 | 0 | 0 | Constrained, otherwise capacity available =12 kVA | --> | 0.048 | 0 | 0 | 0 | 0 | Constrained, otherwise capacity available =42 kW | --> | C18 ex MOUNTRATH | Mountrath [T41,T42] | PORTLAOISE |  | 52.9991 | -7.4817
139279X | MV/LV Substation FI***279X |  | 10 kV | _ | LV | 50 kVA :Pole Substation | 0.05 | --> | 0.05 | 0.049 | 4 |  | --> | 0.048 | 0 | 0 | 0 | 0 | Constrained, otherwise capacity available =47 kW | --> | C19 ex BALLYJAMESDUFF | Ballyjamesduff [T41,T42] | SHANKILL |  | 53.8479 | -7.245
0684128 | MV/LV Substation O'***4128 |  | 10 kV | _ | LV | 1000 kVA :Building Structure | 1 | --> | 1 | 0.5 | 2.6 |  | --> | 0.95 | 0 | 0 | 0.5 | 0 |  | --> | C29 ex WOLFE TONE STREET | Wolfe Tone Street [T101,T102] | FINGLAS |  | 53.3479 | -6.2594
167296Z | MV/LV Substation BR***296Z |  | 10 kV | _ | LV | 100 kVA :Pole Substation | 0.1 | --> | 0.1 | 0 | 0 | Constrained, otherwise capacity available =60 kVA | --> | 0.095 | 0 | 0.023 | 0 | 0 | Constrained, otherwise capacity available =72 kW | --> | E15 ex WHITECHURCH | Whitechurch [T421,T422] | KILBARRY |  | 51.9386 | -8.5699
068548X | MV/LV Substation AV***548X |  | 10 kV | _ | LV | 630 kVA :Kiosk Substation | 0.63 | --> | 0.63 | 0 | 0 | Constrained, otherwise capacity available =612 kVA | --> | 0.598 | 0 | 0 | 0.5 | 0 |  | --> | C16 ex GLASNEVIN | Glasnevin [T41] | FINGLAS |  | 53.36 | -6.2749
176350 | MV/LV Substation RO***350 |  | 20 kV | _ | LV | 50 kVA :Pole Substation | 0.05 | --> | 0.05 | 0.045 | 18.78 |  | --> | 0.048 | 0 | 0 | 0.047 | 0 |  | --> | E13 ex HARTNETTS CROSS | Hartnetts Cross [T121,T422] | HARTNETTS CROSS |  | 51.846 | -8.9815
067908X | MV/LV Substation WO***908X |  | 20 kV | _ | LV | 50 kVA :Pole Substation | 0.05 | --> | 0.05 | 0.033 | 6.81 |  | --> | 0.048 | 0 | 0.019 | 0.031 | 0 |  | --> | C06 ex AHANE | Ahane [T102] | AHANE |  | 52.6703 | -8.5184
009466Y | MV/LV Substation AS***466Y |  | 10 kV | _ | LV | 200 kVA :Kiosk Substation | 0.2 | --> | 0.2 | 0.188 | 13.6 |  | --> | 0.19 | 0 | 0 | 0.188 | 0 |  | --> | C23 ex KILLOTERAN | Killoteran [T101,T102] | KILLOTERAN |  | 52.2565 | -7.1411
136793Y | MV/LV Substation LE***793Y |  | 20 kV | _ | LV | 50 kVA :Pole Substation | 0.05 | --> | 0.05 | 0 | 0 | Constrained, otherwise capacity available =48 kVA | --> | 0.048 | 0 | 0.03 | 0 | 0 | Constrained, otherwise capacity available =25 kW | --> | E15 ex GLENAMADDY | Glenamaddy [T422] | ATHLONE |  | 53.5767 | -8.4106
041404 | MV/LV Substation SE***404 |  | 10 kV | _ | LV | 200 kVA :Pole Substation | 0.2 | --> | 0.2 | 0 | 0 | Constrained, otherwise capacity available =128 kVA | --> | 0.19 | 0 | 0.014 | 0 | 0 | Constrained, otherwise capacity available =170 kW | --> | E13 ex DALTON | Dalton [T421,T422] | DALTON |  | 53.7149 | -9.0044
365130 | MV/LV Substation TH***130 |  | 10 kV | _ | LV | 1000 kVA :Kiosk Substation | 1 | --> | 1 | 0 | 0 | Constrained, otherwise capacity available =925 kVA | --> | 0.95 | 0 | 0 | 0.5 | 0 |  | --> | C17 ex BELGARD | Belgard [T41,T42] | COOKSTOWN |  | 53.2933 | -6.3747
016043Z | MV/LV Substation DU***043Z |  | 10 kV | _ | LV | 630 kVA :Building Structure | 0.63 | --> | 0.63 | 0 | 0 | Constrained, otherwise capacity available =418 kVA | --> | 0.598 | 0 | 0.11 | 0.491 | 0 |  | --> | C23 ex MACETOWN | Macetown [T101,T102] | MACETOWN |  | 53.4255 | -6.4741
2064028 | MV/LV Substation BA***4028 |  | 20 kV | _ | LV | 400 kVA :Building Structure | 0.4 | --> | 0.4 | 0.386 | 7.61 |  | --> | 0.38 | 0 | 0 | 0 | 0 | Constrained, otherwise capacity available =378 kW | --> | E14 ex BELLACORICK | Bellacorick [T122] | BELLACORICK |  | 54.1443 | -9.7342
068043X | MV/LV Substation CL***043X |  | 10 kV | _ | LV | 630 kVA :Building Structure | 0.63 | --> | 0.63 | 0 | 0 | Constrained, otherwise capacity available =423 kVA | --> | 0.598 | 0 | 0 | 0.5 | 0 |  | --> | C18 ex WATLING STREET | Watling Street [T41,T42] | FRANCIS STREET |  | 53.3471 | -6.2826
067209Y | MV/LV Substation WI***209Y |  | 10 kV | _ | LV | 400 kVA :Kiosk Substation | 0.4 | --> | 0.4 | 0 | 0 | Constrained, otherwise capacity available =332 kVA | --> | 0.38 | 0 | 0.012 | 0.362 | 0 |  | --> | C20 ex GARRYOWEN | Garryowen [T41,T42] | LIMERICK |  | 52.6455 | -8.5907
067016Y | MV/LV Substation HA***016Y |  | 10 kV | _ | LV | 400 kVA :Building Structure | 0.4 | --> | 0.4 | 0 | 0 | Constrained, otherwise capacity available =316 kVA | --> | 0.38 | 0 | 0 | 0.368 | 0 |  | --> | C22 ex ROCHES STREET | Roches Street [T41,T42] | LIMERICK |  | 52.6645 | -8.6294
0704236 | MV/LV Substation CO***4236 |  | 20 kV | _ | LV | 100 kVA :Pole Substation | 0.1 | --> | 0.1 | 0.1 | 0.76 |  | --> | 0.095 | 0 | 0 | 0 | 0 | Constrained, otherwise capacity available =95 kW | --> | E17 ex RATHMORE | Rathmore [T42,T421] | KNOCKEARAGH |  | 52.0727 | -9.0659
365191Y | MV/LV Substation FL***191Y |  | 10 kV | _ | LV | 630 kVA :Kiosk Substation | 0.63 | --> | 0.63 | 0 | 0 | Constrained, otherwise capacity available =521 kVA | --> | 0.598 | 0 | 0.026 | 0.5 | 0 |  | --> | C20 ex CLONDALKIN | Clondalkin [T41,T42,T44] | INCHICORE 220KV |  | 53.3202 | -6.3894
154542Z | MV/LV Substation PA***542Z |  | 10 kV | _ | LV | 630 kVA :Kiosk Substation | 0.63 | --> | 0.63 | 0 | 0 | Constrained, otherwise capacity available =529 kVA | --> | 0.598 | 0 | 0.005 | 0.5 | 0 |  | --> | C14 ex MACETOWN | Macetown [T101,T102] | MACETOWN |  | 53.407 | -6.399
075032 | MV/LV Substation CA***032 |  | 20 kV | _ | LV | 200 kVA :Pole Substation | 0.2 | --> | 0.2 | 0.185 | 1.13 |  | --> | 0.19 | 0 | 0.01 | 0 | 0 | Constrained, otherwise capacity available =180 kW | --> | E12 ex BUNCLODY | Bunclody [T421,T422] | CRANE |  | 52.6551 | -6.6557
089736 | MV/LV Substation DA***736 |  | 10 kV | _ | LV | 400 kVA :Building Structure | 0.4 | --> | 0.4 | 0.39 | 2.33 |  | --> | 0.38 | 0 | 0 | 0 | 0 | Constrained, otherwise capacity available =379 kW | --> | E18 ex MOY | Moy [T421,T422] | MOY |  | 54.118 | -9.1473
068551X | MV/LV Substation KI***551X |  | 10 kV | _ | LV | 630 kVA :Kiosk Substation | 0.63 | --> | 0.63 | 0.5 | 3 |  | --> | 0.598 | 0 | 0 | 0.5 | 0 |  | --> | C37 ex INCHICORE CENTRAL | Inchicore Central [T43,T45] | INCHICORE 220KV |  | 53.3413 | -6.311
293820X | MV/LV Substation GR***820X |  | 20 kV | _ | LV | 100 kVA :Pole Substation | 0.1 | --> | 0.1 | 0.1 | 0.43 |  | --> | 0.095 | 0 | 0 | 0 | 0 | Constrained, otherwise capacity available =95 kW | --> | E13 ex TULLOW | Tullow [T421,T422] | CARLOW |  | 52.8164 | -6.7972
064917X | MV/LV Substation BR***917X |  | 20 kV | _ | LV | 100 kVA :Pole Substation | 0.1 | --> | 0.1 | 0 | 0 | Constrained, otherwise capacity available =57 kVA | --> | 0.095 | 0 | 0 | 0 | 0 | Constrained, otherwise capacity available =89 kW | --> | E16 ex JULIANSTOWN | Julianstown [T421,T422] | DRYBRIDGE |  | 53.6649 | -6.2365
017414 | MV/LV Substation SM***414 |  | 20 kV | _ | LV | 200 kVA :Pole Substation | 0.2 | --> | 0.2 | 0.177 | 1.98 |  | --> | 0.19 | 0 | 0 | 0 | 0 | Constrained, otherwise capacity available =187 kW | --> | E14 ex RATHKEALE | Rathkeale [T421,T422] | RATHKEALE |  | 52.543 | -8.8609
248858X | MV/LV Substation BR***858X |  | 20 kV | _ | LV | 50 kVA :Pole Substation | 0.05 | --> | 0.05 | 0.045 | 0.33 |  | --> | 0.048 | 0 | 0 | 0 | 0 | Constrained, otherwise capacity available =47 kW | --> | E33 ex TRIM | Trim [T421] | NAVAN |  | 53.5216 | -6.774
1494023 | MV/LV Substation GO***4023 |  | 10 kV | _ | LV | 50 kVA :Pole Substation | 0.05 | --> | 0.05 | 0 | 0 | Constrained, otherwise capacity available =48 kVA | --> | 0.048 | 0 | 0 | 0 | 0 | Constrained, otherwise capacity available =47 kW | --> | C13 ex DONEGAL | Donegal [T41,T42] | CATHALEENS FALL |  | 54.6967 | -7.9459
049257Y | MV/LV Substation TH***257Y |  | 20 kV | _ | LV | 50 kVA :Pole Substation | 0.05 | --> | 0.05 | 0.031 | 1.31 |  | --> | 0.048 | 0 | 0 | 0 | 0 | Constrained, otherwise capacity available =45 kW | --> | C17 ex ROOSKY | Roosky [T41] | RICHMOND |  | 53.7747 | -8.0945
081384Z | MV/LV Substation GR***384Z |  | 10 kV | _ | LV | 400 kVA :Kiosk Substation | 0.4 | --> | 0.4 | 0 | 0 | Constrained, otherwise capacity available =300 kVA | --> | 0.38 | 0 | 0.035 | 0 | 0 | Constrained, otherwise capacity available =340 kW | --> | C16 ex MONEYCOOLEY | Moneycooley [T41,T42,T44] | GRIFFINRATH |  | 53.3688 | -6.5821
032760 | MV/LV Substation CO***760 |  | 20 kV | _ | LV | 50 kVA :Pole Substation | 0.05 | --> | 0.05 | 0 | 0 | Constrained, otherwise capacity available =42 kVA | --> | 0.048 | 0 | 0.005 | 0 | 0 | Constrained, otherwise capacity available =43 kW | --> | C19 ex TRAMORE | Tramore [T41,T42] | BUTLERSTOWN |  | 52.2103 | -7.116
0664019 | MV/LV Substation HA***4019 |  | 20 kV | _ | LV | 50 kVA :Pole Substation | 0.05 | --> | 0.05 | 0 | 0 | Constrained, otherwise capacity available =50 kVA | --> | 0.048 | 0 | 0 | 0 | 0 | Constrained, otherwise capacity available =47 kW | --> | E17 ex BALTRASNA | Baltrasna [T121,T122] | BALTRASNA |  | 53.5311 | -6.4938
011699 | MV/LV Substation BA***699 |  | 10 kV | _ | LV | 50 kVA :Pole Substation | 0.05 | --> | 0.05 | 0 | 0 | Constrained, otherwise capacity available =38 kVA | --> | 0.048 | 0 | 0.005 | 0 | 0 | Constrained, otherwise capacity available =42 kW | --> | C17 ex ROSEHILL | Rosehill [T41,T42] | KILKENNY |  | 52.5925 | -7.308
049277Z | MV/LV Substation NA***277Z |  | 20 kV | _ | LV | 200 kVA :Pole Substation | 0.2 | --> | 0.2 | 0.157 | 0.21 |  | --> | 0.19 | 0 | 0.024 | 0 | 0 | Constrained, otherwise capacity available =166 kW | --> | E12 ex LONGFORD | Longford [T421,T422] | RICHMOND |  | 53.8667 | -7.7199
0504136 | MV/LV Substation FL***4136 |  | 20 kV | _ | LV | 50 kVA :Pole Substation | 0.05 | --> | 0.05 | 0.05 | 4.61 |  | --> | 0.048 | 0 | 0 | 0 | 0 | Constrained, otherwise capacity available =48 kW | --> | E12 ex LUMCLOON | Lumcloon [T421,T422] | DALLOW |  | 53.2812 | -7.8125
154013Y | MV/LV Substation WA***013Y |  | 20 kV | _ | LV | 50 kVA :Pole Substation | 0.05 | --> | 0.05 | 0 | 0 | Constrained, otherwise capacity available =39 kVA | --> | 0.048 | 0 | 0 | 0 | 0 | Constrained, otherwise capacity available =46 kW | --> | E12 ex KILCOCK | Kilcock [T421,T422] | GRIFFINRATH |  | 53.4381 | -6.5453
2884034 | MV/LV Substation BL***4034 |  | 10 kV | _ | LV | 630 kVA :Kiosk Substation | 0.63 | --> | 0.63 | 0 | 0 | Constrained, otherwise capacity available =630 kVA | --> | 0.598 | 0 | 0 | 0.5 | 0 |  | --> | C20 ex CARRICKMINES | Carrickmines [T41,T42] | CARRICKMINES |  | 53.2507 | -6.1766
009396Y | MV/LV Substation WI***396Y |  | 20 kV | _ | LV | 50 kVA :Pole Substation | 0.05 | --> | 0.05 | 0 | 0 | Constrained, otherwise capacity available =28 kVA | --> | 0.048 | 0 | 0.019 | 0 | 0 | Constrained, otherwise capacity available =30 kW | --> | E11 ex KILCARRAGH | Kilcarragh [T421,T422] | BUTLERSTOWN |  | 52.2302 | -7.0697
0814213 | MV/LV Substation LI***4213 |  | 20 kV | _ | LV | 630 kVA :Building Structure | 0.63 | --> | 0.63 | 0 | 0 | Constrained, otherwise capacity available =515 kVA | --> | 0.598 | 0 | 0 | 0.5 | 0 |  | --> | E20 ex ADAMSTOWN | Adamstown [T121,T122] | INCHICORE 220KV |  | 53.3456 | -6.4744
033215 | MV/LV Substation PO***215 |  | 10 kV | _ | LV | 630 kVA :Building Structure | 0.63 | --> | 0.63 | 0 | 0 | Constrained, otherwise capacity available =536 kVA | --> | 0.598 | 0 | 0 | 0 | 0 | Constrained, otherwise capacity available =586 kW | --> | C16 ex PORTLAW | Portlaw [T41,T42] | BUTLERSTOWN |  | 52.2852 | -7.3153
158941X | MV/LV Substation OC***941X |  | 10 kV | _ | LV | 50 kVA :Pole Substation | 0.05 | --> | 0.05 | 0 | 0 | Constrained, otherwise capacity available =45 kVA | --> | 0.048 | 0 | 0 | 0 | 0 | Constrained, otherwise capacity available =47 kW | --> | C21 ex ENNISTYMON | Ennistymon [T41,T42] | ENNIS |  | 52.8727 | -9.3525
127324 | MV/LV Substation TI***324 |  | 10 kV | _ | LV | 100 kVA :Pole Substation | 0.1 | --> | 0.1 | 0 | 0 | Constrained, otherwise capacity available =84 kVA | --> | 0.095 | 0 | 0 | 0 | 0 | Constrained, otherwise capacity available =93 kW | --> | C11 ex HOLYCROSS ROAD | Holycross Road [T41,T42] | THURLES |  | 52.6582 | -7.8311
111462Y | MV/LV Substation KI***462Y |  | 10 kV | _ | LV | 50 kVA :Pole Substation | 0.05 | --> | 0.05 | 0 | 0 | Constrained, otherwise capacity available =43 kVA | --> | 0.048 | 0 | 0 | 0 | 0 | Constrained, otherwise capacity available =46 kW | --> | C22 ex SKIBBEREEN | Skibbereen [T41,T42] | DUNMANWAY |  | 51.5589 | -9.4016
049999Y | MV/LV Substation CA***999Y |  | 10 kV | _ | LV | 400 kVA :Kiosk Substation | 0.4 | --> | 0.4 | 0.213 | 0.21 | Constrained, otherwise capacity available =309 kVA | --> | 0.38 | 0 | 0.018 | 0 | 0 | Constrained, otherwise capacity available =354 kW | --> | E14 ex LONGFORD | Longford [T421,T422] | RICHMOND |  | 53.7382 | -7.8085
041018Y | MV/LV Substation PI***018Y |  | 20 kV | _ | LV | 50 kVA :Pole Substation | 0.05 | --> | 0.05 | 0 | 0 | Constrained, otherwise capacity available =32 kVA | --> | 0.048 | 0 | 0 | 0 | 0 | Constrained, otherwise capacity available =45 kW | --> | E14 ex DALTON | Dalton [T421,T422] | DALTON |  | 53.7888 | -8.9278
015533 | MV/LV Substation MI***533 |  | 10 kV | _ | LV | 100 kVA :Pole Substation | 0.1 | --> | 0.1 | 0 | 0 | Constrained, otherwise capacity available =74 kVA | --> | 0.095 | 0 | 0.005 | 0 | 0 | Constrained, otherwise capacity available =88 kW | --> | C12 ex SALLINS | Sallins [T41,T42] | GRIFFINRATH |  | 53.2817 | -6.6891
0584147 | MV/LV Substation KN***4147 |  | 10 kV | _ | LV | 50 kVA :Pole Substation | 0.05 | --> | 0.05 | 0 | 0 | Constrained, otherwise capacity available =44 kVA | --> | 0.048 | 0 | 0 | 0 | 0 | Constrained, otherwise capacity available =47 kW | --> | C26 ex KYLEERAGH | Kyleeragh [T41,T42] | NENAGH |  | 52.9115 | -8.2082
036504X | MV/LV Substation KN***504X |  | 20 kV | _ | LV | 50 kVA :Pole Substation | 0.05 | --> | 0.05 | 0 | 0 | Constrained, otherwise capacity available =41 kVA | --> | 0.048 | 0 | 0.02 | 0 | 0 | Constrained, otherwise capacity available =31 kW | --> | E18 ex GARRANACANTY | Garranacanty [T421,T422] | TIPPERARY |  | 52.5559 | -8.1224
3684134 | MV/LV Substation AL***4134 |  | 10 kV | _ | LV | 400 kVA :Kiosk Substation | 0.4 | --> | 0.4 | 0 | 0 | Constrained, otherwise capacity available =358 kVA | --> | 0.38 | 0 | 0 | 0 | 0 | Constrained, otherwise capacity available =374 kW | --> | C17 ex BALLYHAUNIS | Ballyhaunis [T41,T42] | DALTON |  | 53.7636 | -8.7703
210008 | MV/LV Substation DO***008 |  | 10 kV | _ | LV | 200 kVA :Building Structure | 0.2 | --> | 0.2 | 0 | 0 |  | --> | 0.19 | 0 | 0.01 | 0 | 0 | Constrained, otherwise capacity available =133 kW | --> | C18 ex CARRICKMACROSS | Carrickmacross [T41,T42] | MEATH HILL |  | 53.9761 | -6.711
066178 | MV/LV Substation ST***178 |  | 10 kV | _ | LV | 400 kVA :Kiosk Substation | 0.4 | --> | 0.4 | 0 | 0 | Constrained, otherwise capacity available =244 kVA | --> | 0.38 | 0 | 0.052 | 0.32 | 0 |  | --> | C11 ex HOWTH JUNCTION | Howth Junction [T41,T42] | GRANGE (DR) |  | 53.3811 | -6.1657
281025Z | MV/LV Substation FO***025Z |  | 10 kV | _ | LV | 200 kVA :Kiosk Substation | 0.2 | --> | 0.2 | 0 | 0 | Constrained, otherwise capacity available =113 kVA | --> | 0.19 | 0 | 0.047 | 0 | 0 | Constrained, otherwise capacity available =143 kW | --> | C18 ex DOUGLAS | Douglas [T41,T42] | TRABEG |  | 51.8692 | -8.4017
118734X | MV/LV Substation AS***734X |  | 20 kV | _ | LV | 200 kVA :Kiosk Substation | 0.2 | --> | 0.2 | 0 | 0 | Constrained, otherwise capacity available =150 kVA | --> | 0.19 | 0 | 0.01 | 0 | 0 | Constrained, otherwise capacity available =176 kW | --> | E18 ex CREAGH | Creagh [T421,T422] | ATHLONE |  | 53.3387 | -8.2404
368192X | MV/LV Substation CA***192X |  | 20 kV | _ | LV | 50 kVA :Pole Substation | 0.05 | --> | 0.05 | 0 | 0 | Constrained, otherwise capacity available =48 kVA | --> | 0.048 | 0 | 0 | 0 | 0 | Constrained, otherwise capacity available =47 kW | --> | C15 ex BALLYHAUNIS | Ballyhaunis [T41,T42] | DALTON |  | 53.7581 | -8.7346
066860 | MV/LV Substation TH***860 |  | 20 kV | _ | LV | 100 kVA :Pole Substation | 0.1 | --> | 0.1 | 0 | 0 | Constrained, otherwise capacity available =57 kVA | --> | 0.095 | 0 | 0 | 0 | 0 | Constrained, otherwise capacity available =89 kW | --> | E15 ex BATTER LANE TEMPORARY | Batter Lane Temporary 38kv [T421] | GLASMORE |  | 53.5307 | -6.1742
009158 | MV/LV Substation IN***158 |  | 10 kV | _ | LV | 400 kVA :Building Structure | 0.4 | --> | 0.4 | 0 | 0 | Constrained, otherwise capacity available =400 kVA | --> | 0.38 | 0 | 0 | 0 | 0 | Constrained, otherwise capacity available =380 kW | --> | C15 ex WATERFORD IND EST | Waterford Ind Est [T41,T42,T44] | BUTLERSTOWN |  | 52.2476 | -7.147
0684269 | MV/LV Substation DU***4269 |  | 10 kV | _ | LV | 1000 kVA :Building Structure | 1 | --> | 1 | 0.165 | 14.34 |  | --> | 0.95 | 0 | 0 | 0.5 | 0 |  | --> | C23 ex NORTH QUAYS | North Quays [T101,T102,T103] | POOLBEG |  | 53.3483 | -6.2352
095918X | MV/LV Substation CL***918X |  | 10 kV | _ | LV | 50 kVA :Pole Substation | 0.05 | --> | 0.05 | 0.05 | 0.7 |  | --> | 0.048 | 0 | 0 | 0 | 0 | Constrained, otherwise capacity available =48 kW | --> | C11 ex KILRUSH | Kilrush [T41,T42] | TULLABRACK |  | 52.6446 | -9.2636
117035Y | MV/LV Substation EN***035Y |  | 20 kV | _ | LV | 50 kVA :Pole Substation | 0.05 | --> | 0.05 | 0 | 0 | Constrained, otherwise capacity available =28 kVA | --> | 0.048 | 0 | 0.003 | 0 | 0 | Constrained, otherwise capacity available =42 kW | --> | E22 ex COLLOONEY | Collooney [T421,T422] | SLIGO |  | 54.2005 | -8.3636
1544342 | MV/LV Substation KI***4342 |  | 10 kV | _ | LV | 630 kVA :Kiosk Substation | 0.63 | --> | 0.63 | 0 | 0 | Constrained, otherwise capacity available =553 kVA | --> | 0.598 | 0 | 0.153 | 0.474 | 0 |  | --> | C39 ex COLLEGE PARK | College Park [T101,T102,T103] | COLLEGE PARK |  | 53.4253 | -6.379
030951 | MV/LV Substation EQ***951 |  | 20 kV | _ | LV | 100 kVA :Pole Substation | 0.1 | --> | 0.1 | 0 | 0 | Constrained, otherwise capacity available =92 kVA | --> | 0.095 | 0 | 0.005 | 0 | 0 | Constrained, otherwise capacity available =90 kW | --> | E20 ex FOXHOLE | Foxhole [T421,T422] | DUNGARVAN |  | 51.9375 | -7.927
111245Z | MV/LV Substation SI***245Z |  | 20 kV | _ | LV | 400 kVA :Kiosk Substation | 0.4 | --> | 0.4 | 0 | 0 | Constrained, otherwise capacity available =381 kVA | --> | 0.38 | 0 | 0.015 | 0 | 0 | Constrained, otherwise capacity available =366 kW | --> | C12 ex BANTRY | Bantry [T41,T42] | BALLYLICKY |  | 51.6754 | -9.4457
025694Y | MV/LV Substation OR***694Y |  | 10 kV | _ | LV | 200 kVA :Kiosk Substation | 0.2 | --> | 0.2 | 0.158 | 2.96 |  | --> | 0.19 | 0 | 0.01 | 0 | 0 | Constrained, otherwise capacity available =177 kW | --> | E17 ex CHARLEVILLE | Charleville [T421,T422] | CHARLEVILLE |  | 52.3592 | -8.6937
248267X | MV/LV Substation BA***267X |  | 20 kV | _ | LV | 50 kVA :Pole Substation | 0.05 | --> | 0.05 | 0 | 0 | Constrained, otherwise capacity available =47 kVA | --> | 0.048 | 0 | 0 | 0 | 0 | Constrained, otherwise capacity available =47 kW | --> | E13 ex KILCOCK | Kilcock [T421,T422] | GRIFFINRATH |  | 53.4694 | -6.6246
176045Y | MV/LV Substation KN***045Y |  | 20 kV | _ | LV | 50 kVA :Pole Substation | 0.05 | --> | 0.05 | 0.05 | 18.78 |  | --> | 0.048 | 0 | 0 | 0.047 | 0 |  | --> | E18 ex HARTNETTS CROSS | Hartnetts Cross [T121,T422] | MACROOM |  | 51.9726 | -9.0281
055676 | MV/LV Substation BA***676 |  | 10 kV | _ | LV | 50 kVA :Pole Substation | 0.05 | --> | 0.05 | 0 | 0 | Constrained, otherwise capacity available =50 kVA | --> | 0.048 | 0 | 0 | 0 | 0 | Constrained, otherwise capacity available =48 kW | --> | C19 ex ROSCREA | Roscrea [T41,T42] | IKERRIN |  | 52.9054 | -7.9586
154623Z | MV/LV Substation FA***623Z |  | 10 kV | _ | LV | 630 kVA :Building Structure | 0.63 | --> | 0.63 | 0 | 0 | Constrained, otherwise capacity available =537 kVA | --> | 0.598 | 0 | 0 | 0.5 | 0 |  | --> | C16 ex COLLEGE PARK | College Park [T101,T102,T103] | COLLEGE PARK |  | 53.3959 | -6.391
366575 | MV/LV Substation GA***575 |  | 20 kV | _ | LV | 100 kVA :Pole Substation | 0.1 | --> | 0.1 | 0.09 | 0.45 |  | --> | 0.095 | 0 | 0 | 0 | 0 | Constrained, otherwise capacity available =94 kW | --> | C16 ex CARRAROE | Carraroe [T42] | SCREEB |  | 53.2724 | -9.5835
2814397 | MV/LV Substation HE***4397 |  | 10 kV | _ | LV | 630 kVA :Kiosk Substation | 0.63 | --> | 0.63 | 0 | 0 | Constrained, otherwise capacity available =572 kVA | --> | 0.598 | 0 | 0.006 | 0 | 0 | Constrained, otherwise capacity available =586 kW | --> | C17 ex CARRIGALINE | Carrigaline [T41,T42] | BARNAHELY |  | 51.7997 | -8.2895
0234030 | MV/LV Substation FE***4030 |  | 10 kV | _ | LV | 200 kVA :Kiosk Substation | 0.2 | --> | 0.2 | 0 | 0 | Constrained, otherwise capacity available =137 kVA | --> | 0.19 | 0 | 0 | 0 | 0 | Constrained, otherwise capacity available =181 kW | --> | C16 ex COOLCARRON | Coolcarron [T41,T42] | BARRYMORE |  | 52.1383 | -8.2551
2484076 | MV/LV Substation KN***4076 |  | 20 kV | _ | LV | 50 kVA :Pole Substation | 0.05 | --> | 0.05 | 0 | 0 | Constrained, otherwise capacity available =47 kVA | --> | 0.048 | 0 | 0 | 0 | 0 | Constrained, otherwise capacity available =47 kW | --> | E14 ex KILCOCK | Kilcock [T421,T422] | GRIFFINRATH |  | 53.4086 | -6.6635
032251Y | MV/LV Substation AR***251Y |  | 10 kV | _ | LV | 200 kVA :Kiosk Substation | 0.2 | --> | 0.2 | 0 | 0 | Constrained, otherwise capacity available =167 kVA | --> | 0.19 | 0 | 0.033 | 0 | 0 | Constrained, otherwise capacity available =161 kW | --> | C23 ex TRAMORE | Tramore [T41,T42] | BUTLERSTOWN |  | 52.166 | -7.1482
0154138 | MV/LV Substation PI***4138 |  | 10 kV | _ | LV | 630 kVA :Kiosk Substation | 0.63 | --> | 0.63 | 0 | 0 | Constrained, otherwise capacity available =291 kVA | --> | 0.598 | 0 | 0.24 | 0 | 0 | Constrained, otherwise capacity available =373 kW | --> | C18 ex NAAS | Naas [T41,T42] | KILTEEL |  | 53.1987 | -6.6672
009168 | MV/LV Substation OS***168 |  | 10 kV | _ | LV | 400 kVA :Kiosk Substation | 0.4 | --> | 0.4 | 0.249 | 0.95 |  | --> | 0.38 | 0 | 0.037 | 0 | 0 | Constrained, otherwise capacity available =331 kW | --> | C16 ex TYCOR | Tycor [T41,T42] | WATERFORD |  | 52.2521 | -7.1403
013602Y | MV/LV Substation KI***602Y |  | 10 kV | _ | LV | 100 kVA :Pole Substation | 0.1 | --> | 0.1 | 0.092 | 0.12 |  | --> | 0.095 | 0 | 0 | 0.094 | 0 |  | --> | C21 ex ATHY | Athy [T101,T102] | ATHY |  | 52.9412 | -7.0453
237565 | MV/LV Substation BE***565 |  | 10 kV | _ | LV | 200 kVA :Pole Substation | 0.2 | --> | 0.2 | 0 | 0 | Constrained, otherwise capacity available =143 kVA | --> | 0.19 | 0 | 0 | 0 | 0 | Constrained, otherwise capacity available =182 kW | --> | C12 ex KILSARAN | Kilsaran [T42] | DRYBRIDGE |  | 53.8951 | -6.3918
281057 | MV/LV Substation KE***057 |  | 10 kV | _ | LV | 400 kVA :Kiosk Substation | 0.4 | --> | 0.4 | 0.375 | 5.49 |  | --> | 0.38 | 0 | 0 | 0.377 | 0 |  | --> | C19 ex TRABEG | Trabeg [T101,T102] | TRABEG |  | 51.8749 | -8.4666
062098 | MV/LV Substation OR***098 |  | 10 kV | _ | LV | 200 kVA :Pole Substation | 0.2 | --> | 0.2 | 0.2 | 2.33 |  | --> | 0.19 | 0 | 0 | 0 | 0 | Constrained, otherwise capacity available =190 kW | --> | C17 ex DUNDALK | Dundalk [T41,T42] | DUNDALK |  | 53.9996 | -6.4156
065060Z | MV/LV Substation BU***060Z |  | 10 kV | _ | LV | 400 kVA :Building Structure | 0.4 | --> | 0.4 | 0 | 0 | Constrained, otherwise capacity available =358 kVA | --> | 0.38 | 0 | 0.02 | 0 | 0 | Constrained, otherwise capacity available =359 kW | --> | C15 ex BALBRIGGAN | Balbriggan [T41] | GLASMORE |  | 53.6049 | -6.1893
037052X | MV/LV Substation CO***052X |  | 20 kV | _ | LV | 200 kVA :Pole Substation | 0.2 | --> | 0.2 | 0 | 0 | Constrained, otherwise capacity available =86 kVA | --> | 0.19 | 0 | 0.01 | 0 | 0 | Constrained, otherwise capacity available =166 kW | --> | C11 ex ENNIS NORTH | Ennis North [T41,T42] | ENNIS |  | 52.9457 | -9.0651
2884114 | MV/LV Substation MA***4114 |  | 10 kV | _ | LV | 400 kVA :Building Structure | 0.4 | --> | 0.4 | 0 | 0 | Constrained, otherwise capacity available =383 kVA | --> | 0.38 | 0 | 0 | 0.38 | 0 |  | --> | C13 ex SANDYFORD | Sandyford [T41,T42] | CARRICKMINES |  | 53.2677 | -6.2657
127907X | MV/LV Substation HO***907X |  | 20 kV | _ | LV | 400 kVA :Building Structure | 0.4 | --> | 0.4 | 0 | 0 | Constrained, otherwise capacity available =392 kVA | --> | 0.38 | 0 | 0.235 | 0 | 0 | Constrained, otherwise capacity available =205 kW | --> | C16 ex HOLYCROSS ROAD | Holycross Road [T41,T42] | THURLES |  | 52.6358 | -7.8711
266054X | MV/LV Substation DR***054X |  | 20 kV | _ | LV | 100 kVA :Pole Substation | 0.1 | --> | 0.1 | 0 | 0 | Constrained, otherwise capacity available =92 kVA | --> | 0.095 | 0 | 0 | 0 | 0 | Constrained, otherwise capacity available =94 kW | --> | E17 ex CARNDONAGH | Carndonagh [T421,T422] | TRILLICK |  | 55.2838 | -7.2495
260676X | MV/LV Substation KI***676X |  | 20 kV | _ | LV | 50 kVA :Pole Substation | 0.05 | --> | 0.05 | 0.036 | 1.67 |  | --> | 0.048 | 0 | 0 | 0.046 | 0 |  | --> | E14 ex NEWPORT | Newport [T421] | CARROWBEG |  | 53.8324 | -9.5301
132277Y | MV/LV Substation DA***277Y |  | 10 kV | _ | LV | 400 kVA :Kiosk Substation | 0.4 | --> | 0.4 | 0 | 0 | Constrained, otherwise capacity available =326 kVA | --> | 0.38 | 0 | 0.015 | 0 | 0 | Constrained, otherwise capacity available =359 kW | --> | C17 ex LOUGHREA | Loughrea [T41,T42] | SOMERSET |  | 53.2038 | -8.5546
281886X | MV/LV Substation LO***886X |  | 10 kV | _ | LV | 400 kVA :Kiosk Substation | 0.4 | --> | 0.4 | 0.197 | 6.78 |  | --> | 0.38 | 0 | 0 | 0.351 | 0 |  | --> | C26 ex CASTLEVIEW | Castleview [T101,T102] | CASTLEVIEW |  | 51.8937 | -8.3995
066681X | MV/LV Substation AS***681X |  | 20 kV | _ | LV | 100 kVA :Pole Substation | 0.1 | --> | 0.1 | 0 | 0 | Constrained, otherwise capacity available =97 kVA | --> | 0.095 | 0 | 0 | 0 | 0 | Constrained, otherwise capacity available =95 kW | --> | E21 ex BALTRASNA | Baltrasna [T121,T122] | BALTRASNA |  | 53.5044 | -6.382
156765X | MV/LV Substation CL***765X |  | 10 kV | _ | LV | 50 kVA :Pole Substation | 0.05 | --> | 0.05 | 0 | 0 | Constrained, otherwise capacity available =35 kVA | --> | 0.048 | 0 | 0 | 0 | 0 | Constrained, otherwise capacity available =45 kW | --> | C15 ex DRUMBEAR | Drumbear [T41,T42] | LISDRUM |  | 54.2169 | -6.8507
041613 | MV/LV Substation CL***613 |  | 20 kV | _ | LV | 100 kVA :Pole Substation | 0.1 | --> | 0.1 | 0 | 0 | Constrained, otherwise capacity available =94 kVA | --> | 0.095 | 0 | 0 | 0 | 0 | Constrained, otherwise capacity available =94 kW | --> | E17 ex DALTON | Dalton [T421,T422] | DALTON |  | 53.7225 | -8.9761
002489 | MV/LV Substation WI***489 |  | 10 kV | _ | LV | 50 kVA :Pole Substation | 0.05 | --> | 0.05 | 0.048 | 2.36 |  | --> | 0.048 | 0 | 0 | 0.047 | 0 |  | --> | C16 ex BRAY | Bray [T41,T42] | FASSAROE |  | 53.1814 | -6.1429
132127 | MV/LV Substation KE***127 |  | 20 kV | _ | LV | 50 kVA :Pole Substation | 0.05 | --> | 0.05 | 0 | 0 | Constrained, otherwise capacity available =49 kVA | --> | 0.048 | 0 | 0 | 0 | 0 | Constrained, otherwise capacity available =47 kW | --> | E28 ex LOUGHREA | Loughrea [T41,T42] | SOMERSET |  | 53.2148 | -8.5652
164336X | MV/LV Substation CO***336X |  | 10 kV | _ | LV | 50 kVA :Pole Substation | 0.05 | --> | 0.05 | 0 | 0 | Constrained, otherwise capacity available =43 kVA | --> | 0.048 | 0 | 0 | 0 | 0 | Constrained, otherwise capacity available =46 kW | --> | C17 ex SKIBBEREEN | Skibbereen [T41,T42] | DUNMANWAY |  | 51.6014 | -9.2056
007644Y | MV/LV Substation OL***644Y |  | 10 kV | _ | LV | 400 kVA :Building Structure | 0.4 | --> | 0.4 | 0.143 | 0.14 | Constrained, otherwise capacity available =400 kVA | --> | 0.38 | 0 | 0 | 0 | 0 | Constrained, otherwise capacity available =380 kW | --> | C15 ex CARRIGLAWN | Carriglawn [T41,T42] | WEXFORD |  | 52.3435 | -6.4798
033532X | MV/LV Substation CO***532X |  | 10 kV | _ | LV | 50 kVA :Pole Substation | 0.05 | --> | 0.05 | 0 | 0 | Constrained, otherwise capacity available =30 kVA | --> | 0.048 | 0 | 0 | 0 | 0 | Constrained, otherwise capacity available =45 kW | --> | C11 ex DEERPARK | Deerpark [T41,T42] | BALLYDINE |  | 52.3429 | -7.4331
0544005 | MV/LV Substation MO***4005 |  | 20 kV | _ | LV | 50 kVA :Pole Substation | 0.05 | --> | 0.05 | 0 | 0 | Constrained, otherwise capacity available =49 kVA | --> | 0.048 | 0 | 0 | 0 | 0 | Constrained, otherwise capacity available =47 kW | --> | E12 ex PORTLAOISE | Portlaoise [T423,T424] | PORTLAOISE |  | 52.8989 | -7.1709
293990Y | MV/LV Substation TH***990Y |  | 20 kV | _ | LV | 400 kVA :Kiosk Substation | 0.4 | --> | 0.4 | 0.328 | 0.43 |  | --> | 0.38 | 0 | 0.026 | 0 | 0 | Constrained, otherwise capacity available =351 kW | --> | E13 ex TULLOW | Tullow [T421,T422] | CARLOW |  | 52.7369 | -6.773
015973X | MV/LV Substation HA***973X |  | 10 kV | _ | LV | 200 kVA :Kiosk Substation | 0.2 | --> | 0.2 | 0 | 0 | Constrained, otherwise capacity available =139 kVA | --> | 0.19 | 0 | 0.016 | 0 | 0 | Constrained, otherwise capacity available =170 kW | --> | C11 ex NAAS | Naas [T41,T42] | KILTEEL |  | 53.2116 | -6.651
1604455 | MV/LV Substation CL***4455 |  | 20 kV | _ | LV | 50 kVA :Pole Substation | 0.05 | --> | 0.05 | 0.05 | 3.96 |  | --> | 0.048 | 0 | 0 | 0 | 0 | Constrained, otherwise capacity available =48 kW | --> | E19 ex STRANORLAR | Stranorlar [T421,T422] | LETTERKENNY |  | 54.8364 | -7.9275
255655 | MV/LV Substation FI***655 |  | 20 kV | _ | LV | 50 kVA :Pole Substation | 0.05 | --> | 0.05 | 0 | 0 | Constrained, otherwise capacity available =37 kVA | --> | 0.048 | 0 | 0 | 0 | 0 | Constrained, otherwise capacity available =46 kW | --> | E20 ex KILLYBEGS | Killybegs [T422] | BINBANE |  | 54.6447 | -8.4466
038972X | MV/LV Substation LI***972X |  | 20 kV | _ | LV | 50 kVA :Pole Substation | 0.05 | --> | 0.05 | 0 | 0 | Constrained, otherwise capacity available =48 kVA | --> | 0.048 | 0 | 0 | 0 | 0 | Constrained, otherwise capacity available =47 kW | --> | E15 ex GORT | Gort [T41,T42] | ENNIS |  | 53.1428 | -8.7596
068553 | MV/LV Substation NO***553 |  | 10 kV | _ | LV | 630 kVA :Building Structure | 0.63 | --> | 0.63 | 0 | 0 | Constrained, otherwise capacity available =331 kVA | --> | 0.598 | 0 | 0.034 | 0.5 | 0 |  | --> | C16 ex WATLING STREET | Watling Street [T41,T42] | FRANCIS STREET |  | 53.3512 | -6.2836
266681 | MV/LV Substation FI***681 |  | 20 kV | _ | LV | 100 kVA :Pole Substation | 0.1 | --> | 0.1 | 0 | 0 | Constrained, otherwise capacity available =78 kVA | --> | 0.095 | 0 | 0.011 | 0 | 0 | Constrained, otherwise capacity available =84 kW | --> | E12 ex CARNDONAGH | Carndonagh [T421,T422] | TRILLICK |  | 55.2742 | -7.4001
0394108 | MV/LV Substation BR***4108 |  | 10 kV | _ | LV | 100 kVA :Pole Substation | 0.1 | --> | 0.1 | 0 | 0 | Constrained, otherwise capacity available =87 kVA | --> | 0.095 | 0 | 0 | 0 | 0 | Constrained, otherwise capacity available =93 kW | --> | C12 ex PARKMORE | Parkmore [T41,T42] | GALWAY 110KV |  | 53.3328 | -9.0179
127003 | MV/LV Substation AB***003 |  | 10 kV | _ | LV | 100 kVA :Pole Substation | 0.1 | --> | 0.1 | 0 | 0 | Constrained, otherwise capacity available =65 kVA | --> | 0.095 | 0 | 0.029 | 0 | 0 | Constrained, otherwise capacity available =68 kW | --> | C18 ex HOLYCROSS ROAD | Holycross Road [T41,T42] | THURLES |  | 52.6748 | -7.8297
110840 | MV/LV Substation OA***840 |  | 20 kV | _ | LV | 400 kVA :Kiosk Substation | 0.4 | --> | 0.4 | 0.394 | 0.76 |  | --> | 0.38 | 0 | 0.006 | 0 | 0 | Constrained, otherwise capacity available =375 kW | --> | E19 ex KENMARE | Kenmare [T421] | KNOCKEARAGH |  | 51.8908 | -9.5831
063901 | MV/LV Substation WH***901 |  | 10 kV | _ | LV | 200 kVA :Pole Substation | 0.2 | --> | 0.2 | 0 | 0 | Constrained, otherwise capacity available =199 kVA | --> | 0.19 | 0 | 0 | 0 | 0 | Constrained, otherwise capacity available =190 kW | --> | C16 ex STICKILLEN | Stickillen [T41,T42] | DRYBRIDGE |  | 53.8108 | -6.461
0514113 | MV/LV Substation DU***4113 |  | 20 kV | _ | LV | 50 kVA :Pole Substation | 0.05 | --> | 0.05 | 0.047 | 2.22 |  | --> | 0.048 | 0 | 0 | 0.047 | 0 |  | --> | E20 ex CLARA | Clara [T421,T422] | THORNSBERRY |  | 53.3312 | -7.5085
016222Z | MV/LV Substation K ***222Z |  | 10 kV | _ | LV | 200 kVA :Kiosk Substation | 0.2 | --> | 0.2 | 0 | 0 | Constrained, otherwise capacity available =193 kVA | --> | 0.19 | 0 | 0 | 0 | 0 | Constrained, otherwise capacity available =189 kW | --> | C19 ex CELBRIDGE | Celbridge [T41,T42] | GRIFFINRATH |  | 53.3055 | -6.6202
0244102 | MV/LV Substation LA***4102 |  | 10 kV | _ | LV | 630 kVA :Kiosk Substation | 0.63 | --> | 0.63 | 0.5 | 2.14 |  | --> | 0.598 | 0 | 0 | 0 | 0 | Constrained, otherwise capacity available =598 kW | --> | C13 ex BUTTEVANT | Buttevant [T41,T42] | MALLOW |  | 52.2188 | -8.5881
010541X | MV/LV Substation BA***541X |  | 10 kV | _ | LV | 50 kVA :Pole Substation | 0.05 | --> | 0.05 | 0 | 0 | Constrained, otherwise capacity available =50 kVA | --> | 0.048 | 0 | 0 | 0 | 0 | Constrained, otherwise capacity available =48 kW | --> | C11 ex GRAIGUENAMANAGH | Graiguenamanagh [T41,T42] | KILKENNY |  | 52.512 | -6.8654
052056X | MV/LV Substation MA***056X |  | 20 kV | _ | LV | 50 kVA :Pole Substation | 0.05 | --> | 0.05 | 0 | 0 | Constrained, otherwise capacity available =41 kVA | --> | 0.048 | 0 | 0 | 0 | 0 | Constrained, otherwise capacity available =46 kW | --> | E18 ex BALLINDERRY | Ballinderry [T41,T422] | MULLINGAR |  | 53.5144 | -7.3093
011885Y | MV/LV Substation BO***885Y |  | 10 kV | _ | LV | 50 kVA :Pole Substation | 0.05 | --> | 0.05 | 0 | 0 | Constrained, otherwise capacity available =37 kVA | --> | 0.048 | 0 | 0.025 | 0 | 0 | Constrained, otherwise capacity available =27 kW | --> | C14 ex GORESBRIDGE | Goresbridge [T41,T42] | KILKENNY |  | 52.6059 | -6.9328
233312 | MV/LV Substation BA***312 |  | 20 kV | _ | LV | 50 kVA :Pole Substation | 0.05 | --> | 0.05 | 0 | 0 | Constrained, otherwise capacity available =44 kVA | --> | 0.048 | 0 | 0 | 0 | 0 | Constrained, otherwise capacity available =47 kW | --> | C21 ex CASTLEISLAND | Castleisland [T41,T42] | TRALEE |  | 52.1798 | -9.4645
0374101 | MV/LV Substation RA***4101 |  | 10 kV | _ | LV | 50 kVA :Pole Substation | 0.05 | --> | 0.05 | 0.035 | 13.05 |  | --> | 0.048 | 0 | 0.005 | 0.042 | 0 |  | --> | C21 ex ENNIS | Ennis [T101,T102] | ENNIS |  | 52.8963 | -8.9436
071088 | MV/LV Substation NO***088 |  | 10 kV | _ | LV | 400 kVA :Kiosk Substation | 0.4 | --> | 0.4 | 0 | 0 | Constrained, otherwise capacity available =243 kVA | --> | 0.38 | 0 | 0.087 | 0.294 | 0 |  | --> | C15 ex GREYSTONES | Greystones [T41,T42] | FASSAROE |  | 53.1555 | -6.0768
144972X | MV/LV Substation ES***972X |  | 20 kV | _ | LV | 100 kVA :Pole Substation | 0.1 | --> | 0.1 | 0.086 | 2.78 |  | --> | 0.095 | 0 | 0 | 0 | 0 | Constrained, otherwise capacity available =93 kW | --> | E13 ex BALLYRAGGET | Ballyragget [T421,T422] | BALLYRAGGET |  | 52.7985 | -7.3421
066282X | MV/LV Substation BE***282X |  | 10 kV | _ | LV | 200 kVA :Kiosk Substation | 0.2 | --> | 0.2 | 0 | 0 | Constrained, otherwise capacity available =126 kVA | --> | 0.19 | 0 | 0.005 | 0.176 | 0 |  | --> | C17 ex KILMORE | Kilmore [T101,T102,T103] | FINGLAS |  | 53.4015 | -6.1968
288320X | MV/LV Substation WY***320X |  | 10 kV | _ | LV | 1000 kVA :Building Structure | 1 | --> | 1 | 0.5 | 19.52 |  | --> | 0.95 | 0 | 0 | 0.5 | 0 |  | --> | C22 ex TANEY | Taney [T101,T102] | CARRICKMINES |  | 53.2857 | -6.2392
127066 | MV/LV Substation MI***066 |  | 10 kV | _ | LV | 100 kVA :Pole Substation | 0.1 | --> | 0.1 | 0 | 0 | Constrained, otherwise capacity available =99 kVA | --> | 0.095 | 0 | 0 | 0 | 0 | Constrained, otherwise capacity available =95 kW | --> | C12 ex LOUGHTAGALLA | Loughtagalla [T41,T42] | THURLES |  | 52.6676 | -7.7983
150015X | MV/LV Substation GL***015X |  | 20 kV | _ | LV | 200 kVA :Kiosk Substation | 0.2 | --> | 0.2 | 0.092 | 3.96 |  | --> | 0.19 | 0 | 0.004 | 0 | 0 | Constrained, otherwise capacity available =172 kW | --> | E20 ex STRANORLAR | Stranorlar [T421,T422] | LETTERKENNY |  | 54.8029 | -7.7584
196175X | MV/LV Substation TU***175X |  | 10 kV | _ | LV | 100 kVA :Pole Substation | 0.1 | --> | 0.1 | 0 | 0 | Constrained, otherwise capacity available =49 kVA | --> | 0.095 | 0 | 0.014 | 0 | 0 | Constrained, otherwise capacity available =77 kW | --> | C18 ex ATHBOY | Athboy [T42] | NAVAN |  | 53.6259 | -6.9265
039518 | MV/LV Substation CO***518 |  | 10 kV | _ | LV | 400 kVA :Building Structure | 0.4 | --> | 0.4 | 0 | 0 | Constrained, otherwise capacity available =178 kVA | --> | 0.38 | 0 | 0.01 | 0 | 0 | Constrained, otherwise capacity available =341 kW | --> | C17 ex ORANMORE | Oranmore [T41,T44] | GALWAY 110KV |  | 53.2801 | -8.9306
013024Z | MV/LV Substation CL***024Z |  | 10 kV | _ | LV | 200 kVA :Kiosk Substation | 0.2 | --> | 0.2 | 0.121 | 0.12 | Constrained, otherwise capacity available =148 kVA | --> | 0.19 | 0 | 0 | 0.183 | 0 |  | --> | C20 ex ATHY | Athy [T101,T102] | ATHY |  | 52.9985 | -6.9808
180114Y | MV/LV Substation RA***114Y |  | 10 kV | _ | LV | 100 kVA :Pole Substation | 0.1 | --> | 0.1 | 0.08 | 3.27 |  | --> | 0.095 | 0 | 0 | 0 | 0 | Constrained, otherwise capacity available =92 kW | --> | C11 ex LLOYD | Lloyd [T41,T42] | NAVAN |  | 53.7418 | -6.9247
0564228 | MV/LV Substation RO***4228 |  | 20 kV | _ | LV | 50 kVA :Pole Substation | 0.05 | --> | 0.05 | 0.05 | 0.89 |  | --> | 0.048 | 0 | 0 | 0 | 0 | Constrained, otherwise capacity available =48 kW | --> | E18 ex BIRR | Birr [T41,T422] | DALLOW |  | 53.1067 | -8.0057
149173X | MV/LV Substation S ***173X |  | 10 kV | _ | LV | 630 kVA :Kiosk Substation | 0.63 | --> | 0.63 | 0 | 0 | Constrained, otherwise capacity available =604 kVA | --> | 0.598 | 0 | 0 | 0 | 0 | Constrained, otherwise capacity available =595 kW | --> | C14 ex DONEGAL | Donegal [T41,T42] | CATHALEENS FALL |  | 54.6568 | -8.0954
058187X | MV/LV Substation MO***187X |  | 10 kV | _ | LV | 100 kVA :Pole Substation | 0.1 | --> | 0.1 | 0.093 | 3 |  | --> | 0.095 | 0 | 0.049 | 0 | 0 | Constrained, otherwise capacity available =58 kW | --> | C23 ex NENAGH | Nenagh [T41,T42] | NENAGH |  | 52.7937 | -8.2698
026261Z | MV/LV Substation BL***261Z |  | 10 kV | _ | LV | 400 kVA :Kiosk Substation | 0.4 | --> | 0.4 | 0 | 0 | Constrained, otherwise capacity available =276 kVA | --> | 0.38 | 0 | 0.024 | 0 | 0 | Constrained, otherwise capacity available =345 kW | --> | C16 ex KINSALE | Kinsale [T41,T42] | BANDON |  | 51.7126 | -8.5323
365966X | MV/LV Substation CA***966X |  | 10 kV | _ | LV | 400 kVA :Kiosk Substation | 0.4 | --> | 0.4 | 0 | 0 | Constrained, otherwise capacity available =182 kVA | --> | 0.38 | 0 | 0.066 | 0.3 | 0 |  | --> | C14 ex FORTUNESTOWN | Fortunestown [T101,T102] | INCHICORE 220KV |  | 53.2822 | -6.4312
068593X | MV/LV Substation JO***593X |  | 10 kV | _ | LV | 1000 kVA :Building Structure | 1 | --> | 1 | 0.5 | 9.02 |  | --> | 0.95 | 0 | 0 | 0.5 | 0 |  | --> | C20 ex MISERY HILL | Misery Hill [T101,T102] | POOLBEG |  | 53.3462 | -6.2427
034363Y | MV/LV Substation SE***363Y |  | 10 kV | _ | LV | 50 kVA :Pole Substation | 0.05 | --> | 0.05 | 0.05 | 0.95 |  | --> | 0.048 | 0 | 0 | 0 | 0 | Constrained, otherwise capacity available =48 kW | --> | C18 ex SPA ROAD | Spa Road [T41,T42] | DOON |  | 52.381 | -7.5784
125562 | MV/LV Substation DR***562 |  | 20 kV | _ | LV | 50 kVA :Pole Substation | 0.05 | --> | 0.05 | 0.05 | 0.22 |  | --> | 0.048 | 0 | 0 | 0 | 0 | Constrained, otherwise capacity available =48 kW | --> | C16 ex KILSHANNY | Kilshanny [T41,T42] | CAHIR |  | 52.3042 | -8.1249
281513Y | MV/LV Substation BA***513Y |  | 10 kV | _ | LV | 50 kVA :Pole Substation | 0.05 | --> | 0.05 | 0 | 0 | Constrained, otherwise capacity available =23 kVA | --> | 0.048 | 0 | 0 | 0 | 0 | Constrained, otherwise capacity available =44 kW | --> | C21 ex KILMONEY | Kilmoney [T41,T42] | TRABEG |  | 51.7289 | -8.37
047091X | MV/LV Substation KE***091X |  | 10 kV | _ | LV | 630 kVA :Building Structure | 0.63 | --> | 0.63 | 0.5 | 1.04 |  | --> | 0.598 | 0 | 0.005 | 0 | 0 | Constrained, otherwise capacity available =583 kW | --> | C11 ex BOYLE | Boyle [T41,T42] | CARRICK ON SHANNON |  | 53.9692 | -8.3036
081155 | MV/LV Substation CO***155 |  | 10 kV | _ | LV | 400 kVA :Building Structure | 0.4 | --> | 0.4 | 0 | 0 | Constrained, otherwise capacity available =331 kVA | --> | 0.38 | 0 | 0 | 0.37 | 0 |  | --> | C17 ex SEMPERIT | Semperit [T41,T42,T43] | GRANGE CASTLE |  | 53.3349 | -6.3435
064073Z | MV/LV Substation SC***073Z |  | 10 kV | _ | LV | 630 kVA :Building Structure | 0.63 | --> | 0.63 | 0 | 0 | Constrained, otherwise capacity available =534 kVA | --> | 0.598 | 0 | 0 | 0 | 0 | Constrained, otherwise capacity available =585 kW | --> | C17 ex MORNINGTON ROAD | Mornington Road [T41,T42] | DRYBRIDGE |  | 53.7139 | -6.3446
064584Y | MV/LV Substation LY***584Y |  | 20 kV | _ | LV | 200 kVA :Pole Substation | 0.2 | --> | 0.2 | 0 | 0 | Constrained, otherwise capacity available =200 kVA | --> | 0.19 | 0 | 0 | 0 | 0 | Constrained, otherwise capacity available =190 kW | --> | E16 ex JULIANSTOWN | Julianstown [T421,T422] | DRYBRIDGE |  | 53.6894 | -6.2445
281821Z | MV/LV Substation JU***821Z |  | 10 kV | _ | LV | 1000 kVA :Building Structure | 1 | --> | 1 | 0.5 | 7.88 |  | --> | 0.95 | 0 | 0 | 0.5 | 0 |  | --> | C20 ex LIBERTY STREET | Liberty Street [T101,T102] | LIBERTY STREET |  | 51.8956 | -8.4854
293568X | MV/LV Substation AR***568X |  | 20 kV | _ | LV | 50 kVA :Pole Substation | 0.05 | --> | 0.05 | 0 | 0.43 |  | --> | 0.048 | 0 | 0 | 0 | 0 | Constrained, otherwise capacity available =40 kW | --> | E12 ex TULLOW | Tullow [T421,T422] | CARLOW |  | 52.7898 | -6.7487
009353Y | MV/LV Substation AR***353Y |  | 10 kV | _ | LV | 400 kVA :Kiosk Substation | 0.4 | --> | 0.4 | 0.352 | 8.16 |  | --> | 0.38 | 0 | 0.005 | 0 | 0 | Constrained, otherwise capacity available =370 kW | --> | C12 ex MOUNT MISERY | Mount Misery [T41,T42] | WATERFORD |  | 52.2637 | -7.0953
0684133 | MV/LV Substation KE***4133 |  | 10 kV | _ | LV | 1000 kVA :Building Structure | 1 | --> | 1 | 0.5 | 9.28 |  | --> | 0.95 | 0 | 0 | 0.5 | 0 |  | --> | C14 ex PEMBROKE | Pembroke [T41,T42,T43,T44] | RINGSEND |  | 53.3385 | -6.2401
119068Y | MV/LV Substation PA***068Y |  | 10 kV | _ | LV | 100 kVA :Pole Substation | 0.1 | --> | 0.1 | 0 | 0 | Constrained, otherwise capacity available =91 kVA | --> | 0.095 | 0 | 0.014 | 0 | 0 | Constrained, otherwise capacity available =84 kW | --> | C16 ex KANTURK | Kanturk [T41,T42] | GLENLARA |  | 52.2817 | -8.8826
109130 | MV/LV Substation IN***130 |  | 10 kV | _ | LV | 400 kVA :Kiosk Substation | 0.4 | --> | 0.4 | 0.333 | 0.38 |  | --> | 0.38 | 0 | 0.005 | 0.367 | 0 |  | --> | C15 ex RINEANNA | Rineanna [T41,T42] | DRUMLINE |  | 52.7069 | -8.8628
093541Z | MV/LV Substation GR***541Z |  | 10 kV | _ | LV | 630 kVA :Kiosk Substation | 0.63 | --> | 0.63 | 0 | 0 | Constrained, otherwise capacity available =467 kVA | --> | 0.598 | 0 | 0.005 | 0 | 0 | Constrained, otherwise capacity available =572 kW | --> | C13 ex MALAHIDE | Malahide [T41,T42] | GLASMORE |  | 53.4089 | -6.1633
064375Z | MV/LV Substation M1***375Z |  | 10 kV | _ | LV | 200 kVA :Kiosk Substation | 0.2 | --> | 0.2 | 0 | 0 | Constrained, otherwise capacity available =128 kVA | --> | 0.19 | 0 | 0 | 0 | 0 | Constrained, otherwise capacity available =180 kW | --> | C19 ex DRYBRIDGE | Drybridge [T41,T42] | DRYBRIDGE |  | 53.728 | -6.3887
025638Y | MV/LV Substation CO***638Y |  | 20 kV | _ | LV | 50 kVA :Pole Substation | 0.05 | --> | 0.05 | 0.043 | 2.96 |  | --> | 0.048 | 0 | 0.005 | 0 | 0 | Constrained, otherwise capacity available =43 kW | --> | E11 ex CHARLEVILLE | Charleville [T421,T422] | CHARLEVILLE |  | 52.3351 | -8.6706
067041Y | MV/LV Substation TH***041Y |  | 10 kV | _ | LV | 400 kVA :Kiosk Substation | 0.4 | --> | 0.4 | 0 | 0 | Constrained, otherwise capacity available =338 kVA | --> | 0.38 | 0 | 0.017 | 0 | 0 | Constrained, otherwise capacity available =359 kW | --> | C16 ex GILLOGUE | Gillogue [T41,T42] | ARDNACRUSHA |  | 52.6809 | -8.6009
053746Y | MV/LV Substation BA***746Y |  | 10 kV | _ | LV | 100 kVA :Pole Substation | 0.1 | --> | 0.1 | 0.085 | 2.39 |  | --> | 0.095 | 0 | 0.005 | 0 | 0 | Constrained, otherwise capacity available =89 kW | --> | C18 ex SRAH | Srah [T41,T42] | THORNSBERRY |  | 53.288 | -7.5629
293157X | MV/LV Substation TI***157X |  | 20 kV | _ | LV | 100 kVA :Pole Substation | 0.1 | --> | 0.1 | 0 | 0 | Constrained, otherwise capacity available =100 kVA | --> | 0.095 | 0 | 0 | 0 | 0 | Constrained, otherwise capacity available =95 kW | --> | E13 ex SHILLELAGH | Shillelagh [T421,T422] | CARLOW |  | 52.8 | -6.4748
069175 | MV/LV Substation RO***175 |  | 10 kV | _ | LV | 630 kVA :Building Structure | 0.63 | --> | 0.63 | 0.416 | 0.91 |  | --> | 0.598 | 0 | 0.042 | 0.5 | 0 |  | --> | C13 ex KIMMAGE | Kimmage [T41,T42] | INCHICORE 220KV |  | 53.3122 | -6.3113
154708 | MV/LV Substation BR***708 |  | 20 kV | _ | LV | 400 kVA :Building Structure | 0.4 | --> | 0.4 | 0 | 0 | Constrained, otherwise capacity available =360 kVA | --> | 0.38 | 0 | 0 | 0.375 | 0 |  | --> | C21 ex MACETOWN | Macetown [T101,T102] | MACETOWN |  | 53.4301 | -6.4583
2814125 | MV/LV Substation MO***4125 |  | 10 kV | _ | LV | 50 kVA :Pole Substation | 0.05 | --> | 0.05 | 0 | 0 | Constrained, otherwise capacity available =36 kVA | --> | 0.048 | 0 | 0.015 | 0 | 0 | Constrained, otherwise capacity available =34 kW | --> | C18 ex DOUGLAS | Douglas [T41,T42] | TRABEG |  | 51.8583 | -8.4027
020240 | MV/LV Substation LI***240 |  | 10 kV | _ | LV | 50 kVA :Pole Substation | 0.05 | --> | 0.05 | 0 | 0 | Constrained, otherwise capacity available =49 kVA | --> | 0.048 | 0 | 0 | 0 | 0 | Constrained, otherwise capacity available =47 kW | --> | C18 ex COOLCORCORAN | Coolcorcoran [T41,T42] | KNOCKEARAGH |  | 52.0648 | -9.6062
020050 | MV/LV Substation KI***050 |  | 10 kV | _ | LV | 630 kVA :Building Structure | 0.63 | --> | 0.63 | 0 | 0 | Constrained, otherwise capacity available =587 kVA | --> | 0.598 | 0 | 0 | 0 | 0 | Constrained, otherwise capacity available =593 kW | --> | C12 ex COOLCORCORAN | Coolcorcoran [T41,T42] | KNOCKEARAGH |  | 52.0633 | -9.5115
036291 | MV/LV Substation DU***291 |  | 20 kV | _ | LV | 50 kVA :Pole Substation | 0.05 | --> | 0.05 | 0 | 0 | Constrained, otherwise capacity available =38 kVA | --> | 0.048 | 0 | 0 | 0 | 0 | Constrained, otherwise capacity available =46 kW | --> | E20 ex GARRANACANTY | Garranacanty [T421,T422] | TIPPERARY |  | 52.5579 | -8.0474
053071Z | MV/LV Substation MO***071Z |  | 10 kV | _ | LV | 100 kVA :Pole Substation | 0.1 | --> | 0.1 | 0.088 | 2.39 |  | --> | 0.095 | 0 | 0.025 | 0 | 0 | Constrained, otherwise capacity available =75 kW | --> | C12 ex SRAH | Srah [T41,T42] | THORNSBERRY |  | 53.3002 | -7.5349
068270 | MV/LV Substation CR***270 |  | 10 kV | _ | LV | 630 kVA :Building Structure | 0.63 | --> | 0.63 | 0 | 0 | Constrained, otherwise capacity available =514 kVA | --> | 0.598 | 0 | 0.021 | 0.5 | 0 |  | --> | C12 ex GLASNEVIN | Glasnevin [T41] | FINGLAS |  | 53.3669 | -6.2623
132498Y | MV/LV Substation KY***498Y |  | 20 kV | _ | LV | 50 kVA :Pole Substation | 0.05 | --> | 0.05 | 0.042 | 1.62 |  | --> | 0.048 | 0 | 0.016 | 0 | 0 | Constrained, otherwise capacity available =35 kW | --> | C16 ex CURRA | Curra [T41] | SOMERSET |  | 53.1055 | -8.373
052808X | MV/LV Substation EI***808X |  | 10 kV | _ | LV | 50 kVA :Pole Substation | 0.05 | --> | 0.05 | 0 | 0 | Constrained, otherwise capacity available =48 kVA | --> | 0.048 | 0 | 0 | 0 | 0 | Constrained, otherwise capacity available =47 kW | --> | C23 ex BALLINDERRY | Ballinderry [T41,T422] | MULLINGAR |  | 53.5306 | -7.3093
433026 | MV/LV Substation PU***026 |  | 10 kV | _ | LV | 200 kVA :Pole Substation | 0.2 | --> | 0.2 | 0 | 0 | Constrained, otherwise capacity available =122 kVA | --> | 0.19 | 0 | 0 | 0 | 0 | Constrained, otherwise capacity available =179 kW | --> | C15 ex BALLAGHADERREEN | Ballaghaderreen [T41,T42] | TONROE |  | 53.8991 | -8.561
029510Y | MV/LV Substation WO***510Y |  | 10 kV | _ | LV | 400 kVA :Kiosk Substation | 0.4 | --> | 0.4 | 0 | 0 | Constrained, otherwise capacity available =308 kVA | --> | 0.38 | 0 | 0.052 | 0.329 | 0 |  | --> | C22 ex MIDLETON | Midleton [T101,T102] | MIDLETON |  | 51.9024 | -8.1604
0334128 | MV/LV Substation FE***4128 |  | 20 kV | _ | LV | 200 kVA :Pole Substation | 0.2 | --> | 0.2 | 0 | 0 | Constrained, otherwise capacity available =175 kVA | --> | 0.19 | 0 | 0.01 | 0 | 0 | Constrained, otherwise capacity available =179 kW | --> | C18 ex DEERPARK | Deerpark [T41,T42] | BALLYDINE |  | 52.4517 | -7.5847
243109 | MV/LV Substation FL***109 |  | 20 kV | _ | LV | 50 kVA :Pole Substation | 0.05 | --> | 0.05 | 0 | 0 | Constrained, otherwise capacity available =50 kVA | --> | 0.048 | 0 | 0 | 0 | 0 | Constrained, otherwise capacity available =47 kW | --> | E16 ex DINGLE | Dingle [T421,T422] | OUGHTRAGH |  | 52.1411 | -10.2168
067674X | MV/LV Substation LA***674X |  | 20 kV | _ | LV | 50 kVA :Pole Substation | 0.05 | --> | 0.05 | 0 | 0 | Constrained, otherwise capacity available =39 kVA | --> | 0.048 | 0 | 0.015 | 0 | 0 | Constrained, otherwise capacity available =35 kW | --> | E21 ex CRATLOE | Cratloe [T421,T422] | ARDNACRUSHA |  | 52.7021 | -8.7664
081231Z | MV/LV Substation EA***231Z |  | 10 kV | _ | LV | 630 kVA :Kiosk Substation | 0.63 | --> | 0.63 | 0 | 0 | Constrained, otherwise capacity available =420 kVA | --> | 0.598 | 0 | 0.065 | 0 | 0 | Constrained, otherwise capacity available =521 kW | --> | C17 ex LEIXLIP | Leixlip [T41,T42] | GRIFFINRATH |  | 53.3677 | -6.5076
154455Z | MV/LV Substation MA***455Z |  | 10 kV | _ | LV | 1000 kVA :Building Structure | 1 | --> | 1 | 0 | 0 | Constrained, otherwise capacity available =798 kVA | --> | 0.95 | 0 | 0 | 0 | 0 | Constrained, otherwise capacity available =922 kW | --> | C26 ex MONEYCOOLEY | Moneycooley [T41,T42,T44] | GRIFFINRATH |  | 53.3818 | -6.5955
065305Z | MV/LV Substation FI***305Z |  | 10 kV | _ | LV | 630 kVA :Building Structure | 0.63 | --> | 0.63 | 0 | 0 | Constrained, otherwise capacity available =575 kVA | --> | 0.598 | 0 | 0.01 | 0.5 | 0 |  | --> | C31 ex STEPHENSTOWN | Stephenstown [T101,T102] | FINGLAS |  | 53.6046 | -6.1902
056825X | MV/LV Substation KI***825X |  | 20 kV | _ | LV | 50 kVA :Pole Substation | 0.05 | --> | 0.05 | 0.05 | 0.89 |  | --> | 0.048 | 0 | 0 | 0 | 0 | Constrained, otherwise capacity available =47 kW | --> | E12 ex BIRR | Birr [T41,T422] | DALLOW |  | 53.106 | -7.836
046039 | MV/LV Substation CO***039 |  | 10 kV | _ | LV | 200 kVA :Building Structure | 0.2 | --> | 0.2 | 0 | 0 | Constrained, otherwise capacity available =181 kVA | --> | 0.19 | 0 | 0 | 0.187 | 0 |  | --> | C18 ex FINISKLIN | Finisklin [T41,T42] | SLIGO |  | 54.2818 | -8.4914
209892X | MV/LV Substation CL***892X |  | 10 kV | _ | LV | 50 kVA :Pole Substation | 0.05 | --> | 0.05 | 0 | 0 | Constrained, otherwise capacity available =48 kVA | --> | 0.048 | 0 | 0 | 0 | 0 | Constrained, otherwise capacity available =47 kW | --> | C21 ex MILFORD (NR) | Milford (nr) [T41,T42] | LETTERKENNY |  | 55.0825 | -7.7022
037649X | MV/LV Substation TR***649X |  | 10 kV | _ | LV | 50 kVA :Pole Substation | 0.05 | --> | 0.05 | 0 | 0 | Constrained, otherwise capacity available =50 kVA | --> | 0.048 | 0 | 0 | 0 | 0 | Constrained, otherwise capacity available =48 kW | --> | C15 ex ENNIS NORTH | Ennis North [T41,T42] | ENNIS |  | 52.8404 | -9.0309
066811X | MV/LV Substation KN***811X |  | 10 kV | _ | LV | 50 kVA :Pole Substation | 0.05 | --> | 0.05 | 0 | 0 | Constrained, otherwise capacity available =32 kVA | --> | 0.048 | 0 | 0 | 0 | 0 | Constrained, otherwise capacity available =45 kW | --> | C14 ex SWORDS | Swords [T41,T42] | GLASMORE |  | 53.4472 | -6.2708
018118Z | MV/LV Substation FI***118Z |  | 10 kV | _ | LV | 50 kVA :Pole Substation | 0.05 | --> | 0.05 | 0.049 | 3.75 |  | --> | 0.048 | 0 | 0 | 0 | 0 | Constrained, otherwise capacity available =47 kW | --> | C18 ex SMEARLA | Smearla [T41,T42] | TRIEN |  | 52.4231 | -9.5426
0434019 | MV/LV Substation OA***4019 |  | 10 kV | _ | LV | 200 kVA :Pole Substation | 0.2 | --> | 0.2 | 0.194 | 0.43 |  | --> | 0.19 | 0 | 0 | 0 | 0 | Constrained, otherwise capacity available =189 kW | --> | C13 ex SWINFORD | Swinford [T41,T42] | CASTLEBAR |  | 53.9006 | -9.0506
0684426 | MV/LV Substation ST***4426 |  | 10 kV | _ | LV | 1000 kVA :Building Structure | 1 | --> | 1 | 0 | 0 | Constrained, otherwise capacity available =510 kVA | --> | 0.95 | 0 | 0 | 0.5 | 0 |  | --> | C16 ex WATLING STREET | Watling Street [T41,T42] | FRANCIS STREET |  | 53.3513 | -6.282
039803X | MV/LV Substation TO***803X |  | 10 kV | _ | LV | 200 kVA :Kiosk Substation | 0.2 | --> | 0.2 | 0 | 0 | Constrained, otherwise capacity available =191 kVA | --> | 0.19 | 0 | 0 | 0 | 0 | Constrained, otherwise capacity available =189 kW | --> | C17 ex ORANMORE | Oranmore [T41,T44] | GALWAY 110KV |  | 53.2791 | -8.9345
176621 | MV/LV Substation CA***621 |  | 20 kV | _ | LV | 200 kVA :Pole Substation | 0.2 | --> | 0.2 | 0.181 | 18.78 |  | --> | 0.19 | 0 | 0 | 0.187 | 0 |  | --> | E13 ex HARTNETTS CROSS | Hartnetts Cross [T121,T422] | HARTNETTS CROSS |  | 51.8436 | -9.1228
003287Y | MV/LV Substation BA***287Y |  | 10 kV | _ | LV | 50 kVA :Pole Substation | 0.05 | --> | 0.05 | 0.042 | 11.58 |  | --> | 0.048 | 0 | 0 | 0 | 0 | Constrained, otherwise capacity available =46 kW | --> | C19 ex BALLYBEG | Ballybeg [T101,T102] | CARRICKMINES |  | 53.0019 | -6.1585
0354156 | MV/LV Substation CU***4156 |  | 20 kV | _ | LV | 50 kVA :Pole Substation | 0.05 | --> | 0.05 | 0.05 | 0.49 |  | --> | 0.048 | 0 | 0 | 0 | 0 | Constrained, otherwise capacity available =48 kW | --> | E11 ex ARDFINNAN | Ardfinnan [T421] | CAHIR |  | 52.2695 | -7.8581
014594X | MV/LV Substation SU***594X |  | 10 kV | _ | LV | 200 kVA :Building Structure | 0.2 | --> | 0.2 | 0 | 0 | Constrained, otherwise capacity available =105 kVA | --> | 0.19 | 0 | 0.042 | 0 | 0 | Constrained, otherwise capacity available =146 kW | --> | C13 ex ATHGARVAN | Athgarvan [T41,T44] | NEWBRIDGE |  | 53.1595 | -6.8096
005560X | MV/LV Substation GO***560X |  | 10 kV | _ | LV | 50 kVA :Pole Substation | 0.05 | --> | 0.05 | 0.03 | 3.03 |  | --> | 0.048 | 0 | 0 | 0 | 0 | Constrained, otherwise capacity available =45 kW | --> | C17 ex RAMSTOWN | Ramstown [T41,T42] | CRANE |  | 52.6725 | -6.283
009743Y | MV/LV Substation KI***743Y |  | 10 kV | _ | LV | 200 kVA :Kiosk Substation | 0.2 | --> | 0.2 | 0 | 0 | Constrained, otherwise capacity available =124 kVA | --> | 0.19 | 0 | 0.029 | 0 | 0 | Constrained, otherwise capacity available =158 kW | --> | C12 ex GRANGE (SR) | Grange (sr) [T41,T42] | BUTLERSTOWN |  | 52.2358 | -7.107
067914Y | MV/LV Substation RY***914Y |  | 20 kV | _ | LV | 50 kVA :Pole Substation | 0.05 | --> | 0.05 | 0.044 | 13.8 |  | --> | 0.048 | 0 | 0 | 0.047 | 0 |  | --> | C14 ex SINGLAND | Singland [T101,T102] | SINGLAND |  | 52.6262 | -8.5521
053765 | MV/LV Substation RA***765 |  | 20 kV | _ | LV | 100 kVA :Pole Substation | 0.1 | --> | 0.1 | 0 | 0 | Constrained, otherwise capacity available =96 kVA | --> | 0.095 | 0 | 0 | 0.094 | 0 |  | --> | E18 ex CLONMINCH | Clonminch [T41,T422] | THORNSBERRY |  | 53.2852 | -7.6129
004005 | MV/LV Substation HA***005 |  | 10 kV | _ | LV | 630 kVA :Kiosk Substation | 0.63 | --> | 0.63 | 0 | 0 | Constrained, otherwise capacity available =422 kVA | --> | 0.598 | 0 | 0.024 | 0 | 0 | Constrained, otherwise capacity available =552 kW | --> | C26 ex TINAHASK | Tinahask [T41,T42] | ARKLOW |  | 52.7927 | -6.1471
1534258 | MV/LV Substation BI***4258 |  | 20 kV | _ | LV | 50 kVA :Pole Substation | 0.05 | --> | 0.05 | 0 | 0 | Constrained, otherwise capacity available =50 kVA | --> | 0.048 | 0 | 0 | 0 | 0 | Constrained, otherwise capacity available =48 kW | --> | E18 ex BIRDHILL | Birdhill [T421,T422] | ARDNACRUSHA |  | 52.7623 | -8.4448
029441 | MV/LV Substation CO***441 |  | 10 kV | _ | LV | 50 kVA :Pole Substation | 0.05 | --> | 0.05 | 0 | 0 | Constrained, otherwise capacity available =42 kVA | --> | 0.048 | 0 | 0 | 0 | 0 | Constrained, otherwise capacity available =46 kW | --> | C32 ex CLOYNE | Cloyne [T41] | MIDLETON |  | 51.8135 | -8.14
041131Y | MV/LV Substation CU***131Y |  | 20 kV | _ | LV | 50 kVA :Pole Substation | 0.05 | --> | 0.05 | 0 | 0 | Constrained, otherwise capacity available =47 kVA | --> | 0.048 | 0 | 0 | 0 | 0 | Constrained, otherwise capacity available =47 kW | --> | E18 ex DALTON | Dalton [T421,T422] | DALTON |  | 53.6807 | -8.8879
1444096 | MV/LV Substation FR***4096 |  | 20 kV | _ | LV | 100 kVA :Pole Substation | 0.1 | --> | 0.1 | 0.089 | 2.78 |  | --> | 0.095 | 0 | 0 | 0 | 0 | Constrained, otherwise capacity available =94 kW | --> | E13 ex BALLYRAGGET | Ballyragget [T421,T422] | BALLYRAGGET |  | 52.7336 | -7.383
095002Y | MV/LV Substation MG***002Y |  | 10 kV | _ | LV | 50 kVA :Pole Substation | 0.05 | --> | 0.05 | 0.044 | 1.1 |  | --> | 0.048 | 0 | 0 | 0 | 0 | Constrained, otherwise capacity available =47 kW | --> | C26 ex KILKEE | Kilkee [T41] | TULLABRACK |  | 52.7452 | -9.5256
068679 | MV/LV Substation FA***679 |  | 10 kV | _ | LV | 630 kVA :Building Structure | 0.63 | --> | 0.63 | 0 | 0 | Constrained, otherwise capacity available =476 kVA | --> | 0.598 | 0 | 0.033 | 0.5 | 0 |  | --> | C13 ex GLASNEVIN | Glasnevin [T41] | FINGLAS |  | 53.3697 | -6.2673
293796Z | MV/LV Substation KN***796Z |  | 20 kV | _ | LV | 50 kVA :Pole Substation | 0.05 | --> | 0.05 | 0.044 | 0.43 |  | --> | 0.048 | 0 | 0 | 0 | 0 | Constrained, otherwise capacity available =47 kW | --> | E18 ex TULLOW | Tullow [T421,T422] | CARLOW |  | 52.8708 | -6.5056
196729 | MV/LV Substation MC***729 |  | 10 kV | _ | LV | 630 kVA :Kiosk Substation | 0.63 | --> | 0.63 | 0 | 0 | Constrained, otherwise capacity available =596 kVA | --> | 0.598 | 0 | 0.01 | 0 | 0 | Constrained, otherwise capacity available =586 kW | --> | C18 ex ATHBOY | Athboy [T42] | NAVAN |  | 53.6243 | -6.919
049434 | MV/LV Substation MU***434 |  | 20 kV | _ | LV | 50 kVA :Pole Substation | 0.05 | --> | 0.05 | 0.048 | 0.21 |  | --> | 0.048 | 0 | 0 | 0 | 0 | Constrained, otherwise capacity available =47 kW | --> | E11 ex LONGFORD | Longford [T421,T422] | RICHMOND |  | 53.725 | -7.825
0544408 | MV/LV Substation TH***4408 |  | 10 kV | _ | LV | 400 kVA :Kiosk Substation | 0.4 | --> | 0.4 | 0 | 0 | Constrained, otherwise capacity available =374 kVA | --> | 0.38 | 0 | 0 | 0 | 0 | Constrained, otherwise capacity available =376 kW | --> | C19 ex PALLAS | Pallas [T41,T42] | PORTLAOISE |  | 53.0355 | -7.3057
156409Z | MV/LV Substation BA***409Z |  | 20 kV | _ | LV | 50 kVA :Pole Substation | 0.05 | --> | 0.05 | 0.04 | 2.47 |  | --> | 0.048 | 0 | 0 | 0 | 0 | Constrained, otherwise capacity available =46 kW | --> | E13 ex TELAYDON | Telaydon [T42,T421] | LISDRUM |  | 54.3175 | -7.1136
009231X | MV/LV Substation GO***231X |  | 10 kV | _ | LV | 630 kVA :Kiosk Substation | 0.63 | --> | 0.63 | 0.5 | 0.53 | Constrained, otherwise capacity available =578 kVA | --> | 0.598 | 0 | 0 | 0 | 0 | Constrained, otherwise capacity available =591 kW | --> | C20 ex MANOR STREET | Manor Street [T41,T42] | WATERFORD |  | 52.2547 | -7.1172
064273Z | MV/LV Substation TH***273Z |  | 10 kV | _ | LV | 400 kVA :Kiosk Substation | 0.4 | --> | 0.4 | 0 | 0 | Constrained, otherwise capacity available =330 kVA | --> | 0.38 | 0 | 0 | 0 | 0 | Constrained, otherwise capacity available =370 kW | --> | C20 ex RATHMULLAN | Rathmullan [T41,T42] | DRYBRIDGE |  | 53.7052 | -6.374
006673 | MV/LV Substation BA***673 |  | 10 kV | _ | LV | 50 kVA :Pole Substation | 0.05 | --> | 0.05 | 0.04 | 4.38 |  | --> | 0.048 | 0 | 0 | 0.046 | 0 |  | --> | E14 ex CRANE | Crane [T122] | CRANE |  | 52.5356 | -6.5812
062800Y | MV/LV Substation EA***800Y |  | 10 kV | _ | LV | 400 kVA :Kiosk Substation | 0.4 | --> | 0.4 | 0.361 | 3.12 |  | --> | 0.38 | 0 | 0.056 | 0 | 0 | Constrained, otherwise capacity available =333 kW | --> | C21 ex MARSHES | Marshes [T41,T42] | DUNDALK |  | 53.9615 | -6.3843
068148X | MV/LV Substation LI***148X |  | 10 kV | _ | LV | 630 kVA :Building Structure | 0.63 | --> | 0.63 | 0.5 | 9.02 |  | --> | 0.598 | 0 | 0.03 | 0.5 | 0 |  | --> | C17 ex MISERY HILL | Misery Hill [T101,T102] | POOLBEG |  | 53.3455 | -6.2439
0644394 | MV/LV Substation FE***4394 |  | 10 kV | _ | LV | 630 kVA :Kiosk Substation | 0.63 | --> | 0.63 | 0 | 0 | Constrained, otherwise capacity available =585 kVA | --> | 0.598 | 0 | 0 | 0 | 0 | Constrained, otherwise capacity available =592 kW | --> | C22 ex TERMONFECKIN ROAD | Termonfeckin Road [T41,T42] | DRYBRIDGE |  | 53.7314 | -6.3602
144240X | MV/LV Substation FR***240X |  | 20 kV | _ | LV | 200 kVA :Pole Substation | 0.2 | --> | 0.2 | 0.124 | 2.78 |  | --> | 0.19 | 0 | 0 | 0 | 0 | Constrained, otherwise capacity available =179 kW | --> | E13 ex BALLYRAGGET | Ballyragget [T421,T422] | BALLYRAGGET |  | 52.7363 | -7.401
0664086 | MV/LV Substation KE***4086 |  | 10 kV | _ | LV | 100 kVA :Pole Substation | 0.1 | --> | 0.1 | 0 | 0 | Constrained, otherwise capacity available =79 kVA | --> | 0.095 | 0 | 0 | 0 | 0 | Constrained, otherwise capacity available =92 kW | --> | C14 ex SWORDS | Swords [T41,T42] | GLASMORE |  | 53.4408 | -6.2832
009594Y | MV/LV Substation KI***594Y |  | 10 kV | _ | LV | 200 kVA :Kiosk Substation | 0.2 | --> | 0.2 | 0 | 0 | Constrained, otherwise capacity available =163 kVA | --> | 0.19 | 0 | 0 | 0 | 0 | Constrained, otherwise capacity available =185 kW | --> | C12 ex GRANGE (SR) | Grange (sr) [T41,T42] | BUTLERSTOWN |  | 52.2423 | -7.1095
015990 | MV/LV Substation FU***990 |  | 10 kV | _ | LV | 50 kVA :Pole Substation | 0.05 | --> | 0.05 | 0 | 0 | Constrained, otherwise capacity available =32 kVA | --> | 0.048 | 0 | 0 | 0 | 0 | Constrained, otherwise capacity available =45 kW | --> | C11 ex JOHNSTOWN | Johnstown [T41,T42] | KILTEEL |  | 53.2232 | -6.605
062281Y | MV/LV Substation RO***281Y |  | 10 kV | _ | LV | 400 kVA :Kiosk Substation | 0.4 | --> | 0.4 | 0.33 | 3.12 |  | --> | 0.38 | 0 | 0 | 0 | 0 | Constrained, otherwise capacity available =370 kW | --> | C12 ex MARSHES | Marshes [T41,T42] | DUNDALK |  | 53.9877 | -6.3933
043407X | MV/LV Substation BA***407X |  | 10 kV | _ | LV | 100 kVA :Pole Substation | 0.1 | --> | 0.1 | 0.1 | 0.43 |  | --> | 0.095 | 0 | 0 | 0 | 0 | Constrained, otherwise capacity available =95 kW | --> | C13 ex SWINFORD | Swinford [T41,T42] | CASTLEBAR |  | 53.8964 | -9.1482
017319Z | MV/LV Substation CR***319Z |  | 20 kV | _ | LV | 50 kVA :Pole Substation | 0.05 | --> | 0.05 | 0.045 | 1.98 |  | --> | 0.048 | 0 | 0 | 0 | 0 | Constrained, otherwise capacity available =47 kW | --> | E14 ex RATHKEALE | Rathkeale [T421,T422] | RATHKEALE |  | 52.5342 | -8.8625
037581X | MV/LV Substation BI***581X |  | 10 kV | _ | LV | 400 kVA :Kiosk Substation | 0.4 | --> | 0.4 | 0.32 | 13.05 |  | --> | 0.38 | 0 | 0.025 | 0.35 | 0 |  | --> | C17 ex ENNIS | Ennis [T101,T102] | ENNIS |  | 52.8491 | -8.9869
158331Y | MV/LV Substation LV***331Y |  | 10 kV | _ | LV | 50 kVA :Pole Substation | 0.05 | --> | 0.05 | 0.05 | 0.83 |  | --> | 0.048 | 0 | 0 | 0 | 0 | Constrained, otherwise capacity available =47 kW | --> | C15 ex MILLTOWN MALBAY | Milltown Malbay [T42] | TULLABRACK |  | 52.7974 | -9.4863
093413Z | MV/LV Substation FO***413Z |  | 10 kV | _ | LV | 50 kVA :Pole Substation | 0.05 | --> | 0.05 | 0 | 0 | Constrained, otherwise capacity available =50 kVA | --> | 0.048 | 0 | 0 | 0.048 | 0 |  | --> | C17 ex GRANGE (DR) | Grange (dr) [T41,T42] | GRANGE (DR) |  | 53.403 | -6.1417
046081X | MV/LV Substation LA***081X |  | 10 kV | _ | LV | 400 kVA :Kiosk Substation | 0.4 | --> | 0.4 | 0 | 0 | Constrained, otherwise capacity available =180 kVA | --> | 0.38 | 0 | 0 | 0.352 | 0 |  | --> | C12 ex CRANMORE | Cranmore [T41,T42] | SLIGO |  | 54.25 | -8.439
156644Y | MV/LV Substation MO***644Y |  | 20 kV | _ | LV | 50 kVA :Pole Substation | 0.05 | --> | 0.05 | 0 | 0 | Constrained, otherwise capacity available =41 kVA | --> | 0.048 | 0 | 0.016 | 0 | 0 | Constrained, otherwise capacity available =34 kW | --> | E14 ex EMYVALE | Emyvale [T422] | LISDRUM |  | 54.3986 | -6.9769
010404X | MV/LV Substation TH***404X |  | 20 kV | _ | LV | 50 kVA :Pole Substation | 0.05 | --> | 0.05 | 0 | 0 | Constrained, otherwise capacity available =37 kVA | --> | 0.048 | 0 | 0 | 0 | 0 | Constrained, otherwise capacity available =46 kW | --> | E11 ex BALLYHALE | Ballyhale [T42,T421] | KILKENNY |  | 52.5172 | -7.1812
011169 | MV/LV Substation MA***169 |  | 10 kV | _ | LV | 200 kVA :Kiosk Substation | 0.2 | --> | 0.2 | 0.101 | 5.05 |  | --> | 0.19 | 0 | 0.016 | 0 | 0 | Constrained, otherwise capacity available =164 kW | --> | C19 ex MCDONAGH | Mcdonagh [T41,T42] | KILKENNY |  | 52.6521 | -7.2437
117118Y | MV/LV Substation ST***118Y |  | 20 kV | _ | LV | 400 kVA :Kiosk Substation | 0.4 | --> | 0.4 | 0 | 0 | Constrained, otherwise capacity available =345 kVA | --> | 0.38 | 0 | 0.009 | 0.366 | 0 |  | --> | E17 ex MANORHAMILTON | Manorhamilton [T422] | SLIGO |  | 54.2281 | -8.2983
014833X | MV/LV Substation BA***833X |  | 20 kV | _ | LV | 50 kVA :Pole Substation | 0.05 | --> | 0.05 | 0.05 | 0.12 |  | --> | 0.048 | 0 | 0 | 0.048 | 0 |  | --> | C12 ex ATHY | Athy [T101,T102] | ATHY |  | 53.0092 | -6.8135
070419 | MV/LV Substation CU***419 |  | 10 kV | _ | LV | 100 kVA :Pole Substation | 0.1 | --> | 0.1 | 0.091 | 2.63 |  | --> | 0.095 | 0 | 0 | 0.094 | 0 |  | --> | C14 ex CLOONBANNIN | Cloonbannin [T42] | GLENLARA |  | 52.1156 | -9.1247
011348 | MV/LV Substation HE***348 |  | 10 kV | _ | LV | 200 kVA :Kiosk Substation | 0.2 | --> | 0.2 | 0.141 | 5.05 |  | --> | 0.19 | 0 | 0.005 | 0 | 0 | Constrained, otherwise capacity available =178 kW | --> | C14 ex MCDONAGH | Mcdonagh [T41,T42] | KILKENNY |  | 52.6603 | -7.2304
066298 | MV/LV Substation WO***298 |  | 10 kV | _ | LV | 400 kVA :Kiosk Substation | 0.4 | --> | 0.4 | 0.31 | 5.82 |  | --> | 0.38 | 0 | 0.014 | 0.357 | 0 |  | --> | C19 ex COOLOCK | Coolock [T41,T42] | FINGLAS |  | 53.3877 | -6.1761
037343 | MV/LV Substation AB***343 |  | 10 kV | _ | LV | 100 kVA :Pole Substation | 0.1 | --> | 0.1 | 0 | 0 | Constrained, otherwise capacity available =57 kVA | --> | 0.095 | 0 | 0.021 | 0 | 0 | Constrained, otherwise capacity available =73 kW | --> | C20 ex CAHIRCALLA | Cahircalla [T41,T42] | ENNIS |  | 52.822 | -8.9808
089490 | MV/LV Substation DR***490 |  | 20 kV | _ | LV | 200 kVA :Pole Substation | 0.2 | --> | 0.2 | 0.128 | 3.56 |  | --> | 0.19 | 0 | 0.01 | 0 | 0 | Constrained, otherwise capacity available =172 kW | --> | E22 ex ENNISCRONE | Enniscrone [T421,T422] | MOY |  | 54.2504 | -8.8764
1094041 | MV/LV Substation RA***4041 |  | 10 kV | _ | LV | 400 kVA :Kiosk Substation | 0.4 | --> | 0.4 | 0.379 | 0.38 |  | --> | 0.38 | 0 | 0 | 0.377 | 0 |  | --> | C14 ex RINEANNA | Rineanna [T41,T42] | DRUMLINE |  | 52.7578 | -8.8946
067202 | MV/LV Substation FU***202 |  | 10 kV | _ | LV | 400 kVA :Building Structure | 0.4 | --> | 0.4 | 0 | 0 | Constrained, otherwise capacity available =362 kVA | --> | 0.38 | 0 | 0 | 0.375 | 0 |  | --> | C20 ex GARRYOWEN | Garryowen [T41,T42] | LIMERICK |  | 52.6489 | -8.6098
2044028 | MV/LV Substation AR***4028 |  | 20 kV | _ | LV | 50 kVA :Pole Substation | 0.05 | --> | 0.05 | 0 | 0 | Constrained, otherwise capacity available =42 kVA | --> | 0.048 | 0 | 0.011 | 0 | 0 | Constrained, otherwise capacity available =38 kW | --> | E17 ex BUNCRANA | Buncrana [T421,T422] | TRILLICK |  | 55.0842 | -7.2705
064027 | MV/LV Substation WH***027 |  | 10 kV | _ | LV | 200 kVA :Pole Substation | 0.2 | --> | 0.2 | 0 | 0 | Constrained, otherwise capacity available =126 kVA | --> | 0.19 | 0 | 0.02 | 0 | 0 | Constrained, otherwise capacity available =165 kW | --> | C19 ex DRYBRIDGE | Drybridge [T41,T42] | DRYBRIDGE |  | 53.7248 | -6.3626
210940 | MV/LV Substation LI***940 |  | 10 kV | _ | LV | 50 kVA :Pole Substation | 0.05 | --> | 0.05 | 0 | 0 | Constrained, otherwise capacity available =43 kVA | --> | 0.048 | 0 | 0.003 | 0 | 0 | Constrained, otherwise capacity available =44 kW | --> | C17 ex CARRICKMACROSS | Carrickmacross [T41,T42] | MEATH HILL |  | 53.9789 | -6.7047
062018 | MV/LV Substation CH***018 |  | 10 kV | _ | LV | 630 kVA :Building Structure | 0.63 | --> | 0.63 | 0.409 | 5.69 |  | --> | 0.598 | 0 | 0.014 | 0 | 0 | Constrained, otherwise capacity available =557 kW | --> | C23 ex RAMPARTS | Ramparts [T41,T42] | DUNDALK |  | 54.006 | -6.3973
011021 | MV/LV Substation AR***021 |  | 10 kV | _ | LV | 200 kVA :Kiosk Substation | 0.2 | --> | 0.2 | 0.134 | 2.8 |  | --> | 0.19 | 0 | 0.01 | 0 | 0 | Constrained, otherwise capacity available =173 kW | --> | C13 ex PURCELLS INCH | Purcells Inch [T41,T42] | KILKENNY |  | 52.6388 | -7.2379
009074 | MV/LV Substation MA***074 |  | 10 kV | _ | LV | 200 kVA :Building Structure | 0.2 | --> | 0.2 | 0.092 | 3.82 |  | --> | 0.19 | 0 | 0.002 | 0 | 0 | Constrained, otherwise capacity available =173 kW | --> | C13 ex WATERFORD | Waterford [T41,T42] | WATERFORD |  | 52.2643 | -7.1216
095651 | MV/LV Substation CH***651 |  | 10 kV | _ | LV | 100 kVA :Pole Substation | 0.1 | --> | 0.1 | 0.031 | 1.1 |  | --> | 0.095 | 0 | 0.005 | 0 | 0 | Constrained, otherwise capacity available =81 kW | --> | C26 ex KILKEE | Kilkee [T41] | TULLABRACK |  | 52.7313 | -9.5258
069718 | MV/LV Substation AS***718 |  | 10 kV | _ | LV | 1000 kVA :Building Structure | 1 | --> | 1 | 0.5 | 0.91 |  | --> | 0.95 | 0 | 0.014 | 0.5 | 0 |  | --> | C14 ex KIMMAGE | Kimmage [T41,T42] | INCHICORE 220KV |  | 53.3154 | -6.3193
014810Z | MV/LV Substation WA***810Z |  | 10 kV | _ | LV | 200 kVA :Kiosk Substation | 0.2 | --> | 0.2 | 0 | 0 | Constrained, otherwise capacity available =105 kVA | --> | 0.19 | 0 | 0.016 | 0 | 0 | Constrained, otherwise capacity available =165 kW | --> | C14 ex ATHGARVAN | Athgarvan [T41,T44] | NEWBRIDGE |  | 53.1628 | -6.7917
153554 | MV/LV Substation CI***554 |  | 20 kV | _ | LV | 50 kVA :Pole Substation | 0.05 | --> | 0.05 | 0 | 0 | Constrained, otherwise capacity available =45 kVA | --> | 0.048 | 0 | 0 | 0 | 0 | Constrained, otherwise capacity available =47 kW | --> | E11 ex BIRDHILL | Birdhill [T421,T422] | ARDNACRUSHA |  | 52.7585 | -8.3343
0104198 | MV/LV Substation FO***4198 |  | 20 kV | _ | LV | 400 kVA :Kiosk Substation | 0.4 | --> | 0.4 | 0 | 0 | Constrained, otherwise capacity available =392 kVA | --> | 0.38 | 0 | 0 | 0 | 0 | Constrained, otherwise capacity available =379 kW | --> | E11 ex BALLYHALE | Ballyhale [T42,T421] | KILKENNY |  | 52.5321 | -7.1405
054142 | MV/LV Substation DO***142 |  | 20 kV | _ | LV | 50 kVA :Pole Substation | 0.05 | --> | 0.05 | 0 | 0 | Constrained, otherwise capacity available =50 kVA | --> | 0.048 | 0 | 0 | 0 | 0 | Constrained, otherwise capacity available =47 kW | --> | E13 ex ABBEYLEIX | Abbeyleix [T422] | PORTLAOISE |  | 52.9296 | -7.3567
368339X | MV/LV Substation CO***339X |  | 20 kV | _ | LV | 630 kVA :Building Structure | 0.63 | --> | 0.63 | 0 | 0 | Constrained, otherwise capacity available =501 kVA | --> | 0.598 | 0 | 0 | 0 | 0 | Constrained, otherwise capacity available =581 kW | --> | C12 ex BALLYHAUNIS | Ballyhaunis [T41,T42] | DALTON |  | 53.8023 | -8.7716
064933Y | MV/LV Substation E ***933Y |  | 10 kV | _ | LV | 630 kVA :Kiosk Substation | 0.63 | --> | 0.63 | 0 | 0 | Constrained, otherwise capacity available =544 kVA | --> | 0.598 | 0 | 0.01 | 0 | 0 | Constrained, otherwise capacity available =579 kW | --> | C20 ex RATHMULLAN | Rathmullan [T41,T42] | DRYBRIDGE |  | 53.7004 | -6.3718
054449Y | MV/LV Substation PA***449Y |  | 20 kV | _ | LV | 50 kVA :Pole Substation | 0.05 | --> | 0.05 | 0 | 0 | Constrained, otherwise capacity available =4 kVA | --> | 0.048 | 0 | 0 | 0 | 0 | Constrained, otherwise capacity available =41 kW | --> | E12 ex PORTLAOISE | Portlaoise [T423,T424] | PORTLAOISE |  | 53.0232 | -7.1789
139342Y | MV/LV Substation LO***342Y |  | 20 kV | _ | LV | 50 kVA :Pole Substation | 0.05 | --> | 0.05 | 0 | 0 | Constrained, otherwise capacity available =49 kVA | --> | 0.048 | 0 | 0 | 0 | 0 | Constrained, otherwise capacity available =47 kW | --> | E16 ex FINEA | Finea [T421,T422] | SHANKILL |  | 53.8961 | -7.4852
066308 | MV/LV Substation ST***308 |  | 10 kV | _ | LV | 400 kVA :Building Structure | 0.4 | --> | 0.4 | 0 | 0 | Constrained, otherwise capacity available =338 kVA | --> | 0.38 | 0 | 0.027 | 0.351 | 0 |  | --> | C12 ex GRANGE (DR) | Grange (dr) [T41,T42] | GRANGE (DR) |  | 53.3979 | -6.1432
066095Z | MV/LV Substation TH***095Z |  | 10 kV | _ | LV | 400 kVA :Kiosk Substation | 0.4 | --> | 0.4 | 0 | 0 | Constrained, otherwise capacity available =307 kVA | --> | 0.38 | 0 | 0.038 | 0.339 | 0 |  | --> | C22 ex HOWTH JUNCTION | Howth Junction [T41,T42] | GRANGE (DR) |  | 53.3887 | -6.1521
066324Z | MV/LV Substation SE***324Z |  | 10 kV | _ | LV | 400 kVA :Kiosk Substation | 0.4 | --> | 0.4 | 0 | 0 | Constrained, otherwise capacity available =287 kVA | --> | 0.38 | 0 | 0.098 | 0 | 0 | Constrained, otherwise capacity available =292 kW | --> | C18 ex MALAHIDE | Malahide [T41,T42] | GLASMORE |  | 53.4449 | -6.1446
251404 | MV/LV Substation KI***404 |  | 20 kV | _ | LV | 100 kVA :Pole Substation | 0.1 | --> | 0.1 | 0 | 0 | Constrained, otherwise capacity available =92 kVA | --> | 0.095 | 0 | 0.005 | 0 | 0 | Constrained, otherwise capacity available =90 kW | --> | E43 ex CLAREGALWAY | Claregalway [T42,T421] | GALWAY 110KV |  | 53.3513 | -8.9117
009504 | MV/LV Substation MI***504 |  | 20 kV | _ | LV | 50 kVA :Pole Substation | 0.05 | --> | 0.05 | 0.014 | 8.16 |  | --> | 0.048 | 0 | 0.015 | 0 | 0 | Constrained, otherwise capacity available =31 kW | --> | C17 ex MOUNT MISERY | Mount Misery [T41,T42] | WATERFORD |  | 52.2764 | -7.0807
067026X | MV/LV Substation GA***026X |  | 10 kV | _ | LV | 400 kVA :Kiosk Substation | 0.4 | --> | 0.4 | 0 | 0 |  | --> | 0.38 | 0 | 0 | 0.177 | 0 |  | --> | C20 ex GARRYOWEN | Garryowen [T41,T42] | LIMERICK |  | 52.6497 | -8.6064
0934238 | MV/LV Substation QU***4238 |  | 10 kV | _ | LV | 630 kVA :Building Structure | 0.63 | --> | 0.63 | 0 | 0 | Constrained, otherwise capacity available =560 kVA | --> | 0.598 | 0 | 0 | 0.5 | 0 |  | --> | C26 ex POPPINTREE | Poppintree [T101,T102] | FINGLAS |  | 53.4223 | -6.3195
064203 | MV/LV Substation ME***203 |  | 10 kV | _ | LV | 400 kVA :Kiosk Substation | 0.4 | --> | 0.4 | 0 | 0 | Constrained, otherwise capacity available =327 kVA | --> | 0.38 | 0 | 0.061 | 0 | 0 | Constrained, otherwise capacity available =325 kW | --> | C12 ex DRYBRIDGE | Drybridge [T41,T42] | DRYBRIDGE |  | 53.7232 | -6.3636
116027 | MV/LV Substation TH***027 |  | 10 kV | _ | LV | 200 kVA :Kiosk Substation | 0.2 | --> | 0.2 | 0.17 | 7.32 |  | --> | 0.19 | 0 | 0.01 | 0.178 | 0 |  | --> | C11 ex CARROWBEG | Carrowbeg [T41,T42] | CARROWBEG |  | 53.7968 | -9.5248
127970X | MV/LV Substation CO***970X |  | 10 kV | _ | LV | 50 kVA :Pole Substation | 0.05 | --> | 0.05 | 0 | 0 | Constrained, otherwise capacity available =35 kVA | --> | 0.048 | 0 | 0 | 0 | 0 | Constrained, otherwise capacity available =45 kW | --> | C11 ex LOUGHTAGALLA | Loughtagalla [T41,T42] | THURLES |  | 52.6714 | -7.7627
461712 | MV/LV Substation BE***712 |  | 10 kV | _ | LV | 50 kVA :Pole Substation | 0.05 | --> | 0.05 | 0.035 | 2.33 |  | --> | 0.048 | 0 | 0.005 | 0 | 0 | Constrained, otherwise capacity available =42 kW | --> | E17 ex MOY | Moy [T421,T422] | MOY |  | 54.1004 | -9.1653
355206X | MV/LV Substation FA***206X |  | 10 kV | _ | LV | 200 kVA :Kiosk Substation | 0.2 | --> | 0.2 | 0.06 | 0.06 | Constrained, otherwise capacity available =195 kVA | --> | 0.19 | 0 | 0.002 | 0 | 0 | Constrained, otherwise capacity available =188 kW | --> | C18 ex TUBBERCURRY | Tubbercurry [T41,T42] | TONROE |  | 54.0526 | -8.709
068285X | MV/LV Substation ST***285X |  | 10 kV | _ | LV | 630 kVA :Kiosk Substation | 0.63 | --> | 0.63 | 0 | 0 | Constrained, otherwise capacity available =508 kVA | --> | 0.598 | 0 | 0.04 | 0.5 | 0 |  | --> | C12 ex GLASNEVIN | Glasnevin [T41] | FINGLAS |  | 53.365 | -6.2601
253521Z | MV/LV Substation CO***521Z |  | 20 kV | _ | LV | 100 kVA :Pole Substation | 0.1 | --> | 0.1 | 0 | 0 | Constrained, otherwise capacity available =46 kVA | --> | 0.095 | 0 | 0.01 | 0 | 0 | Constrained, otherwise capacity available =80 kW | --> | E15 ex GLENAMADDY | Glenamaddy [T422] | ATHLONE |  | 53.6065 | -8.5564
0824450 | MV/LV Substation PA***4450 |  | 20 kV | _ | LV | 50 kVA :Pole Substation | 0.05 | --> | 0.05 | 0 | 0 | Constrained, otherwise capacity available =50 kVA | --> | 0.048 | 0 | 0 | 0 | 0 | Constrained, otherwise capacity available =48 kW | --> | E21 ex SLANE | Slane [T421] | DRYBRIDGE |  | 53.6747 | -6.5545
068326X | MV/LV Substation PR***326X |  | 10 kV | _ | LV | 630 kVA :Building Structure | 0.63 | --> | 0.63 | 0.5 | 2.6 |  | --> | 0.598 | 0 | 0 | 0.5 | 0 |  | --> | C29 ex WOLFE TONE STREET | Wolfe Tone Street [T101,T102] | FINGLAS |  | 53.3505 | -6.2595
495611X | MV/LV Substation AC***611X |  | 20 kV | _ | LV | 100 kVA :Pole Substation | 0.1 | --> | 0.1 | 0.078 | 1.5 |  | --> | 0.095 | 0 | 0 | 0.092 | 0 |  | --> | E17 ex ACHILL | Achill [T422] | CARROWBEG |  | 53.9716 | -10.1033
495813 | MV/LV Substation DO***813 |  | 20 kV | _ | LV | 100 kVA :Pole Substation | 0.1 | --> | 0.1 | 0.084 | 1.5 |  | --> | 0.095 | 0 | 0.004 | 0.09 | 0 |  | --> | E17 ex ACHILL | Achill [T422] | CARROWBEG |  | 53.9744 | -10.1339
093368 | MV/LV Substation CO***368 |  | 10 kV | _ | LV | 630 kVA :Kiosk Substation | 0.63 | --> | 0.63 | 0 | 0 | Constrained, otherwise capacity available =473 kVA | --> | 0.598 | 0 | 0.006 | 0.5 | 0 |  | --> | C18 ex POPPINTREE | Poppintree [T101,T102] | FINGLAS |  | 53.3978 | -6.2548
176778 | MV/LV Substation KI***778 |  | 20 kV | _ | LV | 100 kVA :Pole Substation | 0.1 | --> | 0.1 | 0.076 | 18.78 |  | --> | 0.095 | 0 | 0 | 0.092 | 0 |  | --> | E14 ex HARTNETTS CROSS | Hartnetts Cross [T121,T422] | MACROOM |  | 51.8998 | -9.0819
1364108 | MV/LV Substation MI***4108 |  | 10 kV | _ | LV | 200 kVA :Pole Substation | 0.2 | --> | 0.2 | 0 | 0 | Constrained, otherwise capacity available =149 kVA | --> | 0.19 | 0 | 0 | 0 | 0 | Constrained, otherwise capacity available =183 kW | --> | C20 ex ROSCOMMON | Roscommon [T41,T42] | LANESBORO |  | 53.6465 | -8.1575
0684127 | MV/LV Substation CR***4127 |  | 10 kV | _ | LV | 1000 kVA :Building Structure | 1 | --> | 1 | 0.354 | 7.2 |  | --> | 0.95 | 0 | 0 | 0.5 | 0 |  | --> | C25 ex TRINITY | Trinity [T101,T102] | POOLBEG |  | 53.3461 | -6.2463
266542 | MV/LV Substation WO***542 |  | 20 kV | _ | LV | 50 kVA :Pole Substation | 0.05 | --> | 0.05 | 0 | 0 | Constrained, otherwise capacity available =48 kVA | --> | 0.048 | 0 | 0 | 0 | 0 | Constrained, otherwise capacity available =47 kW | --> | E12 ex CARNDONAGH | Carndonagh [T421,T422] | TRILLICK |  | 55.2597 | -7.3159
093353 | MV/LV Substation NE***353 |  | 10 kV | _ | LV | 200 kVA :Kiosk Substation | 0.2 | --> | 0.2 | 0 | 0 | Constrained, otherwise capacity available =124 kVA | --> | 0.19 | 0 | 0.012 | 0.17 | 0 |  | --> | C13 ex GRANGE (DR) | Grange (dr) [T41,T42] | GRANGE (DR) |  | 53.4004 | -6.16
139035Z | MV/LV Substation LO***035Z |  | 20 kV | _ | LV | 50 kVA :Pole Substation | 0.05 | --> | 0.05 | 0 | 0 | Constrained, otherwise capacity available =50 kVA | --> | 0.048 | 0 | 0 | 0 | 0 | Constrained, otherwise capacity available =48 kW | --> | E16 ex FINEA | Finea [T421,T422] | SHANKILL |  | 53.8916 | -7.4862
249687 | MV/LV Substation TO***687 |  | 10 kV | _ | LV | 50 kVA :Pole Substation | 0.05 | --> | 0.05 | 0 | 0 | Constrained, otherwise capacity available =42 kVA | --> | 0.048 | 0 | 0 | 0 | 0 | Constrained, otherwise capacity available =46 kW | --> | C19 ex LISMORE | Lismore [T41,T42] | DUNGARVAN |  | 52.1343 | -7.9431
144480X | MV/LV Substation AR***480X |  | 10 kV | _ | LV | 100 kVA :Pole Substation | 0.1 | --> | 0.1 | 0 | 0 | Constrained, otherwise capacity available =98 kVA | --> | 0.095 | 0 | 0 | 0 | 0 | Constrained, otherwise capacity available =95 kW | --> | C11 ex CASTLECOMER | Castlecomer [T41,T42] | BALLYRAGGET |  | 52.8123 | -7.1918
066280 | MV/LV Substation GL***280 |  | 10 kV | _ | LV | 400 kVA :Kiosk Substation | 0.4 | --> | 0.4 | 0 | 0 | Constrained, otherwise capacity available =240 kVA | --> | 0.38 | 0 | 0.027 | 0 | 0 | Constrained, otherwise capacity available =338 kW | --> | C19 ex SWORDS | Swords [T41,T42] | GLASMORE |  | 53.4608 | -6.234
165932X | MV/LV Substation GA***932X |  | 10 kV | _ | LV | 50 kVA :Pole Substation | 0.05 | --> | 0.05 | 0 | 0 | Constrained, otherwise capacity available =32 kVA | --> | 0.048 | 0 | 0 | 0 | 0 | Constrained, otherwise capacity available =45 kW | --> | C11 ex CLONAKILTY | Clonakilty [T41,T42] | DUNMANWAY |  | 51.6512 | -8.9149
066269X | MV/LV Substation BE***269X |  | 10 kV | _ | LV | 400 kVA :Kiosk Substation | 0.4 | --> | 0.4 | 0 | 0 | Constrained, otherwise capacity available =276 kVA | --> | 0.38 | 0 | 0 | 0.363 | 0 |  | --> | C22 ex GRANGE (DR) | Grange (dr) [T41,T42] | GRANGE (DR) |  | 53.4036 | -6.1972
315004 | MV/LV Substation EU***004 |  | 10 kV | _ | LV | 400 kVA :Kiosk Substation | 0.4 | --> | 0.4 | 0 | 0 | Constrained, otherwise capacity available =330 kVA | --> | 0.38 | 0 | 0 | 0.37 | 0 |  | --> | C17 ex SANTRY | Santry [T41,T42] | FINGLAS |  | 53.4051 | -6.2421
095066X | MV/LV Substation BR***066X |  | 10 kV | _ | LV | 50 kVA :Pole Substation | 0.05 | --> | 0.05 | 0.041 | 0.7 |  | --> | 0.048 | 0 | 0.025 | 0 | 0 | Constrained, otherwise capacity available =28 kW | --> | C11 ex KILRUSH | Kilrush [T41,T42] | TULLABRACK |  | 52.6161 | -9.3804
082290Z | MV/LV Substation RE***290Z |  | 10 kV | _ | LV | 630 kVA :Kiosk Substation | 0.63 | --> | 0.63 | 0.5 | 2.01 |  | --> | 0.598 | 0 | 0 | 0 | 0 | Constrained, otherwise capacity available =586 kW | --> | C11 ex ABBEYLAND | Abbeyland [T41,T42] | NAVAN |  | 53.6517 | -6.7119
039195 | MV/LV Substation CO***195 |  | 10 kV | _ | LV | 630 kVA :Kiosk Substation | 0.63 | --> | 0.63 | 0.5 | 11.03 |  | --> | 0.598 | 0 | 0.006 | 0.5 | 0 |  | --> | C34 ex SALTHILL | Salthill [T101,T102] | SALTHILL |  | 53.2793 | -9.0721
281234Y | MV/LV Substation RE***234Y |  | 10 kV | _ | LV | 50 kVA :Pole Substation | 0.05 | --> | 0.05 | 0.042 | 5.49 |  | --> | 0.048 | 0 | 0 | 0.046 | 0 |  | --> | C17 ex TRABEG | Trabeg [T101,T102] | TRABEG |  | 51.8544 | -8.4887
026988X | MV/LV Substation KI***988X |  | 10 kV | _ | LV | 400 kVA :Building Structure | 0.4 | --> | 0.4 | 0 | 0 | Constrained, otherwise capacity available =314 kVA | --> | 0.38 | 0 | 0 | 0 | 0 | Constrained, otherwise capacity available =368 kW | --> | E41 ex KINSALE | Kinsale [T423] | TRABEG |  | 51.7017 | -8.5189
161001 | MV/LV Substation OW***001 |  | 10 kV | _ | LV | 50 kVA :Pole Substation | 0.05 | --> | 0.05 | 0.04 | 6.53 |  | --> | 0.048 | 0 | 0.005 | 0.042 | 0 |  | --> | C17 ex OUGHTERARD | Oughterard [T41,T42] | SCREEB |  | 53.4336 | -9.3211
032588 | MV/LV Substation CA***588 |  | 20 kV | _ | LV | 100 kVA :Pole Substation | 0.1 | --> | 0.1 | 0 | 0 | Constrained, otherwise capacity available =94 kVA | --> | 0.095 | 0 | 0 | 0 | 0 | Constrained, otherwise capacity available =94 kW | --> | E12 ex KILMACTHOMAS | Kilmacthomas [T421,T422] | DUNGARVAN |  | 52.2253 | -7.3389
071010 | MV/LV Substation KI***010 |  | 10 kV | _ | LV | 200 kVA :Pole Substation | 0.2 | --> | 0.2 | 0.113 | 5.58 |  | --> | 0.19 | 0 | 0.017 | 0.165 | 0 |  | --> | C14 ex KILCOOLE | Kilcoole [T41,T42] | FASSAROE |  | 53.1058 | -6.0652
156235X | MV/LV Substation CO***235X |  | 20 kV | _ | LV | 50 kVA :Pole Substation | 0.05 | --> | 0.05 | 0.05 | 2.47 |  | --> | 0.048 | 0 | 0 | 0 | 0 | Constrained, otherwise capacity available =47 kW | --> | E13 ex TELAYDON | Telaydon [T42,T421] | LISDRUM |  | 54.3074 | -7.1302
258961 | MV/LV Substation KI***961 |  | 20 kV | _ | LV | 50 kVA :Pole Substation | 0.05 | --> | 0.05 | 0.046 | 1.86 |  | --> | 0.048 | 0 | 0 | 0 | 0 | Constrained, otherwise capacity available =47 kW | --> | E17 ex CREESLOUGH | Creeslough [T421] | ARDNAGAPPARY |  | 55.1787 | -7.9521
0694033 | MV/LV Substation DU***4033 |  | 10 kV | _ | LV | 630 kVA :Kiosk Substation | 0.63 | --> | 0.63 | 0 | 0 | Constrained, otherwise capacity available =603 kVA | --> | 0.598 | 0 | 0.024 | 0.5 | 0 |  | --> | C18 ex DONNYBROOK | Donnybrook [T41,T42] | MILLTOWN (DR) |  | 53.325 | -6.232
0684463 | MV/LV Substation CA***4463 |  | 10 kV | _ | LV | 1000 kVA :Building Structure | 1 | --> | 1 | 0.5 | 9.99 |  | --> | 0.95 | 0 | 0 | 0.5 | 0 |  | --> | C11 ex HAROLDS CROSS | Harolds Cross [T101,T102] | POOLBEG |  | 53.3332 | -6.2578
003202 | MV/LV Substation CO***202 |  | 10 kV | _ | LV | 400 kVA :Kiosk Substation | 0.4 | --> | 0.4 | 0 | 0 | Constrained, otherwise capacity available =388 kVA | --> | 0.38 | 0 | 0 | 0 | 0 | Constrained, otherwise capacity available =378 kW | --> | C16 ex RATHDRUM | Rathdrum [T42] | ARKLOW |  | 52.9231 | -6.245
137158 | MV/LV Substation BA***158 |  | 10 kV | _ | LV | 100 kVA :Pole Substation | 0.1 | --> | 0.1 | 0.087 | 2 |  | --> | 0.095 | 0 | 0.002 | 0 | 0 | Constrained, otherwise capacity available =92 kW | --> | C19 ex CAUSEWAY | Causeway [T41,T42] | TRALEE |  | 52.4014 | -9.8722
059263 | MV/LV Substation ES***263 |  | 10 kV | _ | LV | 630 kVA :Kiosk Substation | 0.63 | --> | 0.63 | 0 | 0 | Constrained, otherwise capacity available =597 kVA | --> | 0.598 | 0 | 0 | 0 | 0 | Constrained, otherwise capacity available =594 kW | --> | C11 ex DERRYCRAMPH | Derrycramph [T41,T42] | SHANKILL |  | 53.972 | -7.3549
2814222 | MV/LV Substation SI***4222 |  | 10 kV | _ | LV | 50 kVA :Pole Substation | 0.05 | --> | 0.05 | 0 | 0 | Constrained, otherwise capacity available =45 kVA | --> | 0.048 | 0 | 0 | 0.047 | 0 |  | --> | C22 ex BISHOPSTOWN | Bishopstown [T41,T42] | KILBARRY |  | 51.8868 | -8.5437
026345 | MV/LV Substation AN***345 |  | 10 kV | _ | LV | 50 kVA :Pole Substation | 0.05 | --> | 0.05 | 0.034 | 8.66 |  | --> | 0.048 | 0 | 0 | 0 | 0 | Constrained, otherwise capacity available =45 kW | --> | C18 ex BANDON | Bandon [T101,T42] | BANDON |  | 51.7936 | -8.6299
243860 | MV/LV Substation LI***860 |  | 20 kV | _ | LV | 200 kVA :Pole Substation | 0.2 | --> | 0.2 | 0 | 0 | Constrained, otherwise capacity available =176 kVA | --> | 0.19 | 0 | 0 | 0 | 0 | Constrained, otherwise capacity available =187 kW | --> | E17 ex INCH | Inch [T421,T422] | OUGHTRAGH |  | 52.269 | -10.1615
001190 | MV/LV Substation TO***190 |  | 10 kV | _ | LV | 400 kVA :Kiosk Substation | 0.4 | --> | 0.4 | 0.187 | 1.55 |  | --> | 0.38 | 0 | 0.032 | 0.326 | 0 |  | --> | C17 ex MONKSTOWN | Monkstown [T41,T42] | BLACKROCK |  | 53.2987 | -6.1675
0114245 | MV/LV Substation CA***4245 |  | 10 kV | _ | LV | 50 kVA :Pole Substation | 0.05 | --> | 0.05 | 0.023 | 5.05 |  | --> | 0.048 | 0 | 0.006 | 0 | 0 | Constrained, otherwise capacity available =39 kW | --> | C20 ex MCDONAGH | Mcdonagh [T41,T42] | KILKENNY |  | 52.6883 | -7.2061
011638Z | MV/LV Substation BA***638Z |  | 10 kV | _ | LV | 100 kVA :Pole Substation | 0.1 | --> | 0.1 | 0.082 | 5.05 |  | --> | 0.095 | 0 | 0.009 | 0 | 0 | Constrained, otherwise capacity available =86 kW | --> | C20 ex MCDONAGH | Mcdonagh [T41,T42] | KILKENNY |  | 52.7175 | -7.2328
0664412 | MV/LV Substation LI***4412 |  | 10 kV | _ | LV | 630 kVA :Building Structure | 0.63 | --> | 0.63 | 0 | 0 |  | --> | 0.598 | 0 | 0 | 0 | 0 | Constrained, otherwise capacity available =580 kW | --> | C16 ex MALAHIDE | Malahide [T41,T42] | GLASMORE |  | 53.4384 | -6.1355
0714056 | MV/LV Substation DE***4056 |  | 10 kV | _ | LV | 400 kVA :Kiosk Substation | 0.4 | --> | 0.4 | 0 | 0 | Constrained, otherwise capacity available =400 kVA | --> | 0.38 | 0 | 0 | 0.38 | 0 |  | --> | C11 ex GREYSTONES | Greystones [T41,T42] | FASSAROE |  | 53.1333 | -6.0933
127661Y | MV/LV Substation AR***661Y |  | 10 kV | _ | LV | 100 kVA :Pole Substation | 0.1 | --> | 0.1 | 0 | 0 | Constrained, otherwise capacity available =88 kVA | --> | 0.095 | 0 | 0 | 0 | 0 | Constrained, otherwise capacity available =93 kW | --> | C12 ex LOUGHTAGALLA | Loughtagalla [T41,T42] | THURLES |  | 52.6599 | -7.793
066069Y | MV/LV Substation TH***069Y |  | 10 kV | _ | LV | 400 kVA :Kiosk Substation | 0.4 | --> | 0.4 | 0 | 0 | Constrained, otherwise capacity available =282 kVA | --> | 0.38 | 0 | 0.037 | 0 | 0 | Constrained, otherwise capacity available =336 kW | --> | C18 ex MALAHIDE | Malahide [T41,T42] | GLASMORE |  | 53.449 | -6.1456
244658X | MV/LV Substation KN***658X |  | 20 kV | _ | LV | 200 kVA :Kiosk Substation | 0.2 | --> | 0.2 | 0 | 0 | Constrained, otherwise capacity available =159 kVA | --> | 0.19 | 0 | 0.011 | 0 | 0 | Constrained, otherwise capacity available =176 kW | --> | E16 ex MILLTOWN (SR) | Milltown (sr) [T421,T422] | OUGHTRAGH |  | 52.1127 | -9.7985
0684688 | MV/LV Substation O ***4688 |  | 10 kV | _ | LV | 630 kVA :Kiosk Substation | 0.63 | --> | 0.63 | 0.5 | 4.6 |  | --> | 0.598 | 0 | 0 | 0.5 | 0 |  | --> | C11 ex KINGSBRIDGE | Kingsbridge [T41,T42] | INCHICORE 220KV |  | 53.3536 | -6.2946
365796X | MV/LV Substation WE***796X |  | 10 kV | _ | LV | 630 kVA :Building Structure | 0.63 | --> | 0.63 | 0 | 0 | Constrained, otherwise capacity available =456 kVA | --> | 0.598 | 0 | 0.002 | 0.5 | 0 |  | --> | C17 ex FORTUNESTOWN | Fortunestown [T101,T102] | INCHICORE 220KV |  | 53.29 | -6.4385
003576Y | MV/LV Substation WE***576Y |  | 10 kV | _ | LV | 400 kVA :Kiosk Substation | 0.4 | --> | 0.4 | 0.379 | 11.58 |  | --> | 0.38 | 0 | 0.005 | 0 | 0 | Constrained, otherwise capacity available =374 kW | --> | C22 ex BALLYBEG | Ballybeg [T101,T102] | CARRICKMINES |  | 52.982 | -6.0451
014818X | MV/LV Substation NE***818X |  | 10 kV | _ | LV | 200 kVA :Kiosk Substation | 0.2 | --> | 0.2 | 0.157 | 0.63 |  | --> | 0.19 | 0 | 0.046 | 0 | 0 | Constrained, otherwise capacity available =150 kW | --> | C16 ex KILCULLEN | Kilcullen [T41,T42,T424] | STRATFORD |  | 53.1079 | -6.8639
093450 | MV/LV Substation NE***450 |  | 10 kV | _ | LV | 50 kVA :Pole Substation | 0.05 | --> | 0.05 | 0 | 0 | Constrained, otherwise capacity available =29 kVA | --> | 0.048 | 0 | 0.005 | 0.041 | 0 |  | --> | C13 ex POPPINTREE | Poppintree [T101,T102] | FINGLAS |  | 53.4261 | -6.3131
125558 | MV/LV Substation CU***558 |  | 20 kV | _ | LV | 100 kVA :Pole Substation | 0.1 | --> | 0.1 | 0 | 0 | Constrained, otherwise capacity available =27 kVA | --> | 0.095 | 0 | 0.02 | 0 | 0 | Constrained, otherwise capacity available =70 kW | --> | C15 ex CLOONLOUGH | Cloonlough [T41,T42] | BARRYMORE |  | 52.2489 | -8.308
050303Y | MV/LV Substation KI***303Y |  | 10 kV | _ | LV | 200 kVA :Pole Substation | 0.2 | --> | 0.2 | 0.058 | 7.61 |  | --> | 0.19 | 0 | 0 | 0 | 0 | Constrained, otherwise capacity available =170 kW | --> | C12 ex GARRYCASTLE | Garrycastle [T41,T42] | ATHLONE |  | 53.4127 | -7.8971
077071X | MV/LV Substation RI***071X |  | 20 kV | _ | LV | 50 kVA :Pole Substation | 0.05 | --> | 0.05 | 0 | 0 | Constrained, otherwise capacity available =44 kVA | --> | 0.048 | 0 | 0 | 0 | 0 | Constrained, otherwise capacity available =47 kW | --> | E15 ex PATRICKSWELL | Patrickswell [T421,T422] | LIMERICK |  | 52.5688 | -8.7688
150266X | MV/LV Substation DR***266X |  | 20 kV | _ | LV | 50 kVA :Pole Substation | 0.05 | --> | 0.05 | 0.045 | 3.96 |  | --> | 0.048 | 0 | 0 | 0 | 0 | Constrained, otherwise capacity available =47 kW | --> | E19 ex STRANORLAR | Stranorlar [T421,T422] | LETTERKENNY |  | 54.8158 | -7.7824
001111 | MV/LV Substation GL***111 |  | 10 kV | _ | LV | 630 kVA :Kiosk Substation | 0.63 | --> | 0.63 | 0.39 | 1.23 |  | --> | 0.598 | 0 | 0.111 | 0.483 | 0 |  | --> | C23 ex SALLYNOGGIN ROAD | Sallynoggin Road [T41,T42] | CHERRYWOOD |  | 53.2757 | -6.1232
1544093 | MV/LV Substation CA***4093 |  | 10 kV | _ | LV | 400 kVA :Kiosk Substation | 0.4 | --> | 0.4 | 0 | 0 | Constrained, otherwise capacity available =318 kVA | --> | 0.38 | 0 | 0.001 | 0.368 | 0 |  | --> | C11 ex MACETOWN | Macetown [T101,T102] | MACETOWN |  | 53.4 | -6.428
024690 | MV/LV Substation NE***690 |  | 10 kV | _ | LV | 50 kVA :Pole Substation | 0.05 | --> | 0.05 | 0.046 | 2.14 |  | --> | 0.048 | 0 | 0 | 0 | 0 | Constrained, otherwise capacity available =47 kW | --> | C13 ex BUTTEVANT | Buttevant [T41,T42] | MALLOW |  | 52.2361 | -8.5615
0524593 | MV/LV Substation O ***4593 |  | 20 kV | _ | LV | 630 kVA :Building Structure | 0.63 | --> | 0.63 | 0.333 | 10.9 |  | --> | 0.598 | 0 | 0 | 0.5 | 0 |  | --> | C24 ex MULLINGAR | Mullingar [T101,T102] | MULLINGAR |  | 53.6261 | -7.4671
377058Y | MV/LV Substation AT***058Y |  | 20 kV | _ | LV | 100 kVA :Pole Substation | 0.1 | --> | 0.1 | 0.09 | 0.76 |  | --> | 0.095 | 0 | 0.003 | 0 | 0 | Constrained, otherwise capacity available =91 kW | --> | E19 ex KENMARE | Kenmare [T421] | KNOCKEARAGH |  | 51.8373 | -9.9072
1924156 | MV/LV Substation MA***4156 |  | 10 kV | _ | LV | 100 kVA :Pole Substation | 0.1 | --> | 0.1 | 0.097 | 1.7 |  | --> | 0.095 | 0 | 0 | 0 | 0 | Constrained, otherwise capacity available =94 kW | --> | E15 ex GWEEDORE | Gweedore [T421] | ARDNAGAPPARY |  | 55.1392 | -8.1758
067034 | MV/LV Substation RO***034 |  | 20 kV | _ | LV | 50 kVA :Pole Substation | 0.05 | --> | 0.05 | 0 | 0 | Constrained, otherwise capacity available =38 kVA | --> | 0.048 | 0 | 0.011 | 0.038 | 0 |  | --> | C11 ex RAHEEN | Raheen [T41,T42] | LIMERICK |  | 52.6081 | -8.6598
281165 | MV/LV Substation BI***165 |  | 10 kV | _ | LV | 630 kVA :Kiosk Substation | 0.63 | --> | 0.63 | 0 | 0 | Constrained, otherwise capacity available =600 kVA | --> | 0.598 | 0 | 0.005 | 0.5 | 0 |  | --> | C21 ex BISHOPSTOWN | Bishopstown [T41,T42] | KILBARRY |  | 51.8791 | -8.5148
365019 | MV/LV Substation BE***019 |  | 10 kV | _ | LV | 630 kVA :Kiosk Substation | 0.63 | --> | 0.63 | 0 | 0 | Constrained, otherwise capacity available =460 kVA | --> | 0.598 | 0 | 0.006 | 0.5 | 0 |  | --> | C19 ex FORTUNESTOWN | Fortunestown [T101,T102] | INCHICORE 220KV |  | 53.2777 | -6.4163
081370Y | MV/LV Substation BA***370Y |  | 10 kV | _ | LV | 100 kVA :Pole Substation | 0.1 | --> | 0.1 | 0 | 0 | Constrained, otherwise capacity available =88 kVA | --> | 0.095 | 0 | 0.005 | 0 | 0 | Constrained, otherwise capacity available =90 kW | --> | C19 ex CELBRIDGE | Celbridge [T41,T42] | GRIFFINRATH |  | 53.3183 | -6.6181
0244012 | MV/LV Substation CA***4012 |  | 10 kV | _ | LV | 50 kVA :Pole Substation | 0.05 | --> | 0.05 | 0.05 | 2.14 |  | --> | 0.048 | 0 | 0 | 0 | 0 | Constrained, otherwise capacity available =48 kW | --> | C13 ex BUTTEVANT | Buttevant [T41,T42] | MALLOW |  | 52.2246 | -8.5538
184248 | MV/LV Substation AN***248 |  | 10 kV | _ | LV | 50 kVA :Pole Substation | 0.05 | --> | 0.05 | 0.016 | 3.38 |  | --> | 0.048 | 0 | 0 | 0 | 0 | Constrained, otherwise capacity available =43 kW | --> | C20 ex CASTLEBLAYNEY | Castleblayney [T41,T42] | DUNDALK |  | 54.0848 | -6.7061
003878 | MV/LV Substation CA***878 |  | 10 kV | _ | LV | 100 kVA :Pole Substation | 0.1 | --> | 0.1 | 0 | 0 | Constrained, otherwise capacity available =89 kVA | --> | 0.095 | 0 | 0 | 0 | 0 | Constrained, otherwise capacity available =93 kW | --> | C11 ex RATHDRUM | Rathdrum [T42] | ARKLOW |  | 52.8849 | -6.2219
210355Y | MV/LV Substation AN***355Y |  | 10 kV | _ | LV | 50 kVA :Pole Substation | 0.05 | --> | 0.05 | 0 | 0 | Constrained, otherwise capacity available =46 kVA | --> | 0.048 | 0 | 0 | 0 | 0 | Constrained, otherwise capacity available =47 kW | --> | C21 ex CARRICKMACROSS | Carrickmacross [T41,T42] | MEATH HILL |  | 53.9196 | -6.6309
007743 | MV/LV Substation CA***743 |  | 20 kV | _ | LV | 50 kVA :Pole Substation | 0.05 | --> | 0.05 | 0.042 | 0.2 |  | --> | 0.048 | 0 | 0.02 | 0 | 0 | Constrained, otherwise capacity available =32 kW | --> | E15 ex BEALISTOWN | Bealistown [T421,T422] | GREAT ISLAND |  | 52.2373 | -6.7511
0664210 | MV/LV Substation CH***4210 |  | 20 kV | _ | LV | 400 kVA :Kiosk Substation | 0.4 | --> | 0.4 | 0 | 0 | Constrained, otherwise capacity available =353 kVA | --> | 0.38 | 0 | 0.039 | 0 | 0 | Constrained, otherwise capacity available =345 kW | --> | E17 ex BALTRASNA | Baltrasna [T121,T122] | BALTRASNA |  | 53.5152 | -6.5388
184640 | MV/LV Substation DR***640 |  | 10 kV | _ | LV | 100 kVA :Pole Substation | 0.1 | --> | 0.1 | 0.096 | 3.38 |  | --> | 0.095 | 0 | 0 | 0 | 0 | Constrained, otherwise capacity available =94 kW | --> | C18 ex CASTLEBLAYNEY | Castleblayney [T41,T42] | DUNDALK |  | 54.1467 | -6.7051
021076Y | MV/LV Substation RI***076Y |  | 10 kV | _ | LV | 400 kVA :Kiosk Substation | 0.4 | --> | 0.4 | 0 | 0 | Constrained, otherwise capacity available =400 kVA | --> | 0.38 | 0 | 0 | 0.38 | 0 |  | --> | C17 ex KILBARRY | Kilbarry [T101,T43] | KILBARRY |  | 51.9156 | -8.4527
046211X | MV/LV Substation ST***211X |  | 10 kV | _ | LV | 100 kVA :Pole Substation | 0.1 | --> | 0.1 | 0 | 0 | Constrained, otherwise capacity available =99 kVA | --> | 0.095 | 0 | 0.006 | 0.09 | 0 |  | --> | C12 ex CRANMORE | Cranmore [T41,T42] | SLIGO |  | 54.238 | -8.4623
032465 | MV/LV Substation DR***465 |  | 20 kV | _ | LV | 100 kVA :Pole Substation | 0.1 | --> | 0.1 | 0 | 0 | Constrained, otherwise capacity available =72 kVA | --> | 0.095 | 0 | 0.006 | 0 | 0 | Constrained, otherwise capacity available =87 kW | --> | E11 ex KILCARRAGH | Kilcarragh [T421,T422] | BUTLERSTOWN |  | 52.2025 | -6.9783
011543Z | MV/LV Substation TH***543Z |  | 10 kV | _ | LV | 100 kVA :Building Structure | 0.1 | --> | 0.1 | 0 | 5.05 |  | --> | 0.095 | 0 | 0 | 0 | 0 | Constrained, otherwise capacity available =72 kW | --> | C18 ex MCDONAGH | Mcdonagh [T41,T42] | KILKENNY |  | 52.6562 | -7.2459
093073Y | MV/LV Substation EA***073Y |  | 10 kV | _ | LV | 400 kVA :Building Structure | 0.4 | --> | 0.4 | 0 | 0 | Constrained, otherwise capacity available =320 kVA | --> | 0.38 | 0 | 0 | 0 | 0 | Constrained, otherwise capacity available =370 kW | --> | C20 ex CLONSHAUGH | Clonshaugh [T41,T42] | FINGLAS |  | 53.4069 | -6.2174
038106Y | MV/LV Substation LI***106Y |  | 10 kV | _ | LV | 400 kVA :Kiosk Substation | 0.4 | --> | 0.4 | 0 | 0 | Constrained, otherwise capacity available =313 kVA | --> | 0.38 | 0 | 0 | 0 | 0 | Constrained, otherwise capacity available =371 kW | --> | C15 ex GORT | Gort [T41,T42] | ENNIS |  | 53.0688 | -8.82
266757 | MV/LV Substation BA***757 |  | 20 kV | _ | LV | 200 kVA :Pole Substation | 0.2 | --> | 0.2 | 0 | 0 | Constrained, otherwise capacity available =112 kVA | --> | 0.19 | 0 | 0 | 0 | 0 | Constrained, otherwise capacity available =178 kW | --> | E18 ex CARNDONAGH | Carndonagh [T421,T422] | TRILLICK |  | 55.2515 | -7.2595
162182X | MV/LV Substation HA***182X |  | 10 kV | _ | LV | 100 kVA :Pole Substation | 0.1 | --> | 0.1 | 0.078 | 7.25 |  | --> | 0.095 | 0 | 0 | 0 | 0 | Constrained, otherwise capacity available =92 kW | --> | C18 ex CONVOY | Convoy [T41,T42] | LETTERKENNY |  | 54.8623 | -7.6583
017005 | MV/LV Substation MO***005 |  | 10 kV | _ | LV | 100 kVA :Pole Substation | 0.1 | --> | 0.1 | 0.057 | 1.05 |  | --> | 0.095 | 0 | 0 | 0 | 0 | Constrained, otherwise capacity available =89 kW | --> | C19 ex NEWCASTLEWEST | Newcastlewest [T41,T42] | RATHKEALE |  | 52.3992 | -9.0028
093260 | MV/LV Substation BA***260 |  | 10 kV | _ | LV | 400 kVA :Kiosk Substation | 0.4 | --> | 0.4 | 0.223 | 2.86 |  | --> | 0.38 | 0 | 0.013 | 0.346 | 0 |  | --> | C18 ex BALLYMUN | Ballymun [T41,T42] | FINGLAS |  | 53.3854 | -6.2899
0154422 | MV/LV Substation CA***4422 |  | 10 kV | _ | LV | 400 kVA :Kiosk Substation | 0.4 | --> | 0.4 | 0 | 0 | Constrained, otherwise capacity available =400 kVA | --> | 0.38 | 0 | 0 | 0 | 0 | Constrained, otherwise capacity available =380 kW | --> | C18 ex SALLINS | Sallins [T41,T42] | GRIFFINRATH |  | 53.3001 | -6.6867
066645X | MV/LV Substation MI***645X |  | 20 kV | _ | LV | 50 kVA :Pole Substation | 0.05 | --> | 0.05 | 0 | 0 | Constrained, otherwise capacity available =33 kVA | --> | 0.048 | 0 | 0 | 0 | 0 | Constrained, otherwise capacity available =45 kW | --> | E15 ex BATTER LANE TEMPORARY | Batter Lane Temporary 38kv [T421] | GLASMORE |  | 53.5254 | -6.1885
164769 | MV/LV Substation RI***769 |  | 10 kV | _ | LV | 200 kVA :Pole Substation | 0.2 | --> | 0.2 | 0 | 0 | Constrained, otherwise capacity available =190 kVA | --> | 0.19 | 0 | 0.005 | 0 | 0 | Constrained, otherwise capacity available =185 kW | --> | C17 ex SKIBBEREEN | Skibbereen [T41,T42] | DUNMANWAY |  | 51.5483 | -9.1773
062385 | MV/LV Substation D/***385 |  | 20 kV | _ | LV | 100 kVA :Pole Substation | 0.1 | --> | 0.1 | 0.084 | 4.25 |  | --> | 0.095 | 0 | 0.003 | 0 | 0 | Constrained, otherwise capacity available =91 kW | --> | E15 ex JENKINSTOWN | Jenkinstown [T421,T422] | DUNDALK |  | 54.0581 | -6.3559
363086 | MV/LV Substation BA***086 |  | 20 kV | _ | LV | 50 kVA :Pole Substation | 0.05 | --> | 0.05 | 0.042 | 3.25 |  | --> | 0.048 | 0 | 0 | 0 | 0 | Constrained, otherwise capacity available =46 kW | --> | E16 ex BALLYBUNION | Ballybunion [T421,T422] | TRIEN |  | 52.4913 | -9.6723
017977X | MV/LV Substation KY***977X |  | 20 kV | _ | LV | 200 kVA :Kiosk Substation | 0.2 | --> | 0.2 | 0.16 | 1.98 |  | --> | 0.19 | 0 | 0 | 0 | 0 | Constrained, otherwise capacity available =184 kW | --> | E14 ex RATHKEALE | Rathkeale [T421,T422] | RATHKEALE |  | 52.5184 | -8.7131
248983 | MV/LV Substation BA***983 |  | 20 kV | _ | LV | 200 kVA :Pole Substation | 0.2 | --> | 0.2 | 0 | 0 | Constrained, otherwise capacity available =199 kVA | --> | 0.19 | 0 | 0 | 0 | 0 | Constrained, otherwise capacity available =190 kW | --> | E19 ex KILCOCK | Kilcock [T421,T422] | GRIFFINRATH |  | 53.353 | -6.6673
0644428 | MV/LV Substation DU***4428 |  | 20 kV | _ | LV | 630 kVA :Building Structure | 0.63 | --> | 0.63 | 0 | 0 | Constrained, otherwise capacity available =526 kVA | --> | 0.598 | 0 | 0 | 0 | 0 | Constrained, otherwise capacity available =584 kW | --> | E15 ex DULEEK | Duleek [T421,T422] | DRYBRIDGE |  | 53.6636 | -6.4081
1564152 | MV/LV Substation BA***4152 |  | 20 kV | _ | LV | 50 kVA :Pole Substation | 0.05 | --> | 0.05 | 0.036 | 2.47 |  | --> | 0.048 | 0 | 0.025 | 0 | 0 | Constrained, otherwise capacity available =27 kW | --> | E13 ex TELAYDON | Telaydon [T42,T421] | LISDRUM |  | 54.3161 | -7.107
142029 | MV/LV Substation AT***029 |  | 10 kV | _ | LV | 50 kVA :Pole Substation | 0.05 | --> | 0.05 | 0 | 0 | Constrained, otherwise capacity available =46 kVA | --> | 0.048 | 0 | 0.011 | 0 | 0 | Constrained, otherwise capacity available =39 kW | --> | C17 ex ATHENRY |  |  |  | 53.2927 | -8.743
0824357 | MV/LV Substation BE***4357 |  | 20 kV | _ | LV | 200 kVA :Kiosk Substation | 0.2 | --> | 0.2 | 0 | 0 | Constrained, otherwise capacity available =191 kVA | --> | 0.19 | 0 | 0 | 0 | 0 | Constrained, otherwise capacity available =189 kW | --> | E16 ex ACADEMY STREET | Academy Street [T421,T422,T44] | NAVAN |  | 53.5967 | -6.6914
052868Z | MV/LV Substation IC***868Z |  | 10 kV | _ | LV | 50 kVA :Pole Substation | 0.05 | --> | 0.05 | 0 | 0 | Constrained, otherwise capacity available =42 kVA | --> | 0.048 | 0 | 0 | 0 | 0 | Constrained, otherwise capacity available =46 kW | --> | C12 ex DELVIN | Delvin [T41,T42] | MULLINGAR |  | 53.5965 | -7.068
055015 | MV/LV Substation SA***015 |  | 10 kV | _ | LV | 200 kVA :Pole Substation | 0.2 | --> | 0.2 | 0 | 0 | Constrained, otherwise capacity available =74 kVA | --> | 0.19 | 0 | 0.008 | 0 | 0 | Constrained, otherwise capacity available =166 kW | --> | C17 ex ROSCREA | Roscrea [T41,T42] | IKERRIN |  | 52.9404 | -7.7899
1614056 | MV/LV Substation AI***4056 |  | 20 kV | _ | LV | 100 kVA :Pole Substation | 0.1 | --> | 0.1 | 0 | 0 | Constrained, otherwise capacity available =39 kVA | --> | 0.095 | 0 | 0 | 0 | 0 | Constrained, otherwise capacity available =86 kW | --> | C12 ex SPIDDAL |  |  |  | 53.2474 | -9.3693
069556 | MV/LV Substation BL***556 |  | 10 kV | _ | LV | 400 kVA :Building Structure | 0.4 | --> | 0.4 | 0.362 | 3 |  | --> | 0.38 | 0 | 0.007 | 0.37 | 0 |  | --> | C34 ex INCHICORE CENTRAL | Inchicore Central [T43,T45] | INCHICORE 220KV |  | 53.3304 | -6.3395
068362X | MV/LV Substation TH***362X |  | 10 kV | _ | LV | 1000 kVA :Building Structure | 1 | --> | 1 | 0.5 | 9.99 |  | --> | 0.95 | 0 | 0 | 0.5 | 0 |  | --> | C24 ex HAROLDS CROSS | Harolds Cross [T101,T102] | POOLBEG |  | 53.333 | -6.2623
0374014 | MV/LV Substation CO***4014 |  | 20 kV | _ | LV | 100 kVA :Pole Substation | 0.1 | --> | 0.1 | 0 | 0 | Constrained, otherwise capacity available =100 kVA | --> | 0.095 | 0 | 0 | 0 | 0 | Constrained, otherwise capacity available =95 kW | --> | C11 ex ENNIS NORTH | Ennis North [T41,T42] | ENNIS |  | 52.9429 | -9.0613
281288 | MV/LV Substation CL***288 |  | 20 kV | _ | LV | 50 kVA :Pole Substation | 0.05 | --> | 0.05 | 0.039 | 17.47 |  | --> | 0.048 | 0 | 0.01 | 0.038 | 0 |  | --> | E13 ex COOLROE | Coolroe [T121,T122] | COOLROE |  | 51.8494 | -8.6858
050735X | MV/LV Substation TO***735X |  | 20 kV | _ | LV | 50 kVA :Pole Substation | 0.05 | --> | 0.05 | 0.04 | 6.49 |  | --> | 0.048 | 0 | 0.005 | 0 | 0 | Constrained, otherwise capacity available =42 kW | --> | C22 ex BUSHFIELD | Bushfield [T41,T42] | ATHLONE |  | 53.4962 | -7.8523
002074X | MV/LV Substation PR***074X |  | 10 kV | _ | LV | 400 kVA :Kiosk Substation | 0.4 | --> | 0.4 | 0.358 | 2.36 |  | --> | 0.38 | 0 | 0.006 | 0.37 | 0 |  | --> | C19 ex BRAY | Bray [T41,T42] | FASSAROE |  | 53.1926 | -6.1028
0094007 | MV/LV Substation LI***4007 |  | 10 kV | _ | LV | 400 kVA :Building Structure | 0.4 | --> | 0.4 | 0.36 | 8.16 |  | --> | 0.38 | 0 | 0 | 0 | 0 | Constrained, otherwise capacity available =374 kW | --> | C13 ex MOUNT MISERY | Mount Misery [T41,T42] | WATERFORD |  | 52.2649 | -7.1006
0144301 | MV/LV Substation BE***4301 |  | 10 kV | _ | LV | 400 kVA :Kiosk Substation | 0.4 | --> | 0.4 | 0 | 0 | Constrained, otherwise capacity available =305 kVA | --> | 0.38 | 0 | 0.171 | 0 | 0 | Constrained, otherwise capacity available =240 kW | --> | C14 ex ATHGARVAN | Athgarvan [T41,T44] | NEWBRIDGE |  | 53.1724 | -6.7879
063583 | MV/LV Substation NE***583 |  | 10 kV | _ | LV | 100 kVA :Pole Substation | 0.1 | --> | 0.1 | 0 | 0 | Constrained, otherwise capacity available =55 kVA | --> | 0.095 | 0 | 0 | 0 | 0 | Constrained, otherwise capacity available =89 kW | --> | C16 ex STICKILLEN | Stickillen [T41,T42] | DRYBRIDGE |  | 53.79 | -6.4786
019064X | MV/LV Substation FA***064X |  | 10 kV | _ | LV | 400 kVA :Kiosk Substation | 0.4 | --> | 0.4 | 0.235 | 2.18 |  | --> | 0.38 | 0 | 0.024 | 0 | 0 | Constrained, otherwise capacity available =339 kW | --> | C17 ex BALLYRICKARD | Ballyrickard [T41,T42] | TRALEE |  | 52.2718 | -9.7245
281645 | MV/LV Substation PR***645 |  | 10 kV | _ | LV | 50 kVA :Pole Substation | 0.05 | --> | 0.05 | 0 | 0 | Constrained, otherwise capacity available =33 kVA | --> | 0.048 | 0 | 0.015 | 0 | 0 | Constrained, otherwise capacity available =34 kW | --> | C18 ex DOUGLAS | Douglas [T41,T42] | TRABEG |  | 51.8624 | -8.4043
034942X | MV/LV Substation CO***942X |  | 20 kV | _ | LV | 200 kVA :Kiosk Substation | 0.2 | --> | 0.2 | 0.106 | 0.57 |  | --> | 0.19 | 0 | 0 | 0 | 0 | Constrained, otherwise capacity available =177 kW | --> | E19 ex LAWLESSTOWN | Lawlesstown [T42,T421] | DOON |  | 52.5068 | -7.6882
046262X | MV/LV Substation CL***262X |  | 10 kV | _ | LV | 630 kVA :Kiosk Substation | 0.63 | --> | 0.63 | 0.477 | 5.48 |  | --> | 0.598 | 0 | 0 | 0.5 | 0 |  | --> | C11 ex BALLYTIVNAN | Ballytivnan [T41,T42] | SLIGO |  | 54.2825 | -8.4604
0044089 | MV/LV Substation BA***4089 |  | 10 kV | _ | LV | 400 kVA :Building Structure | 0.4 | --> | 0.4 | 0.4 | 18.08 |  | --> | 0.38 | 0 | 0 | 0.38 | 0 |  | --> | C22 ex ARKLOW | Arklow [T101,T102] | ARKLOW |  | 52.7944 | -6.1897
055902 | MV/LV Substation RA***902 |  | 10 kV | _ | LV | 400 kVA :Kiosk Substation | 0.4 | --> | 0.4 | 0 | 0 | Constrained, otherwise capacity available =345 kVA | --> | 0.38 | 0 | 0 | 0 | 0 | Constrained, otherwise capacity available =372 kW | --> | C17 ex ROSCREA | Roscrea [T41,T42] | IKERRIN |  | 52.9585 | -7.7613
0684608 | MV/LV Substation G.***4608 |  | 10 kV | _ | LV | 1000 kVA :Building Structure | 1 | --> | 1 | 0.5 | 2.6 |  | --> | 0.95 | 0 | 0 | 0.5 | 0 |  | --> | C22 ex WOLFE TONE STREET | Wolfe Tone Street [T101,T102] | FINGLAS |  | 53.3489 | -6.2617
137858 | MV/LV Substation PI***858 |  | 10 kV | _ | LV | 50 kVA :Pole Substation | 0.05 | --> | 0.05 | 0.016 | 2 |  | --> | 0.048 | 0 | 0 | 0 | 0 | Constrained, otherwise capacity available =43 kW | --> | C14 ex CAUSEWAY | Causeway [T41,T42] | TRALEE |  | 52.411 | -9.713
022727X | MV/LV Substation HA***727X |  | 10 kV | _ | LV | 200 kVA :Kiosk Substation | 0.2 | --> | 0.2 | 0 | 0 | Constrained, otherwise capacity available =193 kVA | --> | 0.19 | 0 | 0.009 | 0 | 0 | Constrained, otherwise capacity available =182 kW | --> | C15 ex SCARTEEN | Scarteen [T41,T42] | MALLOW |  | 52.1081 | -8.6911
136839Y | MV/LV Substation GO***839Y |  | 10 kV | _ | LV | 400 kVA :Kiosk Substation | 0.4 | --> | 0.4 | 0 | 0 | Constrained, otherwise capacity available =329 kVA | --> | 0.38 | 0 | 0.011 | 0 | 0 | Constrained, otherwise capacity available =362 kW | --> | C13 ex ROSCOMMON | Roscommon [T41,T42] | LANESBORO |  | 53.6285 | -8.1883
054418Y | MV/LV Substation CO***418Y |  | 20 kV | _ | LV | 200 kVA :Kiosk Substation | 0.2 | --> | 0.2 | 0 | 0 | Constrained, otherwise capacity available =192 kVA | --> | 0.19 | 0 | 0 | 0 | 0 | Constrained, otherwise capacity available =189 kW | --> | E17 ex PORTLAOISE | Portlaoise [T423,T424] | PORTLAOISE |  | 53.0148 | -7.3056
037150 | MV/LV Substation SH***150 |  | 10 kV | _ | LV | 400 kVA :Kiosk Substation | 0.4 | --> | 0.4 | 0.317 | 13.05 |  | --> | 0.38 | 0 | 0.004 | 0.366 | 0 |  | --> | C17 ex ENNIS | Ennis [T101,T102] | ENNIS |  | 52.8476 | -8.9963
005046Y | MV/LV Substation ME***046Y |  | 10 kV | _ | LV | 400 kVA :Kiosk Substation | 0.4 | --> | 0.4 | 0.378 | 3.03 |  | --> | 0.38 | 0 | 0 | 0 | 0 | Constrained, otherwise capacity available =377 kW | --> | C17 ex RAMSTOWN | Ramstown [T41,T42] | CRANE |  | 52.668 | -6.2961
034992 | MV/LV Substation CL***992 |  | 10 kV | _ | LV | 100 kVA :Pole Substation | 0.1 | --> | 0.1 | 0.078 | 0.95 |  | --> | 0.095 | 0 | 0 | 0 | 0 | Constrained, otherwise capacity available =92 kW | --> | C18 ex SPA ROAD | Spa Road [T41,T42] | DOON |  | 52.3681 | -7.5906
137743 | MV/LV Substation GL***743 |  | 10 kV | _ | LV | 100 kVA :Pole Substation | 0.1 | --> | 0.1 | 0.1 | 3.74 |  | --> | 0.095 | 0 | 0 | 0 | 0 | Constrained, otherwise capacity available =95 kW | --> | C12 ex KILFLYNN | Kilflynn [T41,T42] | TRALEE |  | 52.4141 | -9.6929
0524360 | MV/LV Substation CL***4360 |  | 10 kV | _ | LV | 100 kVA :Pole Substation | 0.1 | --> | 0.1 | 0.073 | 1.25 |  | --> | 0.095 | 0 | 0 | 0 | 0 | Constrained, otherwise capacity available =91 kW | --> | C17 ex LOUGHANALLA | Loughanalla [T41,T42] | MULLINGAR |  | 53.6833 | -7.3035
052662 | MV/LV Substation CA***662 |  | 20 kV | _ | LV | 200 kVA :Pole Substation | 0.2 | --> | 0.2 | 0.091 | 1.25 |  | --> | 0.19 | 0 | 0 | 0 | 0 | Constrained, otherwise capacity available =175 kW | --> | C16 ex LOUGHANALLA | Loughanalla [T41,T42] | MULLINGAR |  | 53.6648 | -7.2555
081045Z | MV/LV Substation KI***045Z |  | 10 kV | _ | LV | 50 kVA :Pole Substation | 0.05 | --> | 0.05 | 0 | 0 | Constrained, otherwise capacity available =49 kVA | --> | 0.048 | 0 | 0 | 0 | 0 | Constrained, otherwise capacity available =47 kW | --> | C19 ex CELBRIDGE | Celbridge [T41,T42] | GRIFFINRATH |  | 53.3251 | -6.5615
046914 | MV/LV Substation DR***914 |  | 10 kV | _ | LV | 100 kVA :Pole Substation | 0.1 | --> | 0.1 | 0.088 | 4.13 |  | --> | 0.095 | 0 | 0.008 | 0.088 | 0 |  | --> | C14 ex AGHAGAD | Aghagad [T41,T42] | SLIGO |  | 54.3411 | -8.5024
071876 | MV/LV Substation ZA***876 |  | 10 kV | _ | LV | 400 kVA :Kiosk Substation | 0.4 | --> | 0.4 | 0 | 0 | Constrained, otherwise capacity available =387 kVA | --> | 0.38 | 0 | 0 | 0.378 | 0 |  | --> | C22 ex GREYSTONES | Greystones [T41,T42] | FASSAROE |  | 53.128 | -6.0622
253370X | MV/LV Substation TH***370X |  | 10 kV | _ | LV | 200 kVA :Kiosk Substation | 0.2 | --> | 0.2 | 0 | 0 | Constrained, otherwise capacity available =168 kVA | --> | 0.19 | 0 | 0.025 | 0 | 0 | Constrained, otherwise capacity available =167 kW | --> | C12 ex TUAM SOUTH | Tuam South [T42] | CLOON |  | 53.5196 | -8.843
207253Y | MV/LV Substation KI***253Y |  | 10 kV | _ | LV | 200 kVA :Pole Substation | 0.2 | --> | 0.2 | 0.2 | 2.9 |  | --> | 0.19 | 0 | 0 | 0 | 0 | Constrained, otherwise capacity available =190 kW | --> | C18 ex GLENGOOLE | Glengoole [T42] | THURLES |  | 52.5686 | -7.6702
062142X | MV/LV Substation MI***142X |  | 20 kV | _ | LV | 100 kVA :Pole Substation | 0.1 | --> | 0.1 | 0.074 | 2.33 |  | --> | 0.095 | 0 | 0.005 | 0 | 0 | Constrained, otherwise capacity available =88 kW | --> | C18 ex DUNDALK | Dundalk [T41,T42] | DUNDALK |  | 54.0197 | -6.4314
065387Z | MV/LV Substation DU***387Z |  | 20 kV | _ | LV | 400 kVA :Kiosk Substation | 0.4 | --> | 0.4 | 0 | 0 | Constrained, otherwise capacity available =326 kVA | --> | 0.38 | 0 | 0.018 | 0 | 0 | Constrained, otherwise capacity available =356 kW | --> | E15 ex BATTER LANE TEMPORARY | Batter Lane Temporary 38kv [T421] | GLASMORE |  | 53.5241 | -6.1787
0214378 | MV/LV Substation MI***4378 |  | 20 kV | _ | LV | 400 kVA :Kiosk Substation | 0.4 | --> | 0.4 | 0 | 0 | Constrained, otherwise capacity available =399 kVA | --> | 0.38 | 0 | 0 | 0 | 0 | Constrained, otherwise capacity available =380 kW | --> | E18 ex CURRALEIGH | Curraleigh [T421,T422] | KILBARRY |  | 51.9078 | -8.5604
075287Y | MV/LV Substation BA***287Y |  | 20 kV | _ | LV | 50 kVA :Pole Substation | 0.05 | --> | 0.05 | 0.05 | 17.8 |  | --> | 0.048 | 0 | 0 | 0.048 | 0 |  | --> | E13 ex BANOGE | Banoge [T121,T122] | BANOGE |  | 52.5373 | -6.2498
2484143 | MV/LV Substation SU***4143 |  | 20 kV | _ | LV | 400 kVA :Building Structure | 0.4 | --> | 0.4 | 0 | 0 | Constrained, otherwise capacity available =295 kVA | --> | 0.38 | 0 | 0 | 0 | 0 | Constrained, otherwise capacity available =366 kW | --> | E19 ex KILCOCK | Kilcock [T421,T422] | GRIFFINRATH |  | 53.4011 | -6.6662
1424135 | MV/LV Substation NE***4135 |  | 20 kV | _ | LV | 50 kVA :Pole Substation | 0.05 | --> | 0.05 | 0 | 0 | Constrained, otherwise capacity available =50 kVA | --> | 0.048 | 0 | 0 | 0 | 0 | Constrained, otherwise capacity available =48 kW | --> | E23 ex ATHENRY | Athenry [T423] | GALWAY 110KV |  | 53.3057 | -8.4841
118111 | MV/LV Substation MO***111 |  | 20 kV | _ | LV | 50 kVA :Pole Substation | 0.05 | --> | 0.05 | 0 | 0 | Constrained, otherwise capacity available =44 kVA | --> | 0.048 | 0 | 0 | 0 | 0 | Constrained, otherwise capacity available =47 kW | --> | E15 ex CREAGH | Creagh [T421,T422] | ATHLONE |  | 53.332 | -8.0944
116751X | MV/LV Substation CI***751X |  | 10 kV | _ | LV | 400 kVA :Building Structure | 0.4 | --> | 0.4 | 0.348 | 7.32 |  | --> | 0.38 | 0 | 0 | 0.373 | 0 |  | --> | C11 ex CARROWBEG | Carrowbeg [T41,T42] | CARROWBEG |  | 53.8001 | -9.5465
033187 | MV/LV Substation KE***187 |  | 20 kV | _ | LV | 50 kVA :Pole Substation | 0.05 | --> | 0.05 | 0 | 0 | Constrained, otherwise capacity available =40 kVA | --> | 0.048 | 0 | 0 | 0 | 0 | Constrained, otherwise capacity available =46 kW | --> | C18 ex DEERPARK | Deerpark [T41,T42] | BALLYDINE |  | 52.4245 | -7.4088
136800Y | MV/LV Substation GO***800Y |  | 20 kV | _ | LV | 50 kVA :Pole Substation | 0.05 | --> | 0.05 | 0 | 0 | Constrained, otherwise capacity available =48 kVA | --> | 0.048 | 0 | 0 | 0 | 0 | Constrained, otherwise capacity available =47 kW | --> | C17 ex ROSCOMMON | Roscommon [T41,T42] | LANESBORO |  | 53.6074 | -8.2623
049479Z | MV/LV Substation MO***479Z |  | 20 kV | _ | LV | 630 kVA :Building Structure | 0.63 | --> | 0.63 | 0.213 | 0.21 | Constrained, otherwise capacity available =349 kVA | --> | 0.598 | 0 | 0 | 0 | 0 | Constrained, otherwise capacity available =559 kW | --> | E12 ex LONGFORD | Longford [T421,T422] | RICHMOND |  | 53.822 | -7.7719
1424007 | MV/LV Substation LA***4007 |  | 20 kV | _ | LV | 50 kVA :Pole Substation | 0.05 | --> | 0.05 | 0 | 0 | Constrained, otherwise capacity available =50 kVA | --> | 0.048 | 0 | 0 | 0 | 0 | Constrained, otherwise capacity available =48 kW | --> | E23 ex ATHENRY | Athenry [T423] | GALWAY 110KV |  | 53.2993 | -8.6285
099365X | MV/LV Substation TH***365X |  | 10 kV | _ | LV | 400 kVA :Kiosk Substation | 0.4 | --> | 0.4 | 0.346 | 2.96 |  | --> | 0.38 | 0 | 0.032 | 0 | 0 | Constrained, otherwise capacity available =349 kW | --> | C21 ex BALLYRAINE | Ballyraine [T41,T42] | LETTERKENNY |  | 54.963 | -7.6901
158895X | MV/LV Substation MI***895X |  | 10 kV | _ | LV | 400 kVA :Kiosk Substation | 0.4 | --> | 0.4 | 0.228 | 0.83 |  | --> | 0.38 | 0 | 0.002 | 0 | 0 | Constrained, otherwise capacity available =354 kW | --> | C18 ex MILLTOWN MALBAY | Milltown Malbay [T42] | TULLABRACK |  | 52.855 | -9.3997
0324238 | MV/LV Substation GR***4238 |  | 20 kV | _ | LV | 50 kVA :Pole Substation | 0.05 | --> | 0.05 | 0 | 0 | Constrained, otherwise capacity available =50 kVA | --> | 0.048 | 0 | 0 | 0 | 0 | Constrained, otherwise capacity available =48 kW | --> | C19 ex TRAMORE | Tramore [T41,T42] | BUTLERSTOWN |  | 52.1547 | -7.0216
248716X | MV/LV Substation CH***716X |  | 20 kV | _ | LV | 400 kVA :Kiosk Substation | 0.4 | --> | 0.4 | 0 | 0 | Constrained, otherwise capacity available =297 kVA | --> | 0.38 | 0 | 0.041 | 0 | 0 | Constrained, otherwise capacity available =335 kW | --> | E19 ex KILCOCK | Kilcock [T421,T422] | GRIFFINRATH |  | 53.3934 | -6.6732
046366X | MV/LV Substation ID***366X |  | 10 kV | _ | LV | 630 kVA :Building Structure | 0.63 | --> | 0.63 | 0 | 0 | Constrained, otherwise capacity available =587 kVA | --> | 0.598 | 0 | 0 | 0.5 | 0 |  | --> | C15 ex FINISKLIN | Finisklin [T41,T42] | SLIGO |  | 54.2786 | -8.505
099399 | MV/LV Substation MC***399 |  | 10 kV | _ | LV | 50 kVA :Pole Substation | 0.05 | --> | 0.05 | 0 | 0 | Constrained, otherwise capacity available =40 kVA | --> | 0.048 | 0 | 0 | 0 | 0 | Constrained, otherwise capacity available =46 kW | --> | C20 ex CULLION | Cullion [T41,T42] | LETTERKENNY |  | 54.9244 | -7.6948
009332 | MV/LV Substation GO***332 |  | 10 kV | _ | LV | 630 kVA :Building Structure | 0.63 | --> | 0.63 | 0.5 | 3.82 |  | --> | 0.598 | 0 | 0 | 0 | 0 | Constrained, otherwise capacity available =594 kW | --> | C20 ex WATERFORD | Waterford [T41,T42] | WATERFORD |  | 52.2622 | -7.1202
019003 | MV/LV Substation ST***003 |  | 10 kV | _ | LV | 400 kVA :Kiosk Substation | 0.4 | --> | 0.4 | 0.018 | 2.18 |  | --> | 0.38 | 0 | 0.019 | 0 | 0 | Constrained, otherwise capacity available =310 kW | --> | C18 ex BALLYRICKARD | Ballyrickard [T41,T42] | TRALEE |  | 52.2693 | -9.7099
032013 | MV/LV Substation NE***013 |  | 10 kV | _ | LV | 200 kVA :Kiosk Substation | 0.2 | --> | 0.2 | 0 | 0 | Constrained, otherwise capacity available =135 kVA | --> | 0.19 | 0 | 0.036 | 0 | 0 | Constrained, otherwise capacity available =154 kW | --> | C12 ex TRAMORE | Tramore [T41,T42] | BUTLERSTOWN |  | 52.1554 | -7.1664
0644414 | MV/LV Substation BA***4414 |  | 10 kV | _ | LV | 630 kVA :Kiosk Substation | 0.63 | --> | 0.63 | 0 | 0 | Constrained, otherwise capacity available =535 kVA | --> | 0.598 | 0 | 0.027 | 0 | 0 | Constrained, otherwise capacity available =565 kW | --> | C22 ex TERMONFECKIN ROAD | Termonfeckin Road [T41,T42] | DRYBRIDGE |  | 53.7371 | -6.3481
031653 | MV/LV Substation BA***653 |  | 20 kV | _ | LV | 100 kVA :Pole Substation | 0.1 | --> | 0.1 | 0 | 0 | Constrained, otherwise capacity available =86 kVA | --> | 0.095 | 0 | 0.005 | 0 | 0 | Constrained, otherwise capacity available =89 kW | --> | E17 ex SPRINGS | Springs [T421,T422] | DUNGARVAN |  | 52.1009 | -7.5828
0814418 | MV/LV Substation TH***4418 |  | 20 kV | _ | LV | 1000 kVA :Building Structure | 1 | --> | 1 | 0 | 0 | Constrained, otherwise capacity available =1000 kVA | --> | 0.95 | 0 | 0.005 | 0.5 | 0 |  | --> | E21 ex ADAMSTOWN | Adamstown [T121,T122] | INCHICORE 220KV |  | 53.3316 | -6.4081
077616 | MV/LV Substation KI***616 |  | 20 kV | _ | LV | 50 kVA :Pole Substation | 0.05 | --> | 0.05 | 0 | 0 | Constrained, otherwise capacity available =44 kVA | --> | 0.048 | 0 | 0 | 0 | 0 | Constrained, otherwise capacity available =47 kW | --> | E16 ex PATRICKSWELL | Patrickswell [T421,T422] | LIMERICK |  | 52.5897 | -8.767
1114191 | MV/LV Substation DU***4191 |  | 10 kV | _ | LV | 50 kVA :Pole Substation | 0.05 | --> | 0.05 | 0 | 0 | Constrained, otherwise capacity available =39 kVA | --> | 0.048 | 0 | 0 | 0 | 0 | Constrained, otherwise capacity available =46 kW | --> | C15 ex BANTRY | Bantry [T41,T42] | BALLYLICKY |  | 51.6948 | -9.4369
037608X | MV/LV Substation AB***608X |  | 10 kV | _ | LV | 400 kVA :Kiosk Substation | 0.4 | --> | 0.4 | 0 | 0 | Constrained, otherwise capacity available =260 kVA | --> | 0.38 | 0 | 0.053 | 0 | 0 | Constrained, otherwise capacity available =321 kW | --> | C15 ex CAHIRCALLA | Cahircalla [T41,T42] | ENNIS |  | 52.8318 | -8.9735
405202 | MV/LV Substation MA***202 |  | 20 kV | _ | LV | 200 kVA :Pole Substation | 0.2 | --> | 0.2 | 0.066 | 3.03 |  | --> | 0.19 | 0 | 0.003 | 0 | 0 | Constrained, otherwise capacity available =169 kW | --> | E12 ex MOVILLE | Moville [T421,T422] | TRILLICK |  | 55.1906 | -7.042
009701Y | MV/LV Substation S ***701Y |  | 10 kV | _ | LV | 50 kVA :Pole Substation | 0.05 | --> | 0.05 | 0 | 0 | Constrained, otherwise capacity available =49 kVA | --> | 0.048 | 0 | 0 | 0 | 0 | Constrained, otherwise capacity available =47 kW | --> | C15 ex GRANAGH | Granagh [T41,T42] | WATERFORD |  | 52.321 | -7.1501
162194X | MV/LV Substation MA***194X |  | 10 kV | _ | LV | 200 kVA :Kiosk Substation | 0.2 | --> | 0.2 | 0.143 | 7.25 |  | --> | 0.19 | 0 | 0.003 | 0 | 0 | Constrained, otherwise capacity available =180 kW | --> | C17 ex CONVOY | Convoy [T41,T42] | LETTERKENNY |  | 54.8621 | -7.6638
281623Z | MV/LV Substation LA***623Z |  | 10 kV | _ | LV | 1000 kVA :Building Structure | 1 | --> | 1 | 0.5 | 7.88 |  | --> | 0.95 | 0 | 0 | 0.5 | 0 |  | --> | C23 ex LIBERTY STREET | Liberty Street [T101,T102] | LIBERTY STREET |  | 51.899 | -8.4653
2814269 | MV/LV Substation CU***4269 |  | 20 kV | _ | LV | 400 kVA :Building Structure | 0.4 | --> | 0.4 | 0 | 0 | Constrained, otherwise capacity available =312 kVA | --> | 0.38 | 0 | 0 | 0 | 0 | Constrained, otherwise capacity available =368 kW | --> | C15 ex KILMONEY | Kilmoney [T41,T42] | TRABEG |  | 51.7695 | -8.4946
066061X | MV/LV Substation ST***061X |  | 10 kV | _ | LV | 630 kVA :Kiosk Substation | 0.63 | --> | 0.63 | 0 | 0 | Constrained, otherwise capacity available =467 kVA | --> | 0.598 | 0 | 0.011 | 0.5 | 0 |  | --> | C17 ex HOWTH JUNCTION | Howth Junction [T41,T42] | GRANGE (DR) |  | 53.389 | -6.1599
089011X | MV/LV Substation IN***011X |  | 20 kV | _ | LV | 400 kVA :Kiosk Substation | 0.4 | --> | 0.4 | 0.339 | 3.56 |  | --> | 0.38 | 0 | 0 | 0 | 0 | Constrained, otherwise capacity available =372 kW | --> | E20 ex ENNISCRONE | Enniscrone [T421,T422] | MOY |  | 54.2135 | -9.0911
058040X | MV/LV Substation CA***040X |  | 10 kV | _ | LV | 200 kVA :Kiosk Substation | 0.2 | --> | 0.2 | 0.194 | 3 |  | --> | 0.19 | 0 | 0.01 | 0 | 0 | Constrained, otherwise capacity available =182 kW | --> | C21 ex NENAGH | Nenagh [T41,T42] | NENAGH |  | 52.892 | -8.3924
405201 | MV/LV Substation RO***201 |  | 20 kV | _ | LV | 200 kVA :Pole Substation | 0.2 | --> | 0.2 | 0.119 | 3.03 |  | --> | 0.19 | 0 | 0.015 | 0 | 0 | Constrained, otherwise capacity available =168 kW | --> | E12 ex MOVILLE | Moville [T421,T422] | TRILLICK |  | 55.1929 | -7.0405
003166 | MV/LV Substation TH***166 |  | 10 kV | _ | LV | 200 kVA :Kiosk Substation | 0.2 | --> | 0.2 | 0.118 | 11.58 |  | --> | 0.19 | 0 | 0.027 | 0 | 0 | Constrained, otherwise capacity available =159 kW | --> | C17 ex BALLYBEG | Ballybeg [T101,T102] | CARRICKMINES |  | 52.9472 | -6.0246
158288 | MV/LV Substation CL***288 |  | 10 kV | _ | LV | 50 kVA :Pole Substation | 0.05 | --> | 0.05 | 0.047 | 0.83 |  | --> | 0.048 | 0 | 0 | 0 | 0 | Constrained, otherwise capacity available =47 kW | --> | C15 ex MILLTOWN MALBAY | Milltown Malbay [T42] | TULLABRACK |  | 52.7955 | -9.4406
142767X | MV/LV Substation AS***767X |  | 20 kV | _ | LV | 400 kVA :Kiosk Substation | 0.4 | --> | 0.4 | 0 | 0 | Constrained, otherwise capacity available =359 kVA | --> | 0.38 | 0 | 0.039 | 0 | 0 | Constrained, otherwise capacity available =346 kW | --> | E23 ex ATHENRY | Athenry [T423] | GALWAY 110KV |  | 53.2756 | -8.6405
022658X | MV/LV Substation CA***658X |  | 10 kV | _ | LV | 50 kVA :Pole Substation | 0.05 | --> | 0.05 | 0.041 | 2.24 |  | --> | 0.048 | 0 | 0 | 0 | 0 | Constrained, otherwise capacity available =46 kW | --> | C19 ex CASTLETOWNROCHE | Castletownroche [T41] | MALLOW |  | 52.1721 | -8.4627
182686 | MV/LV Substation OC***686 |  | 20 kV | _ | LV | 200 kVA :Pole Substation | 0.2 | --> | 0.2 | 0 | 0 | Constrained, otherwise capacity available =174 kVA | --> | 0.19 | 0 | 0.011 | 0 | 0 | Constrained, otherwise capacity available =178 kW | --> | C16 ex TULLA | Tulla [T41,T42] | ENNIS |  | 52.8423 | -8.6845
012885 | MV/LV Substation TH***885 |  | 10 kV | _ | LV | 400 kVA :Kiosk Substation | 0.4 | --> | 0.4 | 0 | 0 | Constrained, otherwise capacity available =313 kVA | --> | 0.38 | 0 | 0.034 | 0 | 0 | Constrained, otherwise capacity available =343 kW | --> | C17 ex POLLERTON | Pollerton [T41,T42] | CARLOW |  | 52.847 | -6.9302
158836X | MV/LV Substation EN***836X |  | 10 kV | _ | LV | 50 kVA :Pole Substation | 0.05 | --> | 0.05 | 0.045 | 0.83 |  | --> | 0.048 | 0 | 0 | 0 | 0 | Constrained, otherwise capacity available =47 kW | --> | C17 ex MILLTOWN MALBAY | Milltown Malbay [T42] | TULLABRACK |  | 52.853 | -9.3937
204999 | MV/LV Substation TU***999 |  | 20 kV | _ | LV | 50 kVA :Pole Substation | 0.05 | --> | 0.05 | 0 | 0 | Constrained, otherwise capacity available =47 kVA | --> | 0.048 | 0 | 0.006 | 0 | 0 | Constrained, otherwise capacity available =43 kW | --> | E17 ex BUNCRANA | Buncrana [T421,T422] | TRILLICK |  | 55.0871 | -7.246
055793X | MV/LV Substation DR***793X |  | 10 kV | _ | LV | 50 kVA :Pole Substation | 0.05 | --> | 0.05 | 0 | 0 | Constrained, otherwise capacity available =42 kVA | --> | 0.048 | 0 | 0 | 0 | 0 | Constrained, otherwise capacity available =46 kW | --> | C18 ex TEMPLEMORE | Templemore [T41,T42] | IKERRIN |  | 52.843 | -7.7238
0934077 | MV/LV Substation DU***4077 |  | 10 kV | _ | LV | 630 kVA :Building Structure | 0.63 | --> | 0.63 | 0 | 0 | Constrained, otherwise capacity available =630 kVA | --> | 0.598 | 0 | 0 | 0.5 | 0 |  | --> | C25 ex POPPINTREE | Poppintree [T101,T102] | FINGLAS |  | 53.4182 | -6.3133
281955Z | MV/LV Substation ST***955Z |  | 10 kV | _ | LV | 400 kVA :Kiosk Substation | 0.4 | --> | 0.4 | 0.397 | 6.78 |  | --> | 0.38 | 0 | 0 | 0.38 | 0 |  | --> | C26 ex CASTLEVIEW | Castleview [T101,T102] | CASTLEVIEW |  | 51.8884 | -8.3937
154242 | MV/LV Substation SP***242 |  | 10 kV | _ | LV | 630 kVA :Kiosk Substation | 0.63 | --> | 0.63 | 0 | 0 | Constrained, otherwise capacity available =573 kVA | --> | 0.598 | 0 | 0.025 | 0.5 | 0 |  | --> | C20 ex COLLEGE PARK | College Park [T101,T102,T103] | COLLEGE PARK |  | 53.3884 | -6.3841
069488 | MV/LV Substation CR***488 |  | 10 kV | _ | LV | 400 kVA :Kiosk Substation | 0.4 | --> | 0.4 | 0.4 | 4.47 |  | --> | 0.38 | 0 | 0 | 0.38 | 0 |  | --> | C18 ex TEMPLEOGUE | Templeogue [T41,T42] | MILLTOWN (DR) |  | 53.2889 | -6.3137
001086 | MV/LV Substation DU***086 |  | 10 kV | _ | LV | 400 kVA :Building Structure | 0.4 | --> | 0.4 | 0.192 | 13.42 |  | --> | 0.38 | 0 | 0.082 | 0.29 | 0 |  | --> | C18 ex POTTERY ROAD | Pottery Road [T101,T102] | CARRICKMINES |  | 53.2807 | -6.1159
150697 | MV/LV Substation CA***697 |  | 20 kV | _ | LV | 50 kVA :Pole Substation | 0.05 | --> | 0.05 | 0.048 | 3.96 |  | --> | 0.048 | 0 | 0 | 0 | 0 | Constrained, otherwise capacity available =47 kW | --> | E18 ex STRANORLAR | Stranorlar [T421,T422] | LETTERKENNY |  | 54.7967 | -7.7341
009225X | MV/LV Substation TR***225X |  | 10 kV | _ | LV | 630 kVA :Kiosk Substation | 0.63 | --> | 0.63 | 0.498 | 0.53 |  | --> | 0.598 | 0 | 0.01 | 0 | 0 | Constrained, otherwise capacity available =573 kW | --> | C20 ex MANOR STREET | Manor Street [T41,T42] | WATERFORD |  | 52.2499 | -7.1161
243188X | MV/LV Substation FL***188X |  | 20 kV | _ | LV | 50 kVA :Pole Substation | 0.05 | --> | 0.05 | 0 | 0 | Constrained, otherwise capacity available =48 kVA | --> | 0.048 | 0 | 0 | 0 | 0 | Constrained, otherwise capacity available =47 kW | --> | E16 ex DINGLE | Dingle [T421,T422] | OUGHTRAGH |  | 52.1417 | -10.2173
067605Y | MV/LV Substation BA***605Y |  | 20 kV | _ | LV | 50 kVA :Pole Substation | 0.05 | --> | 0.05 | 0.05 | 13.8 |  | --> | 0.048 | 0 | 0 | 0.048 | 0 |  | --> | C14 ex SINGLAND | Singland [T101,T102] | SINGLAND |  | 52.6456 | -8.5668
288267X | MV/LV Substation PA***267X |  | 10 kV | _ | LV | 1000 kVA :Building Structure | 1 | --> | 1 | 0 | 0 | Constrained, otherwise capacity available =955 kVA | --> | 0.95 | 0 | 0 | 0.5 | 0 |  | --> | C14 ex CARRICKMINES | Carrickmines [T41,T42] | CARRICKMINES |  | 53.2598 | -6.2218
049867Y | MV/LV Substation CL***867Y |  | 20 kV | _ | LV | 50 kVA :Pole Substation | 0.05 | --> | 0.05 | 0.047 | 0.21 |  | --> | 0.048 | 0 | 0.004 | 0 | 0 | Constrained, otherwise capacity available =44 kW | --> | E12 ex LONGFORD | Longford [T421,T422] | RICHMOND |  | 53.8107 | -7.7749
127472X | MV/LV Substation RO***472X |  | 20 kV | _ | LV | 50 kVA :Pole Substation | 0.05 | --> | 0.05 | 0.042 | 5.89 |  | --> | 0.048 | 0 | 0 | 0 | 0 | Constrained, otherwise capacity available =46 kW | --> | C14 ex CASHEL | Cashel [T41,T42] | CAHIR |  | 52.6106 | -8.0023
055527Y | MV/LV Substation GL***527Y |  | 10 kV | _ | LV | 400 kVA :Kiosk Substation | 0.4 | --> | 0.4 | 0 | 0 | Constrained, otherwise capacity available =394 kVA | --> | 0.38 | 0 | 0 | 0 | 0 | Constrained, otherwise capacity available =379 kW | --> | C17 ex ROSCREA | Roscrea [T41,T42] | IKERRIN |  | 52.9454 | -7.7879
074107X | MV/LV Substation SI***107X |  | 20 kV | _ | LV | 50 kVA :Pole Substation | 0.05 | --> | 0.05 | 0.027 | 8.5 |  | --> | 0.048 | 0 | 0 | 0 | 0 | Constrained, otherwise capacity available =44 kW | --> | E14 ex ARIGNA | Arigna [T121] | ARIGNA |  | 54.0528 | -8.0404
206998 | MV/LV Substation CA***998 |  | 20 kV | _ | LV | 630 kVA :Kiosk Substation | 0.63 | --> | 0.63 | 0.424 | 1.6 |  | --> | 0.598 | 0 | 0.012 | 0 | 0 | Constrained, otherwise capacity available =561 kW | --> | E17 ex BELMULLET | Belmullet [T421] | BELLACORICK |  | 54.2235 | -9.9855
093296 | MV/LV Substation VI***296 |  | 10 kV | _ | LV | 400 kVA :Kiosk Substation | 0.4 | --> | 0.4 | 0 | 0 | Constrained, otherwise capacity available =344 kVA | --> | 0.38 | 0 | 0.003 | 0.37 | 0 |  | --> | C12 ex MERVILLE | Merville [T41,T42] | FINGLAS |  | 53.3829 | -6.3144
154056Z | MV/LV Substation RO***056Z |  | 10 kV | _ | LV | 200 kVA :Kiosk Substation | 0.2 | --> | 0.2 | 0 | 0 | Constrained, otherwise capacity available =135 kVA | --> | 0.19 | 0 | 0.034 | 0 | 0 | Constrained, otherwise capacity available =156 kW | --> | C13 ex COOLMINE | Coolmine [T41,T42] | FINGLAS |  | 53.3821 | -6.3931
001868 | MV/LV Substation ST***868 |  | 10 kV | _ | LV | 400 kVA :Kiosk Substation | 0.4 | --> | 0.4 | 0.297 | 1.55 |  | --> | 0.38 | 0 | 0.036 | 0.339 | 0 |  | --> | C11 ex MONKSTOWN | Monkstown [T41,T42] | BLACKROCK |  | 53.2881 | -6.1842
081571X | MV/LV Substation PA***571X |  | 10 kV | _ | LV | 200 kVA :Kiosk Substation | 0.2 | --> | 0.2 | 0 | 0 | Constrained, otherwise capacity available =124 kVA | --> | 0.19 | 0 | 0.03 | 0 | 0 | Constrained, otherwise capacity available =157 kW | --> | C13 ex PALMERSTOWN | Palmerstown [T41,T42] | FINGLAS |  | 53.3479 | -6.3812
017805X | MV/LV Substation TH***805X |  | 10 kV | _ | LV | 200 kVA :Kiosk Substation | 0.2 | --> | 0.2 | 0.16 | 1.58 |  | --> | 0.19 | 0 | 0.005 | 0 | 0 | Constrained, otherwise capacity available =181 kW | --> | C12 ex FOYNES | Foynes [T41,T42] | RATHKEALE |  | 52.6123 | -9.1124
0424269 | MV/LV Substation LI***4269 |  | 10 kV | _ | LV | 630 kVA :Kiosk Substation | 0.63 | --> | 0.63 | 0.5 | 1.51 |  | --> | 0.598 | 0 | 0 | 0 | 0 | Constrained, otherwise capacity available =598 kW | --> | C19 ex TURLOUGH ROAD | Turlough Road [T43] | CASTLEBAR |  | 53.8636 | -9.3042
0684494 | MV/LV Substation HA***4494 |  | 10 kV | _ | LV | 1000 kVA :Building Structure | 1 | --> | 1 | 0.5 | 11.14 |  | --> | 0.95 | 0 | 0 | 0.5 | 0 |  | --> | C18 ex CABRA | Cabra [T101,T102] | FINGLAS |  | 53.365 | -6.2918
182083 | MV/LV Substation CA***083 |  | 10 kV | _ | LV | 50 kVA :Pole Substation | 0.05 | --> | 0.05 | 0 | 0 | Constrained, otherwise capacity available =39 kVA | --> | 0.048 | 0 | 0.017 | 0 | 0 | Constrained, otherwise capacity available =33 kW | --> | C15 ex TULLA | Tulla [T41,T42] | ENNIS |  | 52.9693 | -8.6639
1804010 | MV/LV Substation MO***4010 |  | 10 kV | _ | LV | 100 kVA :Pole Substation | 0.1 | --> | 0.1 | 0.095 | 0.68 |  | --> | 0.095 | 0 | 0 | 0 | 0 | Constrained, otherwise capacity available =94 kW | --> | C24 ex MULLAGH | Mullagh [T44] | MEATH HILL |  | 53.7848 | -6.8822
014965Z | MV/LV Substation RO***965Z |  | 10 kV | _ | LV | 400 kVA :Kiosk Substation | 0.4 | --> | 0.4 | 0 | 0 | Constrained, otherwise capacity available =210 kVA | --> | 0.38 | 0 | 0.063 | 0 | 0 | Constrained, otherwise capacity available =307 kW | --> | C15 ex MORRISTOWN | Morristown [T41,T42] | NEWBRIDGE |  | 53.193 | -6.8077
007428X | MV/LV Substation BA***428X |  | 20 kV | _ | LV | 100 kVA :Pole Substation | 0.1 | --> | 0.1 | 0.096 | 0.14 |  | --> | 0.095 | 0 | 0.01 | 0 | 0 | Constrained, otherwise capacity available =87 kW | --> | C12 ex CARRIGLAWN | Carriglawn [T41,T42] | WEXFORD |  | 52.3711 | -6.4582
010677 | MV/LV Substation BA***677 |  | 10 kV | _ | LV | 100 kVA :Pole Substation | 0.1 | --> | 0.1 | 0 | 0 | Constrained, otherwise capacity available =78 kVA | --> | 0.095 | 0 | 0 | 0 | 0 | Constrained, otherwise capacity available =92 kW | --> | C16 ex GRAIGUENAMANAGH | Graiguenamanagh [T41,T42] | KILKENNY |  | 52.4968 | -7.0605
0044121 | MV/LV Substation OC***4121 |  | 10 kV | _ | LV | 50 kVA :Pole Substation | 0.05 | --> | 0.05 | 0 | 0 | Constrained, otherwise capacity available =50 kVA | --> | 0.048 | 0 | 0 | 0 | 0 | Constrained, otherwise capacity available =48 kW | --> | C26 ex TINAHASK | Tinahask [T41,T42] | ARKLOW |  | 52.7922 | -6.1511
026015 | MV/LV Substation KI***015 |  | 10 kV | _ | LV | 400 kVA :Kiosk Substation | 0.4 | --> | 0.4 | 0 | 0 | Constrained, otherwise capacity available =262 kVA | --> | 0.38 | 0 | 0.1 | 0 | 0 | Constrained, otherwise capacity available =287 kW | --> | C15 ex KINSALE | Kinsale [T41,T42] | BANDON |  | 51.7117 | -8.5247
252844X | MV/LV Substation CL***844X |  | 10 kV | _ | LV | 50 kVA :Pole Substation | 0.05 | --> | 0.05 | 0.039 | 1.32 |  | --> | 0.048 | 0 | 0 | 0.046 | 0 |  | --> | C26 ex CLIFDEN | Clifden [T41,T42] | SCREEB |  | 53.4902 | -10.012
036044 | MV/LV Substation MU***044 |  | 10 kV | _ | LV | 630 kVA :Kiosk Substation | 0.63 | --> | 0.63 | 0 | 0 | Constrained, otherwise capacity available =442 kVA | --> | 0.598 | 0 | 0.018 | 0 | 0 | Constrained, otherwise capacity available =559 kW | --> | E17 ex GARRANACANTY | Garranacanty [T421,T422] | TIPPERARY |  | 52.4761 | -8.1642
164154X | MV/LV Substation RA***154X |  | 10 kV | _ | LV | 50 kVA :Pole Substation | 0.05 | --> | 0.05 | 0 | 0 | Constrained, otherwise capacity available =45 kVA | --> | 0.048 | 0 | 0.006 | 0 | 0 | Constrained, otherwise capacity available =42 kW | --> | C15 ex SKIBBEREEN | Skibbereen [T41,T42] | DUNMANWAY |  | 51.5051 | -9.3493
060894X | MV/LV Substation KI***894X |  | 10 kV | _ | LV | 50 kVA :Pole Substation | 0.05 | --> | 0.05 | 0.031 | 2.57 |  | --> | 0.048 | 0 | 0 | 0 | 0 | Constrained, otherwise capacity available =45 kW | --> | C13 ex ERRIGAL | Errigal [T41,T422] | SHANKILL |  | 54.0431 | -7.1153
158184Y | MV/LV Substation AR***184Y |  | 10 kV | _ | LV | 100 kVA :Pole Substation | 0.1 | --> | 0.1 | 0 | 0 | Constrained, otherwise capacity available =80 kVA | --> | 0.095 | 0 | 0 | 0 | 0 | Constrained, otherwise capacity available =92 kW | --> | C15 ex ENNISTYMON | Ennistymon [T41,T42] | ENNIS |  | 52.9368 | -9.2913
0694062 | MV/LV Substation LA***4062 |  | 10 kV | _ | LV | 1000 kVA :Building Structure | 1 | --> | 1 | 0.5 | 0.98 |  | --> | 0.95 | 0 | 0 | 0.5 | 0 |  | --> | C23 ex LEESON STREET | Leeson Street [T41,T42] | MILLTOWN (DR) |  | 53.3326 | -6.2331
1544280 | MV/LV Substation LI***4280 |  | 10 kV | _ | LV | 400 kVA :Building Structure | 0.4 | --> | 0.4 | 0 | 0 | Constrained, otherwise capacity available =309 kVA | --> | 0.38 | 0 | 0 | 0 | 0 | Constrained, otherwise capacity available =367 kW | --> | C20 ex COOLMINE | Coolmine [T41,T42] | FINGLAS |  | 53.3958 | -6.4009
066722X | MV/LV Substation WO***722X |  | 20 kV | _ | LV | 50 kVA :Pole Substation | 0.05 | --> | 0.05 | 0 | 0 | Constrained, otherwise capacity available =31 kVA | --> | 0.048 | 0 | 0 | 0.045 | 0 |  | --> | C24 ex MACETOWN | Macetown [T101,T102] | MACETOWN |  | 53.4782 | -6.3698
281167Y | MV/LV Substation OA***167Y |  | 10 kV | _ | LV | 400 kVA :Kiosk Substation | 0.4 | --> | 0.4 | 0 | 0 | Constrained, otherwise capacity available =298 kVA | --> | 0.38 | 0 | 0.018 | 0 | 0 | Constrained, otherwise capacity available =352 kW | --> | C19 ex DOUGLAS | Douglas [T41,T42] | TRABEG |  | 51.8902 | -8.4134
365166 | MV/LV Substation LA***166 |  | 10 kV | _ | LV | 400 kVA :Building Structure | 0.4 | --> | 0.4 | 0 | 0 | Constrained, otherwise capacity available =299 kVA | --> | 0.38 | 0 | 0 | 0.366 | 0 |  | --> | C11 ex FORTUNESTOWN | Fortunestown [T101,T102] | INCHICORE 220KV |  | 53.2919 | -6.4247
056672X | MV/LV Substation SH***672X |  | 20 kV | _ | LV | 50 kVA :Pole Substation | 0.05 | --> | 0.05 | 0.039 | 1.26 |  | --> | 0.048 | 0 | 0 | 0 | 0 | Constrained, otherwise capacity available =46 kW | --> | E15 ex BALLYCROSSAUN | Ballycrossaun [T421,T422] | SOMERSET |  | 53.0449 | -8.2011
258707 | MV/LV Substation WA***707 |  | 20 kV | _ | LV | 50 kVA :Pole Substation | 0.05 | --> | 0.05 | 0.047 | 1.86 |  | --> | 0.048 | 0 | 0 | 0 | 0 | Constrained, otherwise capacity available =47 kW | --> | E17 ex CREESLOUGH | Creeslough [T421] | ARDNAGAPPARY |  | 55.1942 | -7.9676
0604189 | MV/LV Substation HO***4189 |  | 10 kV | _ | LV | 400 kVA :Kiosk Substation | 0.4 | --> | 0.4 | 0.35 | 2.57 |  | --> | 0.38 | 0 | 0.005 | 0 | 0 | Constrained, otherwise capacity available =369 kW | --> | C19 ex ERRIGAL | Errigal [T41,T422] | SHANKILL |  | 54.078 | -7.0897
066220 | MV/LV Substation GL***220 |  | 10 kV | _ | LV | 400 kVA :Kiosk Substation | 0.4 | --> | 0.4 | 0 | 0 | Constrained, otherwise capacity available =273 kVA | --> | 0.38 | 0 | 0.038 | 0.334 | 0 |  | --> | C19 ex SUTTON | Sutton [T41,T42] | GRANGE (DR) |  | 53.3882 | -6.1006
066161Z | MV/LV Substation OL***161Z |  | 20 kV | _ | LV | 200 kVA :Pole Substation | 0.2 | --> | 0.2 | 0 | 0 | Constrained, otherwise capacity available =195 kVA | --> | 0.19 | 0 | 0 | 0 | 0 | Constrained, otherwise capacity available =189 kW | --> | E21 ex ASHBOURNE | Ashbourne [T421,T422] | FINGLAS |  | 53.5256 | -6.318
002894 | MV/LV Substation KI***894 |  | 10 kV | _ | LV | 100 kVA :Pole Substation | 0.1 | --> | 0.1 | 0 | 0 | Constrained, otherwise capacity available =84 kVA | --> | 0.095 | 0 | 0.004 | 0.09 | 0 |  | --> | C14 ex GREYSTONES | Greystones [T41,T42] | FASSAROE |  | 53.1647 | -6.1665
3654074 | MV/LV Substation AB***4074 |  | 10 kV | _ | LV | 630 kVA :Kiosk Substation | 0.63 | --> | 0.63 | 0 | 0 | Constrained, otherwise capacity available =577 kVA | --> | 0.598 | 0 | 0.124 | 0.499 | 0 |  | --> | C15 ex TYMON | Tymon [T41,T42] | COOKSTOWN |  | 53.2709 | -6.3262
081129Z | MV/LV Substation KI***129Z |  | 20 kV | _ | LV | 630 kVA :Building Structure | 0.63 | --> | 0.63 | 0 | 0 | Constrained, otherwise capacity available =585 kVA | --> | 0.598 | 0 | 0 | 0.5 | 0 |  | --> | E19 ex ADAMSTOWN | Adamstown [T121,T122] | INCHICORE 220KV |  | 53.3332 | -6.4585
164282X | MV/LV Substation CA***282X |  | 10 kV | _ | LV | 50 kVA :Pole Substation | 0.05 | --> | 0.05 | 0 | 0 | Constrained, otherwise capacity available =50 kVA | --> | 0.048 | 0 | 0 | 0 | 0 | Constrained, otherwise capacity available =48 kW | --> | C15 ex SKIBBEREEN | Skibbereen [T41,T42] | DUNMANWAY |  | 51.5436 | -9.2627
036250 | MV/LV Substation BL***250 |  | 20 kV | _ | LV | 50 kVA :Pole Substation | 0.05 | --> | 0.05 | 0 | 0 | Constrained, otherwise capacity available =42 kVA | --> | 0.048 | 0 | 0 | 0 | 0 | Constrained, otherwise capacity available =46 kW | --> | E20 ex GARRANACANTY | Garranacanty [T421,T422] | TIPPERARY |  | 52.5534 | -8.0201
082902X | MV/LV Substation KE***902X |  | 20 kV | _ | LV | 200 kVA :Pole Substation | 0.2 | --> | 0.2 | 0 | 0 | Constrained, otherwise capacity available =142 kVA | --> | 0.19 | 0 | 0 | 0 | 0 | Constrained, otherwise capacity available =182 kW | --> | E11 ex ACADEMY STREET | Academy Street [T421,T422,T44] | NAVAN |  | 53.6077 | -6.5369
066493Z | MV/LV Substation TH***493Z |  | 10 kV | _ | LV | 200 kVA :Kiosk Substation | 0.2 | --> | 0.2 | 0 | 0 | Constrained, otherwise capacity available =181 kVA | --> | 0.19 | 0 | 0 | 0 | 0 | Constrained, otherwise capacity available =188 kW | --> | C14 ex SWORDS | Swords [T41,T42] | GLASMORE |  | 53.4629 | -6.2398
015449X | MV/LV Substation BU***449X |  | 10 kV | _ | LV | 630 kVA :Kiosk Substation | 0.63 | --> | 0.63 | 0 | 0 | Constrained, otherwise capacity available =494 kVA | --> | 0.598 | 0 | 0.031 | 0 | 0 | Constrained, otherwise capacity available =557 kW | --> | E20 ex BLESSINGTON | Blessington [T421,T422] | KILTEEL |  | 53.167 | -6.5344
144295X | MV/LV Substation MA***295X |  | 10 kV | _ | LV | 200 kVA :Pole Substation | 0.2 | --> | 0.2 | 0 | 0 | Constrained, otherwise capacity available =79 kVA | --> | 0.19 | 0 | 0.026 | 0 | 0 | Constrained, otherwise capacity available =154 kW | --> | C16 ex CASTLECOMER | Castlecomer [T41,T42] | BALLYRAGGET |  | 52.8006 | -7.212
0154284 | MV/LV Substation NA***4284 |  | 10 kV | _ | LV | 400 kVA :Kiosk Substation | 0.4 | --> | 0.4 | 0 | 0 | Constrained, otherwise capacity available =242 kVA | --> | 0.38 | 0 | 0 | 0 | 0 | Constrained, otherwise capacity available =358 kW | --> | C18 ex NAAS | Naas [T41,T42] | KILTEEL |  | 53.2015 | -6.6735
042039 | MV/LV Substation BR***039 |  | 10 kV | _ | LV | 630 kVA :Building Structure | 0.63 | --> | 0.63 | 0.45 | 1.93 |  | --> | 0.598 | 0 | 0.01 | 0 | 0 | Constrained, otherwise capacity available =566 kW | --> | C13 ex TURLOUGH ROAD | Turlough Road [T41,T42] | CASTLEBAR |  | 53.8569 | -9.2977
252548X | MV/LV Substation AR***548X |  | 10 kV | _ | LV | 50 kVA :Pole Substation | 0.05 | --> | 0.05 | 0.044 | 1.32 |  | --> | 0.048 | 0 | 0.005 | 0.043 | 0 |  | --> | C15 ex CLIFDEN | Clifden [T41,T42] | SCREEB |  | 53.4807 | -10.0203
068613 | MV/LV Substation SC***613 |  | 10 kV | _ | LV | 630 kVA :Building Structure | 0.63 | --> | 0.63 | 0 | 0 | Constrained, otherwise capacity available =425 kVA | --> | 0.598 | 0 | 0.057 | 0.5 | 0 |  | --> | C13 ex WHITEHALL | Whitehall [T41] | FINGLAS |  | 53.3746 | -6.2619
068611X | MV/LV Substation MC***611X |  | 10 kV | _ | LV | 1000 kVA :Building Structure | 1 | --> | 1 | 0.5 | 9.02 |  | --> | 0.95 | 0 | 0 | 0.5 | 0 |  | --> | C22 ex MISERY HILL | Misery Hill [T101,T102] | POOLBEG |  | 53.3455 | -6.2403
244615 | MV/LV Substation ST***615 |  | 20 kV | _ | LV | 50 kVA :Pole Substation | 0.05 | --> | 0.05 | 0 | 0 | Constrained, otherwise capacity available =40 kVA | --> | 0.048 | 0 | 0 | 0 | 0 | Constrained, otherwise capacity available =46 kW | --> | E16 ex MILLTOWN (SR) | Milltown (sr) [T421,T422] | OUGHTRAGH |  | 52.1152 | -9.7663
0664391 | MV/LV Substation CA***4391 |  | 20 kV | _ | LV | 400 kVA :Building Structure | 0.4 | --> | 0.4 | 0 | 0 | Constrained, otherwise capacity available =380 kVA | --> | 0.38 | 0 | 0.008 | 0 | 0 | Constrained, otherwise capacity available =371 kW | --> | E15 ex ASHBOURNE | Ashbourne [T421,T422] | FINGLAS |  | 53.51 | -6.4077
127039 | MV/LV Substation AR***039 |  | 10 kV | _ | LV | 50 kVA :Pole Substation | 0.05 | --> | 0.05 | 0 | 0 | Constrained, otherwise capacity available =46 kVA | --> | 0.048 | 0 | 0 | 0 | 0 | Constrained, otherwise capacity available =47 kW | --> | C12 ex LOUGHTAGALLA | Loughtagalla [T41,T42] | THURLES |  | 52.6607 | -7.7928
034210 | MV/LV Substation CO***210 |  | 20 kV | _ | LV | 200 kVA :Pole Substation | 0.2 | --> | 0.2 | 0.176 | 0.57 |  | --> | 0.19 | 0 | 0 | 0 | 0 | Constrained, otherwise capacity available =187 kW | --> | E19 ex LAWLESSTOWN | Lawlesstown [T42,T421] | DOON |  | 52.5012 | -7.6878
110107X | MV/LV Substation DR***107X |  | 20 kV | _ | LV | 50 kVA :Pole Substation | 0.05 | --> | 0.05 | 0.049 | 0.76 |  | --> | 0.048 | 0 | 0 | 0 | 0 | Constrained, otherwise capacity available =47 kW | --> | E11 ex KILGARVAN | Kilgarvan [T421] | KNOCKEARAGH |  | 51.7974 | -9.765
027305 | MV/LV Substation CE***305 |  | 20 kV | _ | LV | 200 kVA :Pole Substation | 0.2 | --> | 0.2 | 0.195 | 7.79 |  | --> | 0.19 | 0 | 0 | 0 | 0 | Constrained, otherwise capacity available =189 kW | --> | E12 ex DUNMANWAY | Dunmanway [T422,T43] | DUNMANWAY |  | 51.6732 | -9.2577
069314 | MV/LV Substation MU***314 |  | 10 kV | _ | LV | 630 kVA :Kiosk Substation | 0.63 | --> | 0.63 | 0.454 | 3.34 |  | --> | 0.598 | 0 | 0.048 | 0.5 | 0 |  | --> | C13 ex GREENHILLS | Greenhills [T42] | INCHICORE 220KV |  | 53.3093 | -6.3198
014566X | MV/LV Substation NU***566X |  | 10 kV | _ | LV | 50 kVA :Pole Substation | 0.05 | --> | 0.05 | 0.03 | 0.63 |  | --> | 0.048 | 0 | 0 | 0 | 0 | Constrained, otherwise capacity available =45 kW | --> | C16 ex KILCULLEN | Kilcullen [T41,T42,T424] | STRATFORD |  | 53.1322 | -6.7773
2444098 | MV/LV Substation BA***4098 |  | 20 kV | _ | LV | 50 kVA :Pole Substation | 0.05 | --> | 0.05 | 0 | 0 | Constrained, otherwise capacity available =45 kVA | --> | 0.048 | 0 | 0 | 0 | 0 | Constrained, otherwise capacity available =47 kW | --> | E21 ex MILLTOWN (SR) | Milltown (sr) [T421,T422] | OUGHTRAGH |  | 52.1044 | -9.6784
067356 | MV/LV Substation CO***356 |  | 10 kV | _ | LV | 100 kVA :Pole Substation | 0.1 | --> | 0.1 | 0 | 0 | Constrained, otherwise capacity available =86 kVA | --> | 0.095 | 0 | 0 | 0 | 0 | Constrained, otherwise capacity available =93 kW | --> | C13 ex DOCK ROAD | Dock Road [T41,T42] | LIMERICK |  | 52.6399 | -8.68
039960X | MV/LV Substation ST***960X |  | 10 kV | _ | LV | 630 kVA :Building Structure | 0.63 | --> | 0.63 | 0 | 0 | Constrained, otherwise capacity available =630 kVA | --> | 0.598 | 0 | 0 | 0.5 | 0 |  | --> | C27 ex GALWAY 110KV | Galway 110kv [T102,T103] | GALWAY 110KV |  | 53.2715 | -9.0516
117533X | MV/LV Substation MA***533X |  | 10 kV | _ | LV | 200 kVA :Pole Substation | 0.2 | --> | 0.2 | 0.077 | 0.32 |  | --> | 0.19 | 0 | 0.046 | 0 | 0 | Constrained, otherwise capacity available =138 kW | --> | C18 ex BALLYMOTE | Ballymote [T41] | SLIGO |  | 54.0917 | -8.5143
0664035 | MV/LV Substation DO***4035 |  | 20 kV | _ | LV | 400 kVA :Building Structure | 0.4 | --> | 0.4 | 0 | 0 | Constrained, otherwise capacity available =372 kVA | --> | 0.38 | 0 | 0.004 | 0 | 0 | Constrained, otherwise capacity available =373 kW | --> | E11 ex GLASMORE | Glasmore [T421,T422] | GLASMORE |  | 53.4887 | -6.1477
253050Y | MV/LV Substation DU***050Y |  | 20 kV | _ | LV | 50 kVA :Pole Substation | 0.05 | --> | 0.05 | 0 | 0 | Constrained, otherwise capacity available =50 kVA | --> | 0.048 | 0 | 0 | 0 | 0 | Constrained, otherwise capacity available =47 kW | --> | C17 ex TUAM NORTH | Tuam North [T41,T42] | CLOON |  | 53.4898 | -8.7544
495762 | MV/LV Substation VA***762 |  | 20 kV | _ | LV | 50 kVA :Pole Substation | 0.05 | --> | 0.05 | 0.038 | 1.5 |  | --> | 0.048 | 0 | 0 | 0.046 | 0 |  | --> | E17 ex ACHILL | Achill [T422] | CARROWBEG |  | 54.0131 | -9.9708
265060Y | MV/LV Substation DA***060Y |  | 20 kV | _ | LV | 400 kVA :Kiosk Substation | 0.4 | --> | 0.4 | 0.066 | 0.07 | Constrained, otherwise capacity available =373 kVA | --> | 0.38 | 0 | 0.012 | 0 | 0 | Constrained, otherwise capacity available =368 kW | --> | E12 ex BALLYCONNELL | Ballyconnell [T421,T422] | GORTAWEE |  | 54.1089 | -7.5762
009691X | MV/LV Substation BA***691X |  | 10 kV | _ | LV | 200 kVA :Pole Substation | 0.2 | --> | 0.2 | 0.162 | 13.6 |  | --> | 0.19 | 0 | 0.01 | 0.177 | 0 |  | --> | C22 ex KILLOTERAN | Killoteran [T101,T102] | KILLOTERAN |  | 52.2412 | -7.1559
0374172 | MV/LV Substation CL***4172 |  | 10 kV | _ | LV | 400 kVA :Kiosk Substation | 0.4 | --> | 0.4 | 0 | 0 | Constrained, otherwise capacity available =342 kVA | --> | 0.38 | 0 | 0 | 0 | 0 | Constrained, otherwise capacity available =372 kW | --> | C15 ex ENNIS NORTH | Ennis North [T41,T42] | ENNIS |  | 52.8558 | -8.9887
022020 | MV/LV Substation SA***020 |  | 10 kV | _ | LV | 400 kVA :Kiosk Substation | 0.4 | --> | 0.4 | 0.3 | 4.55 |  | --> | 0.38 | 0 | 0.009 | 0 | 0 | Constrained, otherwise capacity available =359 kW | --> | C11 ex MALLOW | Mallow [T41,T42] | MALLOW |  | 52.1321 | -8.6498
089323X | MV/LV Substation DI***323X |  | 20 kV | _ | LV | 630 kVA :Building Structure | 0.63 | --> | 0.63 | 0.5 | 3.56 |  | --> | 0.598 | 0 | 0 | 0 | 0 | Constrained, otherwise capacity available =598 kW | --> | E20 ex ENNISCRONE | Enniscrone [T421,T422] | MOY |  | 54.2052 | -9.1036
156670Y | MV/LV Substation DE***670Y |  | 20 kV | _ | LV | 50 kVA :Pole Substation | 0.05 | --> | 0.05 | 0.046 | 2.47 |  | --> | 0.048 | 0 | 0.02 | 0 | 0 | Constrained, otherwise capacity available =32 kW | --> | E19 ex TELAYDON | Telaydon [T42,T421] | LISDRUM |  | 54.3363 | -6.9545
1174207 | MV/LV Substation JU***4207 |  | 10 kV | _ | LV | 50 kVA :Pole Substation | 0.05 | --> | 0.05 | 0.05 | 0.32 |  | --> | 0.048 | 0 | 0 | 0 | 0 | Constrained, otherwise capacity available =48 kW | --> | C18 ex BALLYMOTE | Ballymote [T41] | SLIGO |  | 54.1148 | -8.4628
002893 | MV/LV Substation SI***893 |  | 10 kV | _ | LV | 50 kVA :Pole Substation | 0.05 | --> | 0.05 | 0 | 0 | Constrained, otherwise capacity available =21 kVA | --> | 0.048 | 0 | 0.012 | 0.034 | 0 |  | --> | C14 ex GREYSTONES | Greystones [T41,T42] | FASSAROE |  | 53.1712 | -6.152
068023 | MV/LV Substation MA***023 |  | 10 kV | _ | LV | 1000 kVA :Building Structure | 1 | --> | 1 | 0.5 | 14.34 |  | --> | 0.95 | 0 | 0.05 | 0.5 | 0 |  | --> | C39 ex NORTH QUAYS | North Quays [T101,T102,T103] | POOLBEG |  | 53.3644 | -6.2292
026118 | MV/LV Substation AR***118 |  | 10 kV | _ | LV | 100 kVA :Pole Substation | 0.1 | --> | 0.1 | 0 | 0 | Constrained, otherwise capacity available =49 kVA | --> | 0.095 | 0 | 0.057 | 0 | 0 | Constrained, otherwise capacity available =46 kW | --> | C16 ex KINSALE | Kinsale [T41,T42] | BANDON |  | 51.7098 | -8.532
066133Z | MV/LV Substation PA***133Z |  | 10 kV | _ | LV | 400 kVA :Kiosk Substation | 0.4 | --> | 0.4 | 0 | 0 | Constrained, otherwise capacity available =367 kVA | --> | 0.38 | 0 | 0.006 | 0.371 | 0 |  | --> | C18 ex MOUNTGORRY | Mountgorry [T41,T42] | GRANGE (DR) |  | 53.4443 | -6.1825
2494183 | MV/LV Substation DE***4183 |  | 10 kV | _ | LV | 50 kVA :Pole Substation | 0.05 | --> | 0.05 | 0 | 0 | Constrained, otherwise capacity available =50 kVA | --> | 0.048 | 0 | 0 | 0 | 0 | Constrained, otherwise capacity available =48 kW | --> | C20 ex LISMORE | Lismore [T41,T42] | DUNGARVAN |  | 52.1342 | -7.8993
255193X | MV/LV Substation UM***193X |  | 10 kV | _ | LV | 50 kVA :Pole Substation | 0.05 | --> | 0.05 | 0.05 | 2.09 |  | --> | 0.048 | 0 | 0 | 0 | 0 | Constrained, otherwise capacity available =47 kW | --> | C15 ex KILCAR | Kilcar [T41] | BINBANE |  | 54.6453 | -8.5803
0694013 | MV/LV Substation KN***4013 |  | 10 kV | _ | LV | 630 kVA :Building Structure | 0.63 | --> | 0.63 | 0.472 | 4.47 |  | --> | 0.598 | 0 | 0.06 | 0.5 | 0 |  | --> | C18 ex TEMPLEOGUE | Templeogue [T41,T42] | MILLTOWN (DR) |  | 53.2848 | -6.3172
1544320 | MV/LV Substation CL***4320 |  | 10 kV | _ | LV | 630 kVA :Kiosk Substation | 0.63 | --> | 0.63 | 0 | 0 | Constrained, otherwise capacity available =621 kVA | --> | 0.598 | 0 | 0.006 | 0 | 0 | Constrained, otherwise capacity available =593 kW | --> | C14 ex COOLMINE | Coolmine [T41,T42] | FINGLAS |  | 53.3834 | -6.4173
244020 | MV/LV Substation IV***020 |  | 20 kV | _ | LV | 400 kVA :Kiosk Substation | 0.4 | --> | 0.4 | 0 | 0 | Constrained, otherwise capacity available =314 kVA | --> | 0.38 | 0 | 0.006 | 0 | 0 | Constrained, otherwise capacity available =364 kW | --> | E16 ex MILLTOWN (SR) | Milltown (sr) [T421,T422] | OUGHTRAGH |  | 52.1046 | -9.7892
064181Z | MV/LV Substation BE***181Z |  | 20 kV | _ | LV | 630 kVA :Building Structure | 0.63 | --> | 0.63 | 0 | 0 | Constrained, otherwise capacity available =455 kVA | --> | 0.598 | 0 | 0.034 | 0 | 0 | Constrained, otherwise capacity available =549 kW | --> | E16 ex JULIANSTOWN | Julianstown [T421,T422] | DRYBRIDGE |  | 53.6969 | -6.2488
055841X | MV/LV Substation LA***841X |  | 10 kV | _ | LV | 200 kVA :Pole Substation | 0.2 | --> | 0.2 | 0 | 0 | Constrained, otherwise capacity available =152 kVA | --> | 0.19 | 0 | 0.005 | 0 | 0 | Constrained, otherwise capacity available =180 kW | --> | C20 ex TEMPLEMORE | Templemore [T41,T42] | IKERRIN |  | 52.8003 | -7.8353
001757 | MV/LV Substation ST***757 |  | 10 kV | _ | LV | 400 kVA :Kiosk Substation | 0.4 | --> | 0.4 | 0 | 0 | Constrained, otherwise capacity available =349 kVA | --> | 0.38 | 0 | 0.013 | 0.363 | 0 |  | --> | C11 ex LOUGHLINSTOWN | Loughlinstown [T41,T42] | CARRICKMINES |  | 53.2477 | -6.1228
068732 | MV/LV Substation PR***732 |  | 10 kV | _ | LV | 1000 kVA :Building Structure | 1 | --> | 1 | 0.5 | 2.6 |  | --> | 0.95 | 0 | 0 | 0.5 | 0 |  | --> | C22 ex WOLFE TONE STREET | Wolfe Tone Street [T101,T102] | FINGLAS |  | 53.3488 | -6.261
015523Z | MV/LV Substation BL***523Z |  | 10 kV | _ | LV | 400 kVA :Kiosk Substation | 0.4 | --> | 0.4 | 0 | 0 | Constrained, otherwise capacity available =318 kVA | --> | 0.38 | 0 | 0 | 0 | 0 | Constrained, otherwise capacity available =369 kW | --> | E20 ex BLESSINGTON | Blessington [T421,T422] | KILTEEL |  | 53.1669 | -6.5402
142567X | MV/LV Substation KI***567X |  | 20 kV | _ | LV | 50 kVA :Pole Substation | 0.05 | --> | 0.05 | 0 | 0 | Constrained, otherwise capacity available =24 kVA | --> | 0.048 | 0 | 0 | 0 | 0 | Constrained, otherwise capacity available =44 kW | --> | E23 ex ATHENRY | Athenry [T423] | GALWAY 110KV |  | 53.2775 | -8.6335
056068 | MV/LV Substation SH***068 |  | 20 kV | _ | LV | 200 kVA :Pole Substation | 0.2 | --> | 0.2 | 0.022 | 0.89 |  | --> | 0.19 | 0 | 0 | 0 | 0 | Constrained, otherwise capacity available =164 kW | --> | E18 ex BIRR | Birr [T41,T422] | DALLOW |  | 53.0691 | -8.0333
043443 | MV/LV Substation BA***443 |  | 10 kV | _ | LV | 100 kVA :Pole Substation | 0.1 | --> | 0.1 | 0.039 | 0.43 |  | --> | 0.095 | 0 | 0.011 | 0 | 0 | Constrained, otherwise capacity available =78 kW | --> | C13 ex SWINFORD | Swinford [T41,T42] | CASTLEBAR |  | 53.8949 | -9.1491
031917 | MV/LV Substation SC***917 |  | 20 kV | _ | LV | 50 kVA :Pole Substation | 0.05 | --> | 0.05 | 0 | 0 | Constrained, otherwise capacity available =42 kVA | --> | 0.048 | 0 | 0 | 0 | 0 | Constrained, otherwise capacity available =46 kW | --> | E17 ex SPRINGS | Springs [T421,T422] | DUNGARVAN |  | 52.0962 | -7.5794
066148Y | MV/LV Substation PA***148Y |  | 10 kV | _ | LV | 400 kVA :Kiosk Substation | 0.4 | --> | 0.4 | 0 | 0 | Constrained, otherwise capacity available =333 kVA | --> | 0.38 | 0 | 0.006 | 0 | 0 | Constrained, otherwise capacity available =366 kW | --> | C14 ex SWORDS | Swords [T41,T42] | GLASMORE |  | 53.4593 | -6.2544
009964X | MV/LV Substation ES***964X |  | 10 kV | _ | LV | 400 kVA :Kiosk Substation | 0.4 | --> | 0.4 | 0 | 0 | Constrained, otherwise capacity available =288 kVA | --> | 0.38 | 0 | 0.024 | 0 | 0 | Constrained, otherwise capacity available =347 kW | --> | C17 ex GRANGE (SR) | Grange (sr) [T41,T42] | BUTLERSTOWN |  | 52.2434 | -7.0872
029927X | MV/LV Substation TR***927X |  | 20 kV | _ | LV | 100 kVA :Pole Substation | 0.1 | --> | 0.1 | 0.086 | 2.31 |  | --> | 0.095 | 0 | 0 | 0.093 | 0 |  | --> | E13 ex AGHADA | Aghada [T721] | N/A |  | 51.822 | -8.2341
111712Y | MV/LV Substation P ***712Y |  | 10 kV | _ | LV | 400 kVA :Kiosk Substation | 0.4 | --> | 0.4 | 0 | 0 | Constrained, otherwise capacity available =94 kVA | --> | 0.38 | 0 | 0 | 0 | 0 | Constrained, otherwise capacity available =336 kW | --> | C16 ex BANTRY | Bantry [T41,T42] | BALLYLICKY |  | 51.6795 | -9.4483
037561 | MV/LV Substation PH***561 |  | 10 kV | _ | LV | 400 kVA :Kiosk Substation | 0.4 | --> | 0.4 | 0 | 0 | Constrained, otherwise capacity available =208 kVA | --> | 0.38 | 0 | 0.024 | 0 | 0 | Constrained, otherwise capacity available =335 kW | --> | C16 ex CAHIRCALLA | Cahircalla [T41,T42] | ENNIS |  | 52.8376 | -8.9895
039204 | MV/LV Substation DE***204 |  | 10 kV | _ | LV | 200 kVA :Kiosk Substation | 0.2 | --> | 0.2 | 0.171 | 11.03 |  | --> | 0.19 | 0 | 0 | 0.186 | 0 |  | --> | C19 ex SALTHILL | Salthill [T101,T102] | SALTHILL |  | 53.2666 | -9.0764
093299Z | MV/LV Substation HO***299Z |  | 10 kV | _ | LV | 400 kVA :Kiosk Substation | 0.4 | --> | 0.4 | 0 | 0 | Constrained, otherwise capacity available =294 kVA | --> | 0.38 | 0 | 0 | 0.365 | 0 |  | --> | C11 ex SUTTON | Sutton [T41,T42] | GRANGE (DR) |  | 53.3885 | -6.0714
077176X | MV/LV Substation LO***176X |  | 20 kV | _ | LV | 400 kVA :Kiosk Substation | 0.4 | --> | 0.4 | 0 | 0 | Constrained, otherwise capacity available =316 kVA | --> | 0.38 | 0 | 0.021 | 0 | 0 | Constrained, otherwise capacity available =353 kW | --> | E16 ex PATRICKSWELL | Patrickswell [T421,T422] | LIMERICK |  | 52.5643 | -8.7919
176169Y | MV/LV Substation CU***169Y |  | 20 kV | _ | LV | 100 kVA :Pole Substation | 0.1 | --> | 0.1 | 0.09 | 18.78 |  | --> | 0.095 | 0 | 0.01 | 0.086 | 0 |  | --> | E17 ex HARTNETTS CROSS | Hartnetts Cross [T121,T422] | HARTNETTS CROSS |  | 51.9461 | -9.1662
127387Y | MV/LV Substation CL***387Y |  | 20 kV | _ | LV | 50 kVA :Pole Substation | 0.05 | --> | 0.05 | 0 | 0 | Constrained, otherwise capacity available =50 kVA | --> | 0.048 | 0 | 0 | 0 | 0 | Constrained, otherwise capacity available =48 kW | --> | C16 ex HOLYCROSS ROAD | Holycross Road [T41,T42] | THURLES |  | 52.615 | -7.9486
062783X | MV/LV Substation FA***783X |  | 20 kV | _ | LV | 100 kVA :Pole Substation | 0.1 | --> | 0.1 | 0.1 | 2.33 |  | --> | 0.095 | 0 | 0 | 0 | 0 | Constrained, otherwise capacity available =95 kW | --> | C18 ex DUNDALK | Dundalk [T41,T42] | DUNDALK |  | 54.0369 | -6.4396
2814071 | MV/LV Substation KI***4071 |  | 10 kV | _ | LV | 50 kVA :Pole Substation | 0.05 | --> | 0.05 | 0 | 0 | Constrained, otherwise capacity available =50 kVA | --> | 0.048 | 0 | 0 | 0 | 0 | Constrained, otherwise capacity available =48 kW | --> | C24 ex KILMONEY | Kilmoney [T41,T42] | TRABEG |  | 51.8111 | -8.4159
184265X | MV/LV Substation BR***265X |  | 10 kV | _ | LV | 630 kVA :Kiosk Substation | 0.63 | --> | 0.63 | 0.5 | 3.38 |  | --> | 0.598 | 0 | 0 | 0 | 0 | Constrained, otherwise capacity available =598 kW | --> | C13 ex CASTLEBLAYNEY | Castleblayney [T41,T42] | DUNDALK |  | 54.1216 | -6.7364
0504173 | MV/LV Substation KI***4173 |  | 10 kV | _ | LV | 200 kVA :Pole Substation | 0.2 | --> | 0.2 | 0.2 | 7.61 |  | --> | 0.19 | 0 | 0 | 0 | 0 | Constrained, otherwise capacity available =190 kW | --> | C12 ex GARRYCASTLE | Garrycastle [T41,T42] | ATHLONE |  | 53.413 | -7.898
0814227 | MV/LV Substation KI***4227 |  | 10 kV | _ | LV | 630 kVA :Kiosk Substation | 0.63 | --> | 0.63 | 0 | 0 | Constrained, otherwise capacity available =462 kVA | --> | 0.598 | 0 | 0.015 | 0.5 | 0 |  | --> | C17 ex BALGADDY | Balgaddy [T41,T42] | GRANGE CASTLE |  | 53.3183 | -6.4265
058535X | MV/LV Substation NE***535X |  | 10 kV | _ | LV | 100 kVA :Pole Substation | 0.1 | --> | 0.1 | 0.084 | 3 |  | --> | 0.095 | 0 | 0.028 | 0 | 0 | Constrained, otherwise capacity available =72 kW | --> | C21 ex NENAGH | Nenagh [T41,T42] | NENAGH |  | 52.8783 | -8.2923
0344257 | MV/LV Substation SP***4257 |  | 20 kV | _ | LV | 50 kVA :Pole Substation | 0.05 | --> | 0.05 | 0.05 | 0.57 |  | --> | 0.048 | 0 | 0 | 0 | 0 | Constrained, otherwise capacity available =48 kW | --> | E23 ex LAWLESSTOWN | Lawlesstown [T42,T421] | DOON |  | 52.3292 | -7.7385
0064335 | MV/LV Substation BA***4335 |  | 20 kV | _ | LV | 50 kVA :Pole Substation | 0.05 | --> | 0.05 | 0.05 | 4.38 |  | --> | 0.048 | 0 | 0 | 0.048 | 0 |  | --> | E13 ex CRANE | Crane [T122] | CRANE |  | 52.4232 | -6.4682
281066 | MV/LV Substation SU***066 |  | 10 kV | _ | LV | 400 kVA :Building Structure | 0.4 | --> | 0.4 | 0.325 | 4.67 |  | --> | 0.38 | 0 | 0 | 0.37 | 0 |  | --> | C11 ex CENTRE PARK ROAD | Marina [T105,T106] | MARINA |  | 51.8973 | -8.4413
144726X | MV/LV Substation BA***726X |  | 10 kV | _ | LV | 50 kVA :Pole Substation | 0.05 | --> | 0.05 | 0 | 0 | Constrained, otherwise capacity available =49 kVA | --> | 0.048 | 0 | 0 | 0 | 0 | Constrained, otherwise capacity available =47 kW | --> | C15 ex CASTLECOMER | Castlecomer [T41,T42] | BALLYRAGGET |  | 52.8965 | -7.1219
009181 | MV/LV Substation GR***181 |  | 10 kV | _ | LV | 400 kVA :Kiosk Substation | 0.4 | --> | 0.4 | 0 | 0 | Constrained, otherwise capacity available =302 kVA | --> | 0.38 | 0 | 0.035 | 0 | 0 | Constrained, otherwise capacity available =340 kW | --> | C16 ex GRANGE (SR) | Grange (sr) [T41,T42] | BUTLERSTOWN |  | 52.2454 | -7.0986
0014180 | MV/LV Substation TH***4180 |  | 10 kV | _ | LV | 630 kVA :Building Structure | 0.63 | --> | 0.63 | 0.5 | 1.16 |  | --> | 0.598 | 0 | 0.025 | 0.5 | 0 |  | --> | C11 ex DEANSGRANGE | Deansgrange [T41,T42] | CARRICKMINES |  | 53.2754 | -6.1585
004060 | MV/LV Substation AV***060 |  | 10 kV | _ | LV | 200 kVA :Pole Substation | 0.2 | --> | 0.2 | 0.125 | 0.45 |  | --> | 0.19 | 0 | 0.015 | 0 | 0 | Constrained, otherwise capacity available =168 kW | --> | C12 ex KILMAGIG | Kilmagig [T42] | ARKLOW |  | 52.8583 | -6.2142
1604438 | MV/LV Substation FE***4438 |  | 20 kV | _ | LV | 400 kVA :Kiosk Substation | 0.4 | --> | 0.4 | 0 | 0 | Constrained, otherwise capacity available =400 kVA | --> | 0.38 | 0 | 0 | 0 | 0 | Constrained, otherwise capacity available =380 kW | --> | C11 ex KILDARE | Kildare [T41,T42] | NEWBRIDGE |  | 53.1473 | -7.063
0684602 | MV/LV Substation GR***4602 |  | 10 kV | _ | LV | 1000 kVA :Building Structure | 1 | --> | 1 | 0.5 | 7.2 |  | --> | 0.95 | 0 | 0 | 0.5 | 0 |  | --> | C28 ex TRINITY | Trinity [T101,T102] | POOLBEG |  | 53.3404 | -6.2392
017625X | MV/LV Substation PL***625X |  | 20 kV | _ | LV | 50 kVA :Pole Substation | 0.05 | --> | 0.05 | 0.015 | 1.98 |  | --> | 0.048 | 0 | 0.005 | 0 | 0 | Constrained, otherwise capacity available =39 kW | --> | E14 ex RATHKEALE | Rathkeale [T421,T422] | RATHKEALE |  | 52.5101 | -8.7418
110386 | MV/LV Substation RE***386 |  | 20 kV | _ | LV | 50 kVA :Pole Substation | 0.05 | --> | 0.05 | 0.044 | 0.76 |  | --> | 0.048 | 0 | 0.005 | 0 | 0 | Constrained, otherwise capacity available =43 kW | --> | E19 ex KENMARE | Kenmare [T421] | KNOCKEARAGH |  | 51.8757 | -9.6369
039310 | MV/LV Substation DR***310 |  | 10 kV | _ | LV | 200 kVA :Kiosk Substation | 0.2 | --> | 0.2 | 0.171 | 11.03 |  | --> | 0.19 | 0 | 0.014 | 0.176 | 0 |  | --> | C19 ex SALTHILL | Salthill [T101,T102] | SALTHILL |  | 53.2645 | -9.0793
032369Y | MV/LV Substation HA***369Y |  | 20 kV | _ | LV | 400 kVA :Kiosk Substation | 0.4 | --> | 0.4 | 0 | 0 | Constrained, otherwise capacity available =379 kVA | --> | 0.38 | 0 | 0 | 0 | 0 | Constrained, otherwise capacity available =377 kW | --> | E13 ex KILCARRAGH | Kilcarragh [T421,T422] | BUTLERSTOWN |  | 52.146 | -6.9929
0544227 | MV/LV Substation BO***4227 |  | 20 kV | _ | LV | 50 kVA :Pole Substation | 0.05 | --> | 0.05 | 0 | 0 | Constrained, otherwise capacity available =50 kVA | --> | 0.048 | 0 | 0 | 0 | 0 | Constrained, otherwise capacity available =48 kW | --> | C15 ex MOUNTRATH | Mountrath [T41,T42] | PORTLAOISE |  | 52.9096 | -7.4167
0334256 | MV/LV Substation KI***4256 |  | 20 kV | _ | LV | 50 kVA :Pole Substation | 0.05 | --> | 0.05 | 0 | 0 | Constrained, otherwise capacity available =50 kVA | --> | 0.048 | 0 | 0 | 0 | 0 | Constrained, otherwise capacity available =48 kW | --> | E17 ex KILMACTHOMAS | Kilmacthomas [T421,T422] | DUNGARVAN |  | 52.2602 | -7.4292
1804199 | MV/LV Substation DE***4199 |  | 10 kV | _ | LV | 50 kVA :Pole Substation | 0.05 | --> | 0.05 | 0.05 | 0.68 |  | --> | 0.048 | 0 | 0 | 0 | 0 | Constrained, otherwise capacity available =48 kW | --> | C24 ex MULLAGH | Mullagh [T44] | MEATH HILL |  | 53.7678 | -6.838
039042 | MV/LV Substation KI***042 |  | 10 kV | _ | LV | 630 kVA :Kiosk Substation | 0.63 | --> | 0.63 | 0.438 | 3.45 |  | --> | 0.598 | 0 | 0.01 | 0.5 | 0 |  | --> | C20 ex TRIMMS LANE | Trimms Lane [T41,T42] | SALTHILL |  | 53.2632 | -9.0727
111563X | MV/LV Substation GA***563X |  | 20 kV | _ | LV | 100 kVA :Pole Substation | 0.1 | --> | 0.1 | 0.05 | 0.94 |  | --> | 0.095 | 0 | 0 | 0 | 0 | Constrained, otherwise capacity available =88 kW | --> | E15 ex CASTLETOWNBERE | Castletownbere [T421] | BALLYLICKY |  | 51.6157 | -9.9802
248794 | MV/LV Substation KN***794 |  | 20 kV | _ | LV | 50 kVA :Pole Substation | 0.05 | --> | 0.05 | 0 | 0 | Constrained, otherwise capacity available =32 kVA | --> | 0.048 | 0 | 0.014 | 0 | 0 | Constrained, otherwise capacity available =34 kW | --> | E13 ex KILCOCK | Kilcock [T421,T422] | GRIFFINRATH |  | 53.5077 | -6.5881
099528X | MV/LV Substation PE***528X |  | 10 kV | _ | LV | 630 kVA :Kiosk Substation | 0.63 | --> | 0.63 | 0 | 0 | Constrained, otherwise capacity available =541 kVA | --> | 0.598 | 0 | 0 | 0 | 0 | Constrained, otherwise capacity available =586 kW | --> | C13 ex CULLION | Cullion [T41,T42] | LETTERKENNY |  | 54.9515 | -7.7309
164842X | MV/LV Substation TO***842X |  | 10 kV | _ | LV | 50 kVA :Pole Substation | 0.05 | --> | 0.05 | 0 | 0 | Constrained, otherwise capacity available =48 kVA | --> | 0.048 | 0 | 0 | 0 | 0 | Constrained, otherwise capacity available =47 kW | --> | C17 ex SKIBBEREEN | Skibbereen [T41,T42] | DUNMANWAY |  | 51.5318 | -9.1799
116296Y | MV/LV Substation CE***296Y |  | 10 kV | _ | LV | 400 kVA :Kiosk Substation | 0.4 | --> | 0.4 | 0.336 | 7.32 |  | --> | 0.38 | 0 | 0.05 | 0.334 | 0 |  | --> | C11 ex CARROWBEG | Carrowbeg [T41,T42] | CARROWBEG |  | 53.8063 | -9.5241
265990X | MV/LV Substation CO***990X |  | 20 kV | _ | LV | 50 kVA :Pole Substation | 0.05 | --> | 0.05 | 0.041 | 0.07 |  | --> | 0.048 | 0 | 0 | 0 | 0 | Constrained, otherwise capacity available =46 kW | --> | E15 ex BALLYCONNELL | Ballyconnell [T421,T422] | GORTAWEE |  | 54.1273 | -7.4664
249486X | MV/LV Substation BA***486X |  | 10 kV | _ | LV | 200 kVA :Pole Substation | 0.2 | --> | 0.2 | 0 | 0 | Constrained, otherwise capacity available =86 kVA | --> | 0.19 | 0 | 0.005 | 0 | 0 | Constrained, otherwise capacity available =173 kW | --> | C15 ex KILCLOHER | Kilcloher [T41,T42] | DUNGARVAN |  | 52.1047 | -7.7615
066021 | MV/LV Substation SU***021 |  | 10 kV | _ | LV | 200 kVA :Pole Substation | 0.2 | --> | 0.2 | 0 | 0 |  | --> | 0.19 | 0 | 0.056 | 0.119 | 0 |  | --> | C20 ex SUTTON | Sutton [T41,T42] | GRANGE (DR) |  | 53.3728 | -6.0585
060031Y | MV/LV Substation PA***031Y |  | 10 kV | _ | LV | 50 kVA :Pole Substation | 0.05 | --> | 0.05 | 0.045 | 2.57 |  | --> | 0.048 | 0 | 0 | 0 | 0 | Constrained, otherwise capacity available =47 kW | --> | C13 ex ERRIGAL | Errigal [T41,T422] | SHANKILL |  | 53.9809 | -7.1103
235688X | MV/LV Substation FA***688X |  | 20 kV | _ | LV | 100 kVA :Pole Substation | 0.1 | --> | 0.1 | 0 | 0 | Constrained, otherwise capacity available =74 kVA | --> | 0.095 | 0 | 0.022 | 0 | 0 | Constrained, otherwise capacity available =75 kW | --> | E18 ex BEALNABLATH | Bealnablath [T421] | BANDON |  | 51.8595 | -8.7986
164244X | MV/LV Substation DE***244X |  | 10 kV | _ | LV | 50 kVA :Pole Substation | 0.05 | --> | 0.05 | 0 | 0 | Constrained, otherwise capacity available =46 kVA | --> | 0.048 | 0 | 0 | 0 | 0 | Constrained, otherwise capacity available =47 kW | --> | C17 ex SKIBBEREEN | Skibbereen [T41,T42] | DUNMANWAY |  | 51.532 | -9.1728
180047 | MV/LV Substation SW***047 |  | 10 kV | _ | LV | 200 kVA :Pole Substation | 0.2 | --> | 0.2 | 0.13 | 1.4 |  | --> | 0.19 | 0 | 0.006 | 0 | 0 | Constrained, otherwise capacity available =176 kW | --> | C23 ex KELLS | Kells [T41,T42] | NAVAN |  | 53.7246 | -6.8734
0184024 | MV/LV Substation TA***4024 |  | 20 kV | _ | LV | 200 kVA :Kiosk Substation | 0.2 | --> | 0.2 | 0.18 | 3.75 |  | --> | 0.19 | 0 | 0.011 | 0 | 0 | Constrained, otherwise capacity available =179 kW | --> | C14 ex SMEARLA | Smearla [T41,T42] | TRIEN |  | 52.5871 | -9.3743
0084413 | MV/LV Substation GM***4413 |  | 10 kV | _ | LV | 50 kVA :Pole Substation | 0.05 | --> | 0.05 | 0.036 | 0.2 |  | --> | 0.048 | 0 | 0 | 0 | 0 | Constrained, otherwise capacity available =46 kW | --> | E16 ex BEALISTOWN | Bealistown [T421,T422] | GREAT ISLAND |  | 52.1975 | -6.8972
050311X | MV/LV Substation HY***311X |  | 10 kV | _ | LV | 400 kVA :Kiosk Substation | 0.4 | --> | 0.4 | 0 | 0 | Constrained, otherwise capacity available =308 kVA | --> | 0.38 | 0 | 0.032 | 0 | 0 | Constrained, otherwise capacity available =344 kW | --> | C24 ex ATHLONE | Athlone [T41,T42] | ATHLONE |  | 53.4186 | -7.9796
062173Y | MV/LV Substation SI***173Y |  | 10 kV | _ | LV | 400 kVA :Building Structure | 0.4 | --> | 0.4 | 0 | 3.12 |  | --> | 0.38 | 0 | 0 | 0 | 0 | Constrained, otherwise capacity available =362 kW | --> | C15 ex MARSHES | Marshes [T41,T42] | DUNDALK |  | 53.9795 | -6.3848
066898 | MV/LV Substation EV***898 |  | 10 kV | _ | LV | 100 kVA :Pole Substation | 0.1 | --> | 0.1 | 0 | 0 | Constrained, otherwise capacity available =99 kVA | --> | 0.095 | 0 | 0 | 0 | 0 | Constrained, otherwise capacity available =95 kW | --> | C14 ex SWORDS | Swords [T41,T42] | GLASMORE |  | 53.4498 | -6.2595
253073 | MV/LV Substation PA***073 |  | 10 kV | _ | LV | 400 kVA :Kiosk Substation | 0.4 | --> | 0.4 | 0.248 | 10.7 |  | --> | 0.38 | 0 | 0.006 | 0 | 0 | Constrained, otherwise capacity available =354 kW | --> | C22 ex CLOON | Cloon [T42,T421] | CLOON |  | 53.5109 | -8.8397
305670 | MV/LV Substation BA***670 |  | 20 kV | _ | LV | 50 kVA :Pole Substation | 0.05 | --> | 0.05 | 0.049 | 4.61 |  | --> | 0.048 | 0 | 0 | 0 | 0 | Constrained, otherwise capacity available =47 kW | --> | E12 ex LUMCLOON | Lumcloon [T421,T422] | DALLOW |  | 53.2468 | -7.8925
281937 | MV/LV Substation RA***937 |  | 10 kV | _ | LV | 50 kVA :Pole Substation | 0.05 | --> | 0.05 | 0 | 0 | Constrained, otherwise capacity available =36 kVA | --> | 0.048 | 0 | 0 | 0.046 | 0 |  | --> | C11 ex BALLINCOLLIG | Ballincollig [T41,T42] | KILBARRY |  | 51.8433 | -8.5927
192940 | MV/LV Substation HY***940 |  | 20 kV | _ | LV | 50 kVA :Pole Substation | 0.05 | --> | 0.05 | 0.05 | 1.7 |  | --> | 0.048 | 0 | 0 | 0 | 0 | Constrained, otherwise capacity available =48 kW | --> | E15 ex GWEEDORE | Gweedore [T421] | ARDNAGAPPARY |  | 55.0733 | -8.0959
0014139 | MV/LV Substation CH***4139 |  | 10 kV | _ | LV | 1000 kVA :Building Structure | 1 | --> | 1 | 0 | 0 | Constrained, otherwise capacity available =1000 kVA | --> | 0.95 | 0 | 0 | 0.5 | 0 |  | --> | C19 ex LOUGHLINSTOWN | Loughlinstown [T41,T42] | CARRICKMINES |  | 53.2417 | -6.139
037078 | MV/LV Substation CL***078 |  | 10 kV | _ | LV | 630 kVA :Building Structure | 0.63 | --> | 0.63 | 0 | 0 | Constrained, otherwise capacity available =459 kVA | --> | 0.598 | 0 | 0.185 | 0 | 0 | Constrained, otherwise capacity available =438 kW | --> | C15 ex CAHIRCALLA | Cahircalla [T41,T42] | ENNIS |  | 52.789 | -8.914
095028 | MV/LV Substation BR***028 |  | 10 kV | _ | LV | 400 kVA :Building Structure | 0.4 | --> | 0.4 | 0.27 | 0.7 |  | --> | 0.38 | 0 | 0 | 0 | 0 | Constrained, otherwise capacity available =362 kW | --> | C14 ex KILRUSH | Kilrush [T41,T42] | TULLABRACK |  | 52.6447 | -9.4828
015073Z | MV/LV Substation SA***073Z |  | 10 kV | _ | LV | 200 kVA :Kiosk Substation | 0.2 | --> | 0.2 | 0 | 0 | Constrained, otherwise capacity available =106 kVA | --> | 0.19 | 0 | 0.027 | 0 | 0 | Constrained, otherwise capacity available =157 kW | --> | C14 ex SALLINS | Sallins [T41,T42] | GRIFFINRATH |  | 53.2531 | -6.6634
014821Z | MV/LV Substation WH***821Z |  | 10 kV | _ | LV | 1000 kVA :Building Structure | 1 | --> | 1 | 0 | 0 | Constrained, otherwise capacity available =777 kVA | --> | 0.95 | 0 | 0 | 0 | 0 | Constrained, otherwise capacity available =920 kW | --> | C20 ex ATHGARVAN | Athgarvan [T41,T44] | NEWBRIDGE |  | 53.1788 | -6.7982
0114448 | MV/LV Substation CB***4448 |  | 10 kV | _ | LV | 400 kVA :Building Structure | 0.4 | --> | 0.4 | 0 | 0 | Constrained, otherwise capacity available =349 kVA | --> | 0.38 | 0 | 0.006 | 0 | 0 | Constrained, otherwise capacity available =368 kW | --> | C15 ex TALBOTS INCH | Talbots Inch [T41,T42] | KILKENNY |  | 52.6624 | -7.2697
0714054 | MV/LV Substation BE***4054 |  | 10 kV | _ | LV | 200 kVA :Pole Substation | 0.2 | --> | 0.2 | 0 | 0 | Constrained, otherwise capacity available =200 kVA | --> | 0.19 | 0 | 0 | 0.19 | 0 |  | --> | C14 ex GREYSTONES | Greystones [T41,T42] | FASSAROE |  | 53.1611 | -6.0989
062215Y | MV/LV Substation BE***215Y |  | 20 kV | _ | LV | 100 kVA :Pole Substation | 0.1 | --> | 0.1 | 0.07 | 4.25 |  | --> | 0.095 | 0 | 0 | 0 | 0 | Constrained, otherwise capacity available =91 kW | --> | E12 ex JENKINSTOWN | Jenkinstown [T421,T422] | DUNDALK |  | 54.012 | -6.3464
281417Y | MV/LV Substation JU***417Y |  | 10 kV | _ | LV | 400 kVA :Building Structure | 0.4 | --> | 0.4 | 0.308 | 7.88 |  | --> | 0.38 | 0 | 0 | 0.367 | 0 |  | --> | C23 ex LIBERTY STREET | Liberty Street [T101,T102] | LIBERTY STREET |  | 51.8993 | -8.4648
0234376 | MV/LV Substation GN***4376 |  | 20 kV | _ | LV | 50 kVA :Pole Substation | 0.05 | --> | 0.05 | 0 | 0 | Constrained, otherwise capacity available =50 kVA | --> | 0.048 | 0 | 0 | 0 | 0 | Constrained, otherwise capacity available =48 kW | --> | E12 ex CASTLELYONS | Castlelyons [T421,T422] | BARRYMORE |  | 52.0599 | -8.2858
029117 | MV/LV Substation EL***117 |  | 10 kV | _ | LV | 400 kVA :Kiosk Substation | 0.4 | --> | 0.4 | 0 | 0 | Constrained, otherwise capacity available =301 kVA | --> | 0.38 | 0 | 0.036 | 0.34 | 0 |  | --> | C13 ex MIDLETON | Midleton [T101,T102] | MIDLETON |  | 51.9262 | -8.18
054026X | MV/LV Substation CL***026X |  | 20 kV | _ | LV | 50 kVA :Pole Substation | 0.05 | --> | 0.05 | 0 | 0 | Constrained, otherwise capacity available =48 kVA | --> | 0.048 | 0 | 0 | 0 | 0 | Constrained, otherwise capacity available =47 kW | --> | E17 ex PORTLAOISE | Portlaoise [T423,T424] | PORTLAOISE |  | 53.0091 | -7.3053
0934235 | MV/LV Substation DE***4235 |  | 10 kV | _ | LV | 1000 kVA :Building Structure | 1 | --> | 1 | 0 | 0 | Constrained, otherwise capacity available =798 kVA | --> | 0.95 | 0 | 0.058 | 0.5 | 0 |  | --> | C22 ex GRANGE (DR) | Grange (dr) [T41,T42] | GRANGE (DR) |  | 53.4001 | -6.1821
081197Z | MV/LV Substation NE***197Z |  | 10 kV | _ | LV | 400 kVA :Kiosk Substation | 0.4 | --> | 0.4 | 0 | 0 | Constrained, otherwise capacity available =340 kVA | --> | 0.38 | 0 | 0 | 0.372 | 0 |  | --> | C19 ex CLONDALKIN | Clondalkin [T41,T42,T44] | INCHICORE 220KV |  | 53.3079 | -6.4076
153337X | MV/LV Substation SW***337X |  | 20 kV | _ | LV | 50 kVA :Pole Substation | 0.05 | --> | 0.05 | 0 | 0 | Constrained, otherwise capacity available =40 kVA | --> | 0.048 | 0 | 0 | 0 | 0 | Constrained, otherwise capacity available =46 kW | --> | E18 ex BIRDHILL | Birdhill [T421,T422] | ARDNACRUSHA |  | 52.7382 | -8.4858
062549Y | MV/LV Substation RI***549Y |  | 10 kV | _ | LV | 400 kVA :Kiosk Substation | 0.4 | --> | 0.4 | 0.348 | 0.72 |  | --> | 0.38 | 0 | 0 | 0 | 0 | Constrained, otherwise capacity available =373 kW | --> | C15 ex COES ROAD | Coes Road [T41,T42] | DUNDALK |  | 54.004 | -6.3645
034584 | MV/LV Substation GU***584 |  | 10 kV | _ | LV | 50 kVA :Pole Substation | 0.05 | --> | 0.05 | 0.025 | 0.95 |  | --> | 0.048 | 0 | 0 | 0 | 0 | Constrained, otherwise capacity available =44 kW | --> | C18 ex SPA ROAD | Spa Road [T41,T42] | DOON |  | 52.3598 | -7.5959
365935 | MV/LV Substation DR***935 |  | 10 kV | _ | LV | 200 kVA :Kiosk Substation | 0.2 | --> | 0.2 | 0 | 0 | Constrained, otherwise capacity available =119 kVA | --> | 0.19 | 0 | 0.008 | 0.173 | 0 |  | --> | C17 ex WHITESTOWN | Whitestown [T41,T42] | COOKSTOWN |  | 53.289 | -6.3942
156757Y | MV/LV Substation RA***757Y |  | 10 kV | _ | LV | 50 kVA :Pole Substation | 0.05 | --> | 0.05 | 0 | 0 | Constrained, otherwise capacity available =48 kVA | --> | 0.048 | 0 | 0 | 0 | 0 | Constrained, otherwise capacity available =47 kW | --> | C15 ex DRUMBEAR | Drumbear [T41,T42] | LISDRUM |  | 54.2145 | -6.8878
001749 | MV/LV Substation TH***749 |  | 10 kV | _ | LV | 400 kVA :Building Structure | 0.4 | --> | 0.4 | 0.349 | 1.16 |  | --> | 0.38 | 0 | 0 | 0.373 | 0 |  | --> | C18 ex MOUNT MERRION | Mount Merrion [T41,T42] | CARRICKMINES |  | 53.2978 | -6.1956
059872X | MV/LV Substation DR***872X |  | 20 kV | _ | LV | 100 kVA :Pole Substation | 0.1 | --> | 0.1 | 0 | 0 | Constrained, otherwise capacity available =100 kVA | --> | 0.095 | 0 | 0 | 0 | 0 | Constrained, otherwise capacity available =95 kW | --> | E19 ex CAVAN | Cavan [T42,T421] | SHANKILL |  | 53.9925 | -7.3966
039441X | MV/LV Substation CA***441X |  | 10 kV | _ | LV | 100 kVA :Pole Substation | 0.1 | --> | 0.1 | 0 | 0 | Constrained, otherwise capacity available =92 kVA | --> | 0.095 | 0 | 0.006 | 0 | 0 | Constrained, otherwise capacity available =89 kW | --> | C20 ex ORANMORE | Oranmore [T41,T44] | GALWAY 110KV |  | 53.3063 | -8.8894
015645Z | MV/LV Substation WE***645Z |  | 10 kV | _ | LV | 200 kVA :Kiosk Substation | 0.2 | --> | 0.2 | 0 | 0 | Constrained, otherwise capacity available =166 kVA | --> | 0.19 | 0 | 0.004 | 0 | 0 | Constrained, otherwise capacity available =182 kW | --> | C17 ex NAAS | Naas [T41,T42] | KILTEEL |  | 53.2131 | -6.6868
014875 | MV/LV Substation MI***875 |  | 10 kV | _ | LV | 200 kVA :Kiosk Substation | 0.2 | --> | 0.2 | 0 | 0 | Constrained, otherwise capacity available =56 kVA | --> | 0.19 | 0 | 0.036 | 0 | 0 | Constrained, otherwise capacity available =143 kW | --> | C14 ex ATHGARVAN | Athgarvan [T41,T44] | NEWBRIDGE |  | 53.1527 | -6.7805
021432Z | MV/LV Substation MI***432Z |  | 10 kV | _ | LV | 630 kVA :Kiosk Substation | 0.63 | --> | 0.63 | 0 | 0 | Constrained, otherwise capacity available =550 kVA | --> | 0.598 | 0 | 0 | 0.5 | 0 |  | --> | C14 ex KILBARRY | Kilbarry [T101,T43] | KILBARRY |  | 51.9187 | -8.4731
058846X | MV/LV Substation NE***846X |  | 10 kV | _ | LV | 200 kVA :Kiosk Substation | 0.2 | --> | 0.2 | 0 | 0 | Constrained, otherwise capacity available =106 kVA | --> | 0.19 | 0 | 0.017 | 0 | 0 | Constrained, otherwise capacity available =164 kW | --> | C11 ex KYLEERAGH | Kyleeragh [T41,T42] | NENAGH |  | 52.8717 | -8.2003
137216 | MV/LV Substation BO***216 |  | 10 kV | _ | LV | 200 kVA :Pole Substation | 0.2 | --> | 0.2 | 0.198 | 3.74 |  | --> | 0.19 | 0 | 0.005 | 0 | 0 | Constrained, otherwise capacity available =186 kW | --> | C11 ex KILFLYNN | Kilflynn [T41,T42] | TRALEE |  | 52.3495 | -9.6751
1764331 | MV/LV Substation CA***4331 |  | 20 kV | _ | LV | 200 kVA :Kiosk Substation | 0.2 | --> | 0.2 | 0.2 | 18.78 |  | --> | 0.19 | 0 | 0 | 0.19 | 0 |  | --> | E18 ex HARTNETTS CROSS | Hartnetts Cross [T121,T422] | MACROOM |  | 52.0057 | -9.0792
165478X | MV/LV Substation GA***478X |  | 10 kV | _ | LV | 100 kVA :Pole Substation | 0.1 | --> | 0.1 | 0 | 0 | Constrained, otherwise capacity available =90 kVA | --> | 0.095 | 0 | 0 | 0 | 0 | Constrained, otherwise capacity available =94 kW | --> | C14 ex CLONAKILTY | Clonakilty [T41,T42] | DUNMANWAY |  | 51.6009 | -8.9042
068673X | MV/LV Substation IV***673X |  | 10 kV | _ | LV | 1000 kVA :Building Structure | 1 | --> | 1 | 0 | 0 | Constrained, otherwise capacity available =857 kVA | --> | 0.95 | 0 | 0 | 0.5 | 0 |  | --> | C14 ex NEWMARKET (DR) | Newmarket (dr) [T41] | FRANCIS STREET |  | 53.3377 | -6.287
006209 | MV/LV Substation KI***209 |  | 20 kV | _ | LV | 400 kVA :Kiosk Substation | 0.4 | --> | 0.4 | 0.309 | 4.38 |  | --> | 0.38 | 0 | 0 | 0.367 | 0 |  | --> | E13 ex CRANE | Crane [T122] | CRANE |  | 52.4287 | -6.4842
082162 | MV/LV Substation CA***162 |  | 20 kV | _ | LV | 50 kVA :Pole Substation | 0.05 | --> | 0.05 | 0.028 | 0.64 |  | --> | 0.048 | 0 | 0.025 | 0 | 0 | Constrained, otherwise capacity available =26 kW | --> | E14 ex RANDALSTOWN | Randalstown [T422] | NAVAN |  | 53.7811 | -6.7282
054487Y | MV/LV Substation DU***487Y |  | 10 kV | _ | LV | 200 kVA :Pole Substation | 0.2 | --> | 0.2 | 0.172 | 2.78 |  | --> | 0.19 | 0 | 0 | 0 | 0 | Constrained, otherwise capacity available =186 kW | --> | E16 ex BALLYRAGGET | Ballyragget [T421,T422] | BALLYRAGGET |  | 52.8592 | -7.3813
001113 | MV/LV Substation BA***113 |  | 10 kV | _ | LV | 400 kVA :Building Structure | 0.4 | --> | 0.4 | 0.247 | 4.01 |  | --> | 0.38 | 0 | 0.032 | 0.335 | 0 |  | --> | C21 ex BALLINCLEA | Ballinclea [T41] | CHERRYWOOD |  | 53.2707 | -6.1213
064637Y | MV/LV Substation GO***637Y |  | 20 kV | _ | LV | 50 kVA :Pole Substation | 0.05 | --> | 0.05 | 0 | 0 | Constrained, otherwise capacity available =41 kVA | --> | 0.048 | 0 | 0.005 | 0 | 0 | Constrained, otherwise capacity available =42 kW | --> | E15 ex JULIANSTOWN | Julianstown [T421,T422] | DRYBRIDGE |  | 53.632 | -6.2585
0674386 | MV/LV Substation GR***4386 |  | 10 kV | _ | LV | 400 kVA :Kiosk Substation | 0.4 | --> | 0.4 | 0.379 | 13.8 |  | --> | 0.38 | 0 | 0 | 0.377 | 0 |  | --> | C19 ex SINGLAND | Singland [T101,T102] | SINGLAND |  | 52.661 | -8.5732
0634063 | MV/LV Substation AR***4063 |  | 10 kV | _ | LV | 200 kVA :Building Structure | 0.2 | --> | 0.2 | 0 | 0 | Constrained, otherwise capacity available =200 kVA | --> | 0.19 | 0 | 0 | 0 | 0 | Constrained, otherwise capacity available =190 kW | --> | C19 ex BALLYBAILIE | Ballybailie [T41,T42] | DUNDALK |  | 53.8512 | -6.5478
151560 | MV/LV Substation GL***560 |  | 10 kV | _ | LV | 50 kVA :Pole Substation | 0.05 | --> | 0.05 | 0 | 0 | Constrained, otherwise capacity available =14 kVA | --> | 0.048 | 0 | 0.001 | 0 | 0 | Constrained, otherwise capacity available =42 kW | --> | C12 ex GARRYSPILLANE | Garryspillane [T41] | TIPPERARY |  | 52.3841 | -8.3876
082425Y | MV/LV Substation BA***425Y |  | 10 kV | _ | LV | 100 kVA :Pole Substation | 0.1 | --> | 0.1 | 0.076 | 2.01 |  | --> | 0.095 | 0 | 0.005 | 0 | 0 | Constrained, otherwise capacity available =88 kW | --> | C12 ex ABBEYLAND | Abbeyland [T41,T42] | NAVAN |  | 53.6724 | -6.678
003100Y | MV/LV Substation BA***100Y |  | 10 kV | _ | LV | 50 kVA :Pole Substation | 0.05 | --> | 0.05 | 0 | 0 | Constrained, otherwise capacity available =33 kVA | --> | 0.048 | 0 | 0 | 0 | 0 | Constrained, otherwise capacity available =45 kW | --> | C16 ex RATHDRUM | Rathdrum [T42] | ARKLOW |  | 52.9331 | -6.2443
068739X | MV/LV Substation BR***739X |  | 10 kV | _ | LV | 630 kVA :Building Structure | 0.63 | --> | 0.63 | 0.5 | 20.78 |  | --> | 0.598 | 0 | 0 | 0.5 | 0 |  | --> | C26 ex HEUSTON SQUARE | Heuston Square [T101,T102] | INCHICORE 220KV |  | 53.3454 | -6.2804
111992Z | MV/LV Substation AR***992Z |  | 20 kV | _ | LV | 50 kVA :Pole Substation | 0.05 | --> | 0.05 | 0.048 | 0.94 |  | --> | 0.048 | 0 | 0 | 0 | 0 | Constrained, otherwise capacity available =47 kW | --> | E11 ex CASTLETOWNBERE | Castletownbere [T421] | BALLYLICKY |  | 51.7378 | -9.8973
209662 | MV/LV Substation PO***662 |  | 10 kV | _ | LV | 200 kVA :Pole Substation | 0.2 | --> | 0.2 | 0 | 0 | Constrained, otherwise capacity available =113 kVA | --> | 0.19 | 0 | 0.021 | 0 | 0 | Constrained, otherwise capacity available =162 kW | --> | C19 ex MILFORD (NR) | Milford (nr) [T41,T42] | LETTERKENNY |  | 55.0957 | -7.5385
061436 | MV/LV Substation GA***436 |  | 10 kV | _ | LV | 50 kVA :Pole Substation | 0.05 | --> | 0.05 | 0.048 | 2.04 |  | --> | 0.048 | 0 | 0 | 0 | 0 | Constrained, otherwise capacity available =47 kW | --> | C19 ex BALLYBAY | Ballybay [T41,T42] | LISDRUM |  | 54.0643 | -6.9128
008819Y | MV/LV Substation JC***819Y |  | 10 kV | _ | LV | 100 kVA :Pole Substation | 0.1 | --> | 0.1 | 0 | 0 | Constrained, otherwise capacity available =94 kVA | --> | 0.095 | 0 | 0.015 | 0 | 0 | Constrained, otherwise capacity available =83 kW | --> | C14 ex KNOCKMULLEN | Knockmullen [T42,T421] | GREAT ISLAND |  | 52.3841 | -6.932
021554 | MV/LV Substation GE***554 |  | 20 kV | _ | LV | 200 kVA :Pole Substation | 0.2 | --> | 0.2 | 0 | 0 | Constrained, otherwise capacity available =150 kVA | --> | 0.19 | 0 | 0.014 | 0 | 0 | Constrained, otherwise capacity available =173 kW | --> | E18 ex CURRALEIGH | Curraleigh [T421,T422] | KILBARRY |  | 51.9113 | -8.5623
093326Z | MV/LV Substation PR***326Z |  | 10 kV | _ | LV | 400 kVA :Kiosk Substation | 0.4 | --> | 0.4 | 0 | 0 | Constrained, otherwise capacity available =321 kVA | --> | 0.38 | 0 | 0 | 0.369 | 0 |  | --> | C22 ex GRANGE (DR) | Grange (dr) [T41,T42] | GRANGE (DR) |  | 53.4026 | -6.191
001758 | MV/LV Substation TH***758 |  | 10 kV | _ | LV | 400 kVA :Kiosk Substation | 0.4 | --> | 0.4 | 0.244 | 1.55 |  | --> | 0.38 | 0 | 0.017 | 0.346 | 0 |  | --> | C16 ex MONKSTOWN | Monkstown [T41,T42] | BLACKROCK |  | 53.2924 | -6.1608
204217X | MV/LV Substation CR***217X |  | 20 kV | _ | LV | 50 kVA :Pole Substation | 0.05 | --> | 0.05 | 0 | 0 | Constrained, otherwise capacity available =46 kVA | --> | 0.048 | 0 | 0 | 0 | 0 | Constrained, otherwise capacity available =47 kW | --> | E17 ex BUNCRANA | Buncrana [T421,T422] | TRILLICK |  | 55.1465 | -7.2872
111639Z | MV/LV Substation BR***639Z |  | 20 kV | _ | LV | 50 kVA :Pole Substation | 0.05 | --> | 0.05 | 0.044 | 0.94 |  | --> | 0.048 | 0 | 0.005 | 0 | 0 | Constrained, otherwise capacity available =43 kW | --> | E11 ex CASTLETOWNBERE | Castletownbere [T421] | BALLYLICKY |  | 51.6586 | -9.8966
0684214 | MV/LV Substation GR***4214 |  | 10 kV | _ | LV | 1000 kVA :Building Structure | 1 | --> | 1 | 0.382 | 9.02 |  | --> | 0.95 | 0 | 0 | 0.5 | 0 |  | --> | C14 ex MISERY HILL | Misery Hill [T101,T102] | POOLBEG |  | 53.3447 | -6.2317
009912 | MV/LV Substation KI***912 |  | 10 kV | _ | LV | 400 kVA :Kiosk Substation | 0.4 | --> | 0.4 | 0 | 0 | Constrained, otherwise capacity available =275 kVA | --> | 0.38 | 0 | 0.003 | 0 | 0 | Constrained, otherwise capacity available =360 kW | --> | C12 ex GRANGE (SR) | Grange (sr) [T41,T42] | BUTLERSTOWN |  | 52.2414 | -7.1116
0664182 | MV/LV Substation KI***4182 |  | 20 kV | _ | LV | 400 kVA :Kiosk Substation | 0.4 | --> | 0.4 | 0 | 0 | Constrained, otherwise capacity available =361 kVA | --> | 0.38 | 0 | 0 | 0 | 0 | Constrained, otherwise capacity available =375 kW | --> | E11 ex GLASMORE | Glasmore [T421,T422] | GLASMORE |  | 53.4949 | -6.1416
034096 | MV/LV Substation TO***096 |  | 10 kV | _ | LV | 400 kVA :Kiosk Substation | 0.4 | --> | 0.4 | 0.262 | 0.57 |  | --> | 0.38 | 0 | 0.068 | 0 | 0 | Constrained, otherwise capacity available =310 kW | --> | C16 ex LAWLESSTOWN | Lawlesstown [T42,T421] | DOON |  | 52.352 | -7.7288
3654071 | MV/LV Substation LA***4071 |  | 10 kV | _ | LV | 1000 kVA :Building Structure | 1 | --> | 1 | 0 | 0 | Constrained, otherwise capacity available =882 kVA | --> | 0.95 | 0 | 0 | 0.5 | 0 |  | --> | C11 ex FORTUNESTOWN | Fortunestown [T101,T102] | INCHICORE 220KV |  | 53.2921 | -6.4231
035773X | MV/LV Substation CL***773X |  | 10 kV | _ | LV | 200 kVA :Pole Substation | 0.2 | --> | 0.2 | 0.189 | 6.17 |  | --> | 0.19 | 0 | 0 | 0 | 0 | Constrained, otherwise capacity available =188 kW | --> | C20 ex CAHIR | Cahir [T41,T42] | CAHIR |  | 52.3575 | -7.9621
165012Y | MV/LV Substation SU***012Y |  | 10 kV | _ | LV | 1000 kVA :Building Structure | 1 | --> | 1 | 0 | 0 | Constrained, otherwise capacity available =820 kVA | --> | 0.95 | 0 | 0 | 0 | 0 | Constrained, otherwise capacity available =925 kW | --> | C16 ex CLONAKILTY | Clonakilty [T41,T42] | DUNMANWAY |  | 51.625 | -8.8826
161300 | MV/LV Substation CR***300 |  | 20 kV | _ | LV | 200 kVA :Pole Substation | 0.2 | --> | 0.2 | 0 | 0 | Constrained, otherwise capacity available =198 kVA | --> | 0.19 | 0 | 0 | 0 | 0 | Constrained, otherwise capacity available =190 kW | --> | C12 ex SPIDDAL |  |  |  | 53.245 | -9.3228
0814162 | MV/LV Substation GR***4162 |  | 20 kV | _ | LV | 400 kVA :Kiosk Substation | 0.4 | --> | 0.4 | 0 | 0 | Constrained, otherwise capacity available =378 kVA | --> | 0.38 | 0 | 0 | 0 | 0 | Constrained, otherwise capacity available =377 kW | --> | E60 ex GRANGE CASTLE |  |  |  | 53.3163 | -6.4505
027412X | MV/LV Substation BA***412X |  | 20 kV | _ | LV | 50 kVA :Pole Substation | 0.05 | --> | 0.05 | 0.038 | 7.79 |  | --> | 0.048 | 0 | 0.004 | 0 | 0 | Constrained, otherwise capacity available =43 kW | --> | E12 ex DUNMANWAY | Dunmanway [T422,T43] | DUNMANWAY |  | 51.6839 | -9.1082
2884160 | MV/LV Substation DU***4160 |  | 10 kV | _ | LV | 630 kVA :Kiosk Substation | 0.63 | --> | 0.63 | 0 | 0 | Constrained, otherwise capacity available =614 kVA | --> | 0.598 | 0 | 0 | 0.5 | 0 |  | --> | C17 ex CARRICKMINES | Carrickmines [T41,T42] | CARRICKMINES |  | 53.2422 | -6.1956
050102Z | MV/LV Substation GL***102Z |  | 10 kV | _ | LV | 630 kVA :Kiosk Substation | 0.63 | --> | 0.63 | 0.5 | 7.61 |  | --> | 0.598 | 0 | 0 | 0 | 0 | Constrained, otherwise capacity available =597 kW | --> | C12 ex GARRYCASTLE | Garrycastle [T41,T42] | ATHLONE |  | 53.4152 | -7.9013
067273Y | MV/LV Substation CH***273Y |  | 10 kV | _ | LV | 400 kVA :Building Structure | 0.4 | --> | 0.4 | 0 | 0 | Constrained, otherwise capacity available =284 kVA | --> | 0.38 | 0 | 0 | 0.364 | 0 |  | --> | C18 ex BALLINACURRA | Ballinacurra [T41,T42] | LIMERICK |  | 52.6493 | -8.6354
058360Y | MV/LV Substation BR***360Y |  | 10 kV | _ | LV | 400 kVA :Kiosk Substation | 0.4 | --> | 0.4 | 0 | 0 | Constrained, otherwise capacity available =336 kVA | --> | 0.38 | 0 | 0.013 | 0 | 0 | Constrained, otherwise capacity available =362 kW | --> | C11 ex KYLEERAGH | Kyleeragh [T41,T42] | NENAGH |  | 52.8724 | -8.1949
012116Y | MV/LV Substation PO***116Y |  | 10 kV | _ | LV | 630 kVA :Building Structure | 0.63 | --> | 0.63 | 0 | 0 | Constrained, otherwise capacity available =532 kVA | --> | 0.598 | 0 | 0.05 | 0 | 0 | Constrained, otherwise capacity available =548 kW | --> | C22 ex POLLERTON | Pollerton [T41,T42] | CARLOW |  | 52.8365 | -6.919
052162X | MV/LV Substation RA***162X |  | 20 kV | _ | LV | 400 kVA :Kiosk Substation | 0.4 | --> | 0.4 | 0 | 0 | Constrained, otherwise capacity available =382 kVA | --> | 0.38 | 0 | 0.015 | 0 | 0 | Constrained, otherwise capacity available =366 kW | --> | E19 ex EDENDERRY | Edenderry [T421,T422] | BLAKE |  | 53.4608 | -7.108
064450X | MV/LV Substation KN***450X |  | 20 kV | _ | LV | 100 kVA :Pole Substation | 0.1 | --> | 0.1 | 0 | 0 | Constrained, otherwise capacity available =65 kVA | --> | 0.095 | 0 | 0 | 0 | 0 | Constrained, otherwise capacity available =90 kW | --> | E15 ex DULEEK | Duleek [T421,T422] | DRYBRIDGE |  | 53.6504 | -6.4041
009517Y | MV/LV Substation FI***517Y |  | 10 kV | _ | LV | 200 kVA :Kiosk Substation | 0.2 | --> | 0.2 | 0.2 | 8.16 |  | --> | 0.19 | 0 | 0 | 0 | 0 | Constrained, otherwise capacity available =190 kW | --> | C12 ex MOUNT MISERY | Mount Misery [T41,T42] | WATERFORD |  | 52.2658 | -7.088
019034 | MV/LV Substation WO***034 |  | 10 kV | _ | LV | 400 kVA :Kiosk Substation | 0.4 | --> | 0.4 | 0.047 | 0.05 | Constrained, otherwise capacity available =306 kVA | --> | 0.38 | 0 | 0 | 0 | 0 | Constrained, otherwise capacity available =367 kW | --> | C17 ex BALLYBEGGAN | Ballybeggan [T43,T44] | TRALEE |  | 52.2859 | -9.6914
120891X | MV/LV Substation MO***891X |  | 20 kV | _ | LV | 100 kVA :Pole Substation | 0.1 | --> | 0.1 | 0.097 | 3.5 |  | --> | 0.095 | 0 | 0 | 0 | 0 | Constrained, otherwise capacity available =95 kW | --> | E12 ex DUNFIRTH | Dunfirth [T122] | DUNFIRTH |  | 53.4299 | -6.9749
154040Z | MV/LV Substation PA***040Z |  | 10 kV | _ | LV | 400 kVA :Kiosk Substation | 0.4 | --> | 0.4 | 0 | 0 | Constrained, otherwise capacity available =258 kVA | --> | 0.38 | 0 | 0 | 0.36 | 0 |  | --> | C41 ex COLLEGE PARK | College Park [T101,T102,T103] | COLLEGE PARK |  | 53.4048 | -6.4266
0394024 | MV/LV Substation MI***4024 |  | 10 kV | _ | LV | 50 kVA :Pole Substation | 0.05 | --> | 0.05 | 0 | 0 | Constrained, otherwise capacity available =48 kVA | --> | 0.048 | 0 | 0 | 0 | 0 | Constrained, otherwise capacity available =47 kW | --> | C17 ex ORANMORE | Oranmore [T41,T44] | GALWAY 110KV |  | 53.2884 | -8.9123
009012 | MV/LV Substation GE***012 |  | 10 kV | _ | LV | 400 kVA :Building Structure | 0.4 | --> | 0.4 | 0 | 0 | Constrained, otherwise capacity available =208 kVA | --> | 0.38 | 0 | 0.025 | 0 | 0 | Constrained, otherwise capacity available =334 kW | --> | C12 ex GRANGE (SR) | Grange (sr) [T41,T42] | BUTLERSTOWN |  | 52.2444 | -7.1098
0934279 | MV/LV Substation NO***4279 |  | 10 kV | _ | LV | 630 kVA :Building Structure | 0.63 | --> | 0.63 | 0 | 0 | Constrained, otherwise capacity available =615 kVA | --> | 0.598 | 0 | 0 | 0.5 | 0 |  | --> | C27 ex POPPINTREE | Poppintree [T101,T102] | FINGLAS |  | 53.3999 | -6.3212
061048 | MV/LV Substation CO***048 |  | 10 kV | _ | LV | 200 kVA :Kiosk Substation | 0.2 | --> | 0.2 | 0.125 | 2.04 |  | --> | 0.19 | 0 | 0.01 | 0 | 0 | Constrained, otherwise capacity available =172 kW | --> | C14 ex BALLYBAY | Ballybay [T41,T42] | LISDRUM |  | 54.1234 | -6.9022
019364 | MV/LV Substation CA***364 |  | 10 kV | _ | LV | 50 kVA :Pole Substation | 0.05 | --> | 0.05 | 0.02 | 0.05 |  | --> | 0.048 | 0 | 0.011 | 0 | 0 | Constrained, otherwise capacity available =35 kW | --> | C12 ex BALLYBEGGAN | Ballybeggan [T43,T44] | TRALEE |  | 52.2609 | -9.6491
064724Y | MV/LV Substation RI***724Y |  | 10 kV | _ | LV | 400 kVA :Kiosk Substation | 0.4 | --> | 0.4 | 0 | 0 | Constrained, otherwise capacity available =318 kVA | --> | 0.38 | 0 | 0.012 | 0 | 0 | Constrained, otherwise capacity available =360 kW | --> | C18 ex DRYBRIDGE | Drybridge [T41,T42] | DRYBRIDGE |  | 53.7158 | -6.388
017361 | MV/LV Substation RA***361 |  | 10 kV | _ | LV | 50 kVA :Pole Substation | 0.05 | --> | 0.05 | 0.05 | 1.05 |  | --> | 0.048 | 0 | 0 | 0 | 0 | Constrained, otherwise capacity available =48 kW | --> | C16 ex NEWCASTLEWEST | Newcastlewest [T41,T42] | RATHKEALE |  | 52.5169 | -9.0422
054670Y | MV/LV Substation FO***670Y |  | 10 kV | _ | LV | 400 kVA :Kiosk Substation | 0.4 | --> | 0.4 | 0 | 0 | Constrained, otherwise capacity available =317 kVA | --> | 0.38 | 0 | 0.011 | 0 | 0 | Constrained, otherwise capacity available =360 kW | --> | C14 ex PORTLAOISE | Portlaoise [T41,T42] | PORTLAOISE |  | 53.0412 | -7.2839
0644206 | MV/LV Substation DU***4206 |  | 20 kV | _ | LV | 400 kVA :Kiosk Substation | 0.4 | --> | 0.4 | 0 | 0 | Constrained, otherwise capacity available =323 kVA | --> | 0.38 | 0 | 0.12 | 0 | 0 | Constrained, otherwise capacity available =280 kW | --> | E17 ex JULIANSTOWN | Julianstown [T421,T422] | DRYBRIDGE |  | 53.7083 | -6.2603
025021Y | MV/LV Substation RI***021Y |  | 10 kV | _ | LV | 200 kVA :Pole Substation | 0.2 | --> | 0.2 | 0 | 0 | Constrained, otherwise capacity available =195 kVA | --> | 0.19 | 0 | 0 | 0 | 0 | Constrained, otherwise capacity available =189 kW | --> | C11 ex KILMALLOCK | Kilmallock [T41,T42] | CHARLEVILLE |  | 52.3874 | -8.5391
034743 | MV/LV Substation DR***743 |  | 20 kV | _ | LV | 100 kVA :Pole Substation | 0.1 | --> | 0.1 | 0.06 | 5.88 |  | --> | 0.095 | 0 | 0.005 | 0 | 0 | Constrained, otherwise capacity available =86 kW | --> | C14 ex ARDGEEHA | Ardgeeha [T41,T42] | DOON |  | 52.517 | -7.5863
132006 | MV/LV Substation TH***006 |  | 10 kV | _ | LV | 400 kVA :Kiosk Substation | 0.4 | --> | 0.4 | 0 | 0 | Constrained, otherwise capacity available =295 kVA | --> | 0.38 | 0 | 0.074 | 0 | 0 | Constrained, otherwise capacity available =311 kW | --> | C17 ex LOUGHREA | Loughrea [T41,T42] | SOMERSET |  | 53.2017 | -8.5572
062064 | MV/LV Substation OR***064 |  | 10 kV | _ | LV | 400 kVA :Building Structure | 0.4 | --> | 0.4 | 0.29 | 2.33 |  | --> | 0.38 | 0 | 0.022 | 0 | 0 | Constrained, otherwise capacity available =348 kW | --> | C21 ex DUNDALK | Dundalk [T41,T42] | DUNDALK |  | 54.0053 | -6.4077
154210Z | MV/LV Substation CO***210Z |  | 10 kV | _ | LV | 400 kVA :Building Structure | 0.4 | --> | 0.4 | 0 | 0 | Constrained, otherwise capacity available =254 kVA | --> | 0.38 | 0 | 0 | 0 | 0 | Constrained, otherwise capacity available =360 kW | --> | C11 ex BALLYCOOLIN | Ballycoolin [T41,T42,T43] | FINGLAS |  | 53.4119 | -6.371
047326 | MV/LV Substation LA***326 |  | 20 kV | _ | LV | 50 kVA :Pole Substation | 0.05 | --> | 0.05 | 0.035 | 1.04 |  | --> | 0.048 | 0 | 0 | 0 | 0 | Constrained, otherwise capacity available =45 kW | --> | C16 ex BOYLE | Boyle [T41,T42] | CARRICK ON SHANNON |  | 54.054 | -8.286
281952Z | MV/LV Substation CU***952Z |  | 20 kV | _ | LV | 50 kVA :Pole Substation | 0.05 | --> | 0.05 | 0 | 0 | Constrained, otherwise capacity available =42 kVA | --> | 0.048 | 0 | 0 | 0 | 0 | Constrained, otherwise capacity available =46 kW | --> | C15 ex KILMONEY | Kilmoney [T41,T42] | TRABEG |  | 51.8193 | -8.545
062083 | MV/LV Substation HU***083 |  | 10 kV | _ | LV | 200 kVA :Pole Substation | 0.2 | --> | 0.2 | 0.127 | 1.03 |  | --> | 0.19 | 0 | 0.025 | 0 | 0 | Constrained, otherwise capacity available =161 kW | --> | C15 ex LITTLE MILLS | Little Mills [T41] | DUNDALK |  | 53.9939 | -6.4064
099037 | MV/LV Substation OA***037 |  | 10 kV | _ | LV | 400 kVA :Building Structure | 0.4 | --> | 0.4 | 0.289 | 2.96 |  | --> | 0.38 | 0 | 0.027 | 0 | 0 | Constrained, otherwise capacity available =344 kW | --> | C15 ex BALLYRAINE | Ballyraine [T41,T42] | LETTERKENNY |  | 54.9548 | -7.7282
033222Y | MV/LV Substation CA***222Y |  | 10 kV | _ | LV | 50 kVA :Pole Substation | 0.05 | --> | 0.05 | 0 | 0 | Constrained, otherwise capacity available =45 kVA | --> | 0.048 | 0 | 0 | 0 | 0 | Constrained, otherwise capacity available =47 kW | --> | C11 ex DEERPARK | Deerpark [T41,T42] | BALLYDINE |  | 52.3435 | -7.4264
074412 | MV/LV Substation AR***412 |  | 20 kV | _ | LV | 50 kVA :Pole Substation | 0.05 | --> | 0.05 | 0 | 0 | Constrained, otherwise capacity available =38 kVA | --> | 0.048 | 0 | 0.01 | 0 | 0 | Constrained, otherwise capacity available =38 kW | --> | C17 ex CARRICK ON SHANNON | Carrick On Shannon [T41,T42] | CARRICK ON SHANNON |  | 53.9233 | -8.0412
2664054 | MV/LV Substation CA***4054 |  | 20 kV | _ | LV | 50 kVA :Pole Substation | 0.05 | --> | 0.05 | 0 | 0 | Constrained, otherwise capacity available =48 kVA | --> | 0.048 | 0 | 0 | 0 | 0 | Constrained, otherwise capacity available =47 kW | --> | E12 ex CARNDONAGH | Carndonagh [T421,T422] | TRILLICK |  | 55.356 | -7.3321
004680 | MV/LV Substation KI***680 |  | 10 kV | _ | LV | 50 kVA :Pole Substation | 0.05 | --> | 0.05 | 0.045 | 18.08 |  | --> | 0.048 | 0 | 0 | 0.047 | 0 |  | --> | C13 ex ARKLOW | Arklow [T101,T102] | ARKLOW |  | 52.8473 | -6.1965
237604 | MV/LV Substation BR***604 |  | 10 kV | _ | LV | 200 kVA :Pole Substation | 0.2 | --> | 0.2 | 0 | 0 | Constrained, otherwise capacity available =85 kVA | --> | 0.19 | 0 | 0.13 | 0 | 0 | Constrained, otherwise capacity available =80 kW | --> | C11 ex KILSARAN | Kilsaran [T42] | DRYBRIDGE |  | 53.8933 | -6.4461
0014235 | MV/LV Substation BE***4235 |  | 10 kV | _ | LV | 1000 kVA :Building Structure | 1 | --> | 1 | 0.5 | 4.37 |  | --> | 0.95 | 0 | 0 | 0.5 | 0 |  | --> | C18 ex DUN LAOGHAIRE | Dun Laoghaire [T41,T42] | BLACKROCK |  | 53.2955 | -6.1417
067151 | MV/LV Substation RO***151 |  | 10 kV | _ | LV | 630 kVA :Kiosk Substation | 0.63 | --> | 0.63 | 0 | 0 | Constrained, otherwise capacity available =432 kVA | --> | 0.598 | 0 | 0.036 | 0.5 | 0 |  | --> | C15 ex BALLINACURRA | Ballinacurra [T41,T42] | LIMERICK |  | 52.648 | -8.6357
014699 | MV/LV Substation RO***699 |  | 10 kV | _ | LV | 50 kVA :Pole Substation | 0.05 | --> | 0.05 | 0 | 0 | Constrained, otherwise capacity available =31 kVA | --> | 0.048 | 0 | 0.019 | 0 | 0 | Constrained, otherwise capacity available =31 kW | --> | C16 ex MORRISTOWN | Morristown [T41,T42] | NEWBRIDGE |  | 53.1996 | -6.8101
110491 | MV/LV Substation LO***491 |  | 20 kV | _ | LV | 50 kVA :Pole Substation | 0.05 | --> | 0.05 | 0.048 | 0.76 |  | --> | 0.048 | 0 | 0 | 0 | 0 | Constrained, otherwise capacity available =47 kW | --> | E19 ex KENMARE | Kenmare [T421] | KNOCKEARAGH |  | 51.8321 | -9.8051
0694031 | MV/LV Substation SY***4031 |  | 10 kV | _ | LV | 630 kVA :Kiosk Substation | 0.63 | --> | 0.63 | 0 | 0 | Constrained, otherwise capacity available =626 kVA | --> | 0.598 | 0 | 0 | 0.5 | 0 |  | --> | C18 ex DONNYBROOK | Donnybrook [T41,T42] | MILLTOWN (DR) |  | 53.3279 | -6.2252
068571X | MV/LV Substation PE***571X |  | 10 kV | _ | LV | 630 kVA :Kiosk Substation | 0.63 | --> | 0.63 | 0.5 | 7.91 |  | --> | 0.598 | 0 | 0 | 0.5 | 0 |  | --> | C28 ex PELLETSTOWN | Pelletstown [T101,T102] | FINGLAS |  | 53.3777 | -6.3236
064030 | MV/LV Substation WE***030 |  | 10 kV | _ | LV | 400 kVA :Building Structure | 0.4 | --> | 0.4 | 0 | 0 | Constrained, otherwise capacity available =264 kVA | --> | 0.38 | 0 | 0.004 | 0 | 0 | Constrained, otherwise capacity available =358 kW | --> | C17 ex RATHMULLAN | Rathmullan [T41,T42] | DRYBRIDGE |  | 53.716 | -6.3583
012426Y | MV/LV Substation TU***426Y |  | 10 kV | _ | LV | 200 kVA :Kiosk Substation | 0.2 | --> | 0.2 | 0 | 0 | Constrained, otherwise capacity available =103 kVA | --> | 0.19 | 0 | 0 | 0 | 0 | Constrained, otherwise capacity available =176 kW | --> | C23 ex POLLERTON | Pollerton [T41,T42] | CARLOW |  | 52.8333 | -6.9113
033824X | MV/LV Substation CO***824X |  | 10 kV | _ | LV | 100 kVA :Pole Substation | 0.1 | --> | 0.1 | 0 | 0 | Constrained, otherwise capacity available =62 kVA | --> | 0.095 | 0 | 0 | 0 | 0 | Constrained, otherwise capacity available =90 kW | --> | C11 ex DEERPARK | Deerpark [T41,T42] | BALLYDINE |  | 52.3434 | -7.4275
039463X | MV/LV Substation CL***463X |  | 10 kV | _ | LV | 400 kVA :Kiosk Substation | 0.4 | --> | 0.4 | 0 | 0 | Constrained, otherwise capacity available =370 kVA | --> | 0.38 | 0 | 0 | 0.376 | 0 |  | --> | C22 ex GALWAY 110KV | Galway 110kv [T102,T103] | GALWAY 110KV |  | 53.2887 | -8.9996
153283 | MV/LV Substation MA***283 |  | 20 kV | _ | LV | 200 kVA :Pole Substation | 0.2 | --> | 0.2 | 0 | 0 | Constrained, otherwise capacity available =154 kVA | --> | 0.19 | 0 | 0.046 | 0 | 0 | Constrained, otherwise capacity available =150 kW | --> | E17 ex BIRDHILL | Birdhill [T421,T422] | ARDNACRUSHA |  | 52.8131 | -8.4449
3654220 | MV/LV Substation RO***4220 |  | 10 kV | _ | LV | 630 kVA :Building Structure | 0.63 | --> | 0.63 | 0 | 0 | Constrained, otherwise capacity available =630 kVA | --> | 0.598 | 0 | 0 | 0.5 | 0 |  | --> | C23 ex CITYWEST | Citywest [T101,T102] | INCHICORE 220KV |  | 53.2943 | -6.4202
0534422 | MV/LV Substation AL***4422 |  | 10 kV | _ | LV | 630 kVA :Building Structure | 0.63 | --> | 0.63 | 0 | 0 | Constrained, otherwise capacity available =585 kVA | --> | 0.598 | 0 | 0 | 0.5 | 0 |  | --> | C19 ex CLONMINCH | Clonminch [T41,T422] | THORNSBERRY |  | 53.2775 | -7.4928
252008 | MV/LV Substation MA***008 |  | 20 kV | _ | LV | 50 kVA :Pole Substation | 0.05 | --> | 0.05 | 0.049 | 1.32 |  | --> | 0.048 | 0 | 0 | 0.047 | 0 |  | --> | C24 ex CLIFDEN | Clifden [T41,T42] | SCREEB |  | 53.542 | -10.0061
365094X | MV/LV Substation BA***094X |  | 10 kV | _ | LV | 100 kVA :Pole Substation | 0.1 | --> | 0.1 | 0 | 0 | Constrained, otherwise capacity available =84 kVA | --> | 0.095 | 0 | 0 | 0.093 | 0 |  | --> | C19 ex CLONDALKIN | Clondalkin [T41,T42,T44] | INCHICORE 220KV |  | 53.2994 | -6.4328
156193Y | MV/LV Substation EM***193Y |  | 20 kV | _ | LV | 200 kVA :Kiosk Substation | 0.2 | --> | 0.2 | 0 | 0 | Constrained, otherwise capacity available =175 kVA | --> | 0.19 | 0 | 0 | 0 | 0 | Constrained, otherwise capacity available =187 kW | --> | E14 ex EMYVALE | Emyvale [T422] | LISDRUM |  | 54.3385 | -6.9596
099382X | MV/LV Substation LK***382X |  | 10 kV | _ | LV | 630 kVA :Building Structure | 0.63 | --> | 0.63 | 0.5 | 2.96 |  | --> | 0.598 | 0 | 0.033 | 0 | 0 | Constrained, otherwise capacity available =558 kW | --> | C12 ex BALLYRAINE | Ballyraine [T41,T42] | LETTERKENNY |  | 54.9515 | -7.7108
015383 | MV/LV Substation WE***383 |  | 10 kV | _ | LV | 50 kVA :Pole Substation | 0.05 | --> | 0.05 | 0 | 0 | Constrained, otherwise capacity available =44 kVA | --> | 0.048 | 0 | 0 | 0 | 0 | Constrained, otherwise capacity available =47 kW | --> | C22 ex JOHNSTOWN | Johnstown [T41,T42] | KILTEEL |  | 53.2295 | -6.6168
052709Z | MV/LV Substation OW***709Z |  | 20 kV | _ | LV | 50 kVA :Pole Substation | 0.05 | --> | 0.05 | 0.05 | 10.9 |  | --> | 0.048 | 0 | 0 | 0.048 | 0 |  | --> | C24 ex MULLINGAR | Mullingar [T101,T102] | MULLINGAR |  | 53.5797 | -7.3673
093526Z | MV/LV Substation BU***526Z |  | 10 kV | _ | LV | 630 kVA :Building Structure | 0.63 | --> | 0.63 | 0 | 0 | Constrained, otherwise capacity available =494 kVA | --> | 0.598 | 0 | 0 | 0.5 | 0 |  | --> | C28 ex KILMORE | Kilmore [T101,T102,T103] | FINGLAS |  | 53.4054 | -6.1799
109445 | MV/LV Substation FA***445 |  | 10 kV | _ | LV | 400 kVA :Building Structure | 0.4 | --> | 0.4 | 0 | 0 | Constrained, otherwise capacity available =353 kVA | --> | 0.38 | 0 | 0 | 0.374 | 0 |  | --> | C15 ex SHANNON | Shannon [T41,T42] | DRUMLINE |  | 52.7048 | -8.9017
293961 | MV/LV Substation BA***961 |  | 20 kV | _ | LV | 50 kVA :Pole Substation | 0.05 | --> | 0.05 | 0 | 0 | Constrained, otherwise capacity available =39 kVA | --> | 0.048 | 0 | 0 | 0 | 0 | Constrained, otherwise capacity available =46 kW | --> | E17 ex BALTINGLASS | Baltinglass [T421,T422] | STRATFORD |  | 52.9342 | -6.6375
244717 | MV/LV Substation RE***717 |  | 20 kV | _ | LV | 50 kVA :Pole Substation | 0.05 | --> | 0.05 | 0 | 0 | Constrained, otherwise capacity available =49 kVA | --> | 0.048 | 0 | 0.005 | 0 | 0 | Constrained, otherwise capacity available =44 kW | --> | E16 ex MILLTOWN (SR) | Milltown (sr) [T421,T422] | OUGHTRAGH |  | 52.1007 | -9.7689
1654194 | MV/LV Substation SL***4194 |  | 10 kV | _ | LV | 400 kVA :Kiosk Substation | 0.4 | --> | 0.4 | 0 | 0 | Constrained, otherwise capacity available =374 kVA | --> | 0.38 | 0 | 0.025 | 0 | 0 | Constrained, otherwise capacity available =358 kW | --> | C14 ex CLONAKILTY | Clonakilty [T41,T42] | DUNMANWAY |  | 51.6164 | -8.8871
066221X | MV/LV Substation WO***221X |  | 10 kV | _ | LV | 200 kVA :Kiosk Substation | 0.2 | --> | 0.2 | 0 | 0 | Constrained, otherwise capacity available =152 kVA | --> | 0.19 | 0 | 0.052 | 0.145 | 0 |  | --> | C20 ex SUTTON | Sutton [T41,T42] | GRANGE (DR) |  | 53.3792 | -6.0601
029522 | MV/LV Substation AR***522 |  | 20 kV | _ | LV | 50 kVA :Pole Substation | 0.05 | --> | 0.05 | 0 | 0 | Constrained, otherwise capacity available =31 kVA | --> | 0.048 | 0 | 0 | 0 | 0 | Constrained, otherwise capacity available =45 kW | --> | C13 ex CLOYNE | Cloyne [T41] | MIDLETON |  | 51.854 | -8.0101
253751X | MV/LV Substation CA***751X |  | 20 kV | _ | LV | 50 kVA :Pole Substation | 0.05 | --> | 0.05 | 0 | 0 | Constrained, otherwise capacity available =43 kVA | --> | 0.048 | 0 | 0 | 0 | 0 | Constrained, otherwise capacity available =46 kW | --> | C23 ex TUAM NORTH | Tuam North [T41,T42] | CLOON |  | 53.5556 | -8.9127
026971Y | MV/LV Substation DU***971Y |  | 10 kV | _ | LV | 50 kVA :Pole Substation | 0.05 | --> | 0.05 | 0.046 | 8.66 |  | --> | 0.048 | 0 | 0 | 0 | 0 | Constrained, otherwise capacity available =47 kW | --> | C18 ex BANDON | Bandon [T101,T42] | BANDON |  | 51.7932 | -8.653
110396 | MV/LV Substation MA***396 |  | 20 kV | _ | LV | 100 kVA :Pole Substation | 0.1 | --> | 0.1 | 0.079 | 0.76 |  | --> | 0.095 | 0 | 0 | 0 | 0 | Constrained, otherwise capacity available =92 kW | --> | E19 ex KENMARE | Kenmare [T421] | KNOCKEARAGH |  | 51.8998 | -9.6096
064635X | MV/LV Substation TO***635X |  | 20 kV | _ | LV | 100 kVA :Pole Substation | 0.1 | --> | 0.1 | 0 | 0 | Constrained, otherwise capacity available =84 kVA | --> | 0.095 | 0 | 0 | 0 | 0 | Constrained, otherwise capacity available =93 kW | --> | C17 ex DRYBRIDGE | Drybridge [T41,T42] | DRYBRIDGE |  | 53.7362 | -6.4515
1764298 | MV/LV Substation IM***4298 |  | 10 kV | _ | LV | 400 kVA :Kiosk Substation | 0.4 | --> | 0.4 | 0.346 | 18.78 |  | --> | 0.38 | 0 | 0.016 | 0.361 | 0 |  | --> | E11 ex HARTNETTS CROSS | Hartnetts Cross [T121,T422] | HARTNETTS CROSS |  | 51.9131 | -8.9833
013063Z | MV/LV Substation BA***063Z |  | 10 kV | _ | LV | 50 kVA :Pole Substation | 0.05 | --> | 0.05 | 0.046 | 0.12 |  | --> | 0.048 | 0 | 0.011 | 0.039 | 0 |  | --> | C21 ex ATHY | Athy [T101,T102] | ATHY |  | 52.9679 | -7.0793
0624345 | MV/LV Substation BA***4345 |  | 20 kV | _ | LV | 50 kVA :Pole Substation | 0.05 | --> | 0.05 | 0.046 | 4.25 |  | --> | 0.048 | 0 | 0 | 0 | 0 | Constrained, otherwise capacity available =47 kW | --> | E18 ex JENKINSTOWN | Jenkinstown [T421,T422] | DUNDALK |  | 54.0755 | -6.2546
021094X | MV/LV Substation UP***094X |  | 10 kV | _ | LV | 400 kVA :Kiosk Substation | 0.4 | --> | 0.4 | 0 | 0 | Constrained, otherwise capacity available =292 kVA | --> | 0.38 | 0 | 0 | 0.365 | 0 |  | --> | C12 ex RIVERSTOWN | Riverstown [T41,T42] | KILBARRY |  | 51.9572 | -8.4159
006917X | MV/LV Substation AD***917X |  | 10 kV | _ | LV | 630 kVA :Kiosk Substation | 0.63 | --> | 0.63 | 0.483 | 4.38 |  | --> | 0.598 | 0 | 0 | 0.5 | 0 |  | --> | E11 ex CRANE | Crane [T122] | CRANE |  | 52.5201 | -6.5623
0664111 | MV/LV Substation TE***4111 |  | 10 kV | _ | LV | 400 kVA :Building Structure | 0.4 | --> | 0.4 | 0 | 0 | Constrained, otherwise capacity available =231 kVA | --> | 0.38 | 0 | 0 | 0.356 | 0 |  | --> | C20 ex MOUNTGORRY | Mountgorry [T41,T42] | GRANGE (DR) |  | 53.4452 | -6.2145
053213X | MV/LV Substation BR***213X |  | 10 kV | _ | LV | 630 kVA :Building Structure | 0.63 | --> | 0.63 | 0 | 0 | Constrained, otherwise capacity available =459 kVA | --> | 0.598 | 0 | 0 | 0.5 | 0 |  | --> | C17 ex CLONMINCH | Clonminch [T41,T422] | THORNSBERRY |  | 53.2746 | -7.4938
011058 | MV/LV Substation OR***058 |  | 10 kV | _ | LV | 400 kVA :Building Structure | 0.4 | --> | 0.4 | 0 | 0 | Constrained, otherwise capacity available =244 kVA | --> | 0.38 | 0 | 0 | 0 | 0 | Constrained, otherwise capacity available =358 kW | --> | C11 ex ROSEHILL | Rosehill [T41,T42] | KILKENNY |  | 52.6531 | -7.2758
120349Y | MV/LV Substation ST***349Y |  | 20 kV | _ | LV | 200 kVA :Kiosk Substation | 0.2 | --> | 0.2 | 0 | 0 | Constrained, otherwise capacity available =143 kVA | --> | 0.19 | 0 | 0.005 | 0 | 0 | Constrained, otherwise capacity available =178 kW | --> | E11 ex EDENDERRY | Edenderry [T421,T422] | BLAKE |  | 53.3423 | -7.0659
110094X | MV/LV Substation TH***094X |  | 20 kV | _ | LV | 100 kVA :Pole Substation | 0.1 | --> | 0.1 | 0.099 | 0.76 |  | --> | 0.095 | 0 | 0 | 0 | 0 | Constrained, otherwise capacity available =95 kW | --> | E19 ex KENMARE | Kenmare [T421] | KNOCKEARAGH |  | 51.8931 | -9.6002
461620 | MV/LV Substation SH***620 |  | 10 kV | _ | LV | 100 kVA :Pole Substation | 0.1 | --> | 0.1 | 0.057 | 0.74 |  | --> | 0.095 | 0 | 0.005 | 0 | 0 | Constrained, otherwise capacity available =85 kW | --> | C15 ex RAHANS | Rahans [T41] | MOY |  | 54.0969 | -9.1665
001040 | MV/LV Substation CA***040 |  | 10 kV | _ | LV | 400 kVA :Building Structure | 0.4 | --> | 0.4 | 0.229 | 13.42 |  | --> | 0.38 | 0 | 0.026 | 0.337 | 0 |  | --> | C21 ex POTTERY ROAD | Pottery Road [T101,T102] | CARRICKMINES |  | 53.2598 | -6.1523
064859 | MV/LV Substation BA***859 |  | 10 kV | _ | LV | 50 kVA :Pole Substation | 0.05 | --> | 0.05 | 0 | 0 | Constrained, otherwise capacity available =40 kVA | --> | 0.048 | 0 | 0 | 0 | 0 | Constrained, otherwise capacity available =46 kW | --> | C20 ex TERMONFECKIN ROAD | Termonfeckin Road [T41,T42] | DRYBRIDGE |  | 53.7345 | -6.2796
012091 | MV/LV Substation CA***091 |  | 10 kV | _ | LV | 400 kVA :Kiosk Substation | 0.4 | --> | 0.4 | 0 | 0 | Constrained, otherwise capacity available =345 kVA | --> | 0.38 | 0 | 0.012 | 0 | 0 | Constrained, otherwise capacity available =364 kW | --> | C17 ex POLLERTON | Pollerton [T41,T42] | CARLOW |  | 52.8472 | -6.9185
068765X | MV/LV Substation DA***765X |  | 10 kV | _ | LV | 1000 kVA :Building Structure | 1 | --> | 1 | 0.5 | 1.37 |  | --> | 0.95 | 0 | 0 | 0.5 | 0 |  | --> | C18 ex SOUTH KING STREET | South King Street [T41,T42] | FRANCIS STREET |  | 53.341 | -6.2649
029889X | MV/LV Substation CA***889X |  | 10 kV | _ | LV | 50 kVA :Pole Substation | 0.05 | --> | 0.05 | 0 | 0 | Constrained, otherwise capacity available =40 kVA | --> | 0.048 | 0 | 0.015 | 0 | 0 | Constrained, otherwise capacity available =35 kW | --> | C16 ex KILLACLOYNE | Killacloyne [T41,T42] | MIDLETON |  | 51.925 | -8.3066
1544249 | MV/LV Substation KI***4249 |  | 20 kV | _ | LV | 630 kVA :Building Structure | 0.63 | --> | 0.63 | 0.5 | 41.3 |  | --> | 0.598 | 0 | 0.009 | 0.5 | 0 |  | --> | E13 ex CORDUFF | Corduff [T121,T122] | CORDUFF |  | 53.418 | -6.3535
081702Y | MV/LV Substation BE***702Y |  | 10 kV | _ | LV | 630 kVA :Kiosk Substation | 0.63 | --> | 0.63 | 0 | 0 | Constrained, otherwise capacity available =465 kVA | --> | 0.598 | 0 | 0.048 | 0.5 | 0 |  | --> | C13 ex LIFFEY VALLEY | Liffey Valley [T41,T42] | INCHICORE 220KV |  | 53.3524 | -6.4255
119050Y | MV/LV Substation IN***050Y |  | 10 kV | _ | LV | 400 kVA :Building Structure | 0.4 | --> | 0.4 | 0.4 | 4.16 |  | --> | 0.38 | 0 | 0 | 0.221 | 0 | Constrained, otherwise capacity available =380 kW | --> | C20 ex NEWMARKET (SR) | Newmarket (sr) [T41,T42] | GLENLARA |  | 52.2224 | -8.9942
074399 | MV/LV Substation PU***399 |  | 20 kV | _ | LV | 50 kVA :Pole Substation | 0.05 | --> | 0.05 | 0 | 0 | Constrained, otherwise capacity available =50 kVA | --> | 0.048 | 0 | 0 | 0 | 0 | Constrained, otherwise capacity available =48 kW | --> | C16 ex CARRICK ON SHANNON | Carrick On Shannon [T41,T42] | CARRICK ON SHANNON |  | 53.8281 | -8.1818
0934084 | MV/LV Substation J ***4084 |  | 10 kV | _ | LV | 630 kVA :Kiosk Substation | 0.63 | --> | 0.63 | 0 | 0 | Constrained, otherwise capacity available =461 kVA | --> | 0.598 | 0 | 0.17 | 0.449 | 0 |  | --> | C28 ex POPPINTREE | Poppintree [T101,T102] | FINGLAS |  | 53.4048 | -6.3062
081398X | MV/LV Substation NO***398X |  | 10 kV | _ | LV | 200 kVA :Kiosk Substation | 0.2 | --> | 0.2 | 0 | 0 | Constrained, otherwise capacity available =132 kVA | --> | 0.19 | 0 | 0 | 0.18 | 0 |  | --> | C19 ex SEMPERIT | Semperit [T41,T42,T43] | GRANGE CASTLE |  | 53.3516 | -6.3468
0714057 | MV/LV Substation CH***4057 |  | 10 kV | _ | LV | 400 kVA :Kiosk Substation | 0.4 | --> | 0.4 | 0 | 0 | Constrained, otherwise capacity available =312 kVA | --> | 0.38 | 0 | 0.005 | 0.364 | 0 |  | --> | C11 ex GREYSTONES | Greystones [T41,T42] | FASSAROE |  | 53.1397 | -6.0818
037810X | MV/LV Substation WE***810X |  | 10 kV | _ | LV | 400 kVA :Building Structure | 0.4 | --> | 0.4 | 0 | 0 | Constrained, otherwise capacity available =262 kVA | --> | 0.38 | 0 | 0 | 0 | 0 | Constrained, otherwise capacity available =361 kW | --> | C15 ex CAHIRCALLA | Cahircalla [T41,T42] | ENNIS |  | 52.8311 | -8.9807
066410X | MV/LV Substation SH***410X |  | 20 kV | _ | LV | 50 kVA :Pole Substation | 0.05 | --> | 0.05 | 0 | 0 | Constrained, otherwise capacity available =41 kVA | --> | 0.048 | 0 | 0 | 0 | 0 | Constrained, otherwise capacity available =46 kW | --> | E21 ex ASHBOURNE | Ashbourne [T421,T422] | FINGLAS |  | 53.521 | -6.3177
281635Z | MV/LV Substation BA***635Z |  | 10 kV | _ | LV | 400 kVA :Kiosk Substation | 0.4 | --> | 0.4 | 0.328 | 5.49 |  | --> | 0.38 | 0 | 0.015 | 0.359 | 0 |  | --> | C20 ex TRABEG | Trabeg [T101,T102] | TRABEG |  | 51.8774 | -8.4467
0654182 | MV/LV Substation ST***4182 |  | 20 kV | _ | LV | 400 kVA :Kiosk Substation | 0.4 | --> | 0.4 | 0 | 0 | Constrained, otherwise capacity available =338 kVA | --> | 0.38 | 0 | 0.135 | 0 | 0 | Constrained, otherwise capacity available =271 kW | --> | E15 ex BATTER LANE TEMPORARY | Batter Lane Temporary 38kv [T421] | GLASMORE |  | 53.5256 | -6.1621
067111X | MV/LV Substation CA***111X |  | 10 kV | _ | LV | 400 kVA :Kiosk Substation | 0.4 | --> | 0.4 | 0.228 | 13.8 |  | --> | 0.38 | 0 | 0.04 | 0.326 | 0 |  | --> | C21 ex SINGLAND | Singland [T101,T102] | SINGLAND |  | 52.6599 | -8.5931
0494241 | MV/LV Substation LI***4241 |  | 20 kV | _ | LV | 50 kVA :Pole Substation | 0.05 | --> | 0.05 | 0.05 | 0.21 |  | --> | 0.048 | 0 | 0 | 0 | 0 | Constrained, otherwise capacity available =48 kW | --> | E12 ex LONGFORD | Longford [T421,T422] | RICHMOND |  | 53.7915 | -7.8148
363932 | MV/LV Substation TH***932 |  | 20 kV | _ | LV | 50 kVA :Pole Substation | 0.05 | --> | 0.05 | 0.047 | 3.25 |  | --> | 0.048 | 0 | 0 | 0 | 0 | Constrained, otherwise capacity available =47 kW | --> | E16 ex BALLYBUNION | Ballybunion [T421,T422] | TRIEN |  | 52.4968 | -9.6581
026599 | MV/LV Substation KI***599 |  | 10 kV | _ | LV | 50 kVA :Pole Substation | 0.05 | --> | 0.05 | 0.047 | 8.66 |  | --> | 0.048 | 0 | 0.002 | 0 | 0 | Constrained, otherwise capacity available =46 kW | --> | C17 ex BANDON | Bandon [T101,T42] | BANDON |  | 51.7424 | -8.6309
081497Z | MV/LV Substation CO***497Z |  | 10 kV | _ | LV | 400 kVA :Building Structure | 0.4 | --> | 0.4 | 0 | 0 | Constrained, otherwise capacity available =391 kVA | --> | 0.38 | 0 | 0.01 | 0.371 | 0 |  | --> | C18 ex LUCAN EAST | Lucan East [T41,T42] | GRANGE CASTLE |  | 53.3493 | -6.4357
281309Z | MV/LV Substation RI***309Z |  | 10 kV | _ | LV | 50 kVA :Pole Substation | 0.05 | --> | 0.05 | 0 | 0 | Constrained, otherwise capacity available =19 kVA | --> | 0.048 | 0 | 0 | 0.043 | 0 |  | --> | C15 ex BISHOPSTOWN | Bishopstown [T41,T42] | KILBARRY |  | 51.8919 | -8.539
0684236 | MV/LV Substation NW***4236 |  | 10 kV | _ | LV | 1000 kVA :Building Structure | 1 | --> | 1 | 0 | 14.34 |  | --> | 0.95 | 0 | 0 | 0.5 | 0 |  | --> | C20 ex NORTH QUAYS | North Quays [T101,T102,T103] | POOLBEG |  | 53.3476 | -6.2297
011953Z | MV/LV Substation JO***953Z |  | 10 kV | _ | LV | 630 kVA :Kiosk Substation | 0.63 | --> | 0.63 | 0.5 | 2.8 |  | --> | 0.598 | 0 | 0 | 0 | 0 | Constrained, otherwise capacity available =595 kW | --> | C13 ex PURCELLS INCH | Purcells Inch [T41,T42] | KILKENNY |  | 52.6326 | -7.2341
158025 | MV/LV Substation PA***025 |  | 10 kV | _ | LV | 200 kVA :Pole Substation | 0.2 | --> | 0.2 | 0 | 0 | Constrained, otherwise capacity available =58 kVA | --> | 0.19 | 0 | 0.01 | 0 | 0 | Constrained, otherwise capacity available =162 kW | --> | C15 ex ENNISTYMON | Ennistymon [T41,T42] | ENNIS |  | 52.9412 | -9.2901
039160 | MV/LV Substation RI***160 |  | 10 kV | _ | LV | 400 kVA :Kiosk Substation | 0.4 | --> | 0.4 | 0 | 0 | Constrained, otherwise capacity available =191 kVA | --> | 0.38 | 0 | 0.02 | 0.336 | 0 |  | --> | C23 ex GALWAY 110KV | Galway 110kv [T102,T103] | GALWAY 110KV |  | 53.2876 | -9.031
2814447 | MV/LV Substation WA***4447 |  | 10 kV | _ | LV | 630 kVA :Kiosk Substation | 0.63 | --> | 0.63 | 0 | 0 | Constrained, otherwise capacity available =618 kVA | --> | 0.598 | 0 | 0 | 0.5 | 0 |  | --> | C24 ex BISHOPSTOWN | Bishopstown [T41,T42] | KILBARRY |  | 51.8715 | -8.5308
154299Y | MV/LV Substation CO***299Y |  | 10 kV | _ | LV | 400 kVA :Kiosk Substation | 0.4 | --> | 0.4 | 0 | 0 | Constrained, otherwise capacity available =346 kVA | --> | 0.38 | 0 | 0 | 0 | 0 | Constrained, otherwise capacity available =373 kW | --> | C21 ex MONEYCOOLEY | Moneycooley [T41,T42,T44] | GRIFFINRATH |  | 53.3836 | -6.589
365936 | MV/LV Substation DR***936 |  | 10 kV | _ | LV | 200 kVA :Kiosk Substation | 0.2 | --> | 0.2 | 0 | 0 | Constrained, otherwise capacity available =144 kVA | --> | 0.19 | 0 | 0 | 0.182 | 0 |  | --> | C17 ex WHITESTOWN | Whitestown [T41,T42] | COOKSTOWN |  | 53.2911 | -6.3966
305138 | MV/LV Substation NO***138 |  | 10 kV | _ | LV | 400 kVA :Kiosk Substation | 0.4 | --> | 0.4 | 0.4 | 4.61 |  | --> | 0.38 | 0 | 0 | 0 | 0 | Constrained, otherwise capacity available =380 kW | --> | E11 ex LUMCLOON | Lumcloon [T421,T422] | DALLOW |  | 53.1993 | -7.9258
082415X | MV/LV Substation BI***415X |  | 10 kV | _ | LV | 50 kVA :Pole Substation | 0.05 | --> | 0.05 | 0.044 | 2.01 |  | --> | 0.048 | 0 | 0 | 0 | 0 | Constrained, otherwise capacity available =47 kW | --> | C18 ex ABBEYLAND | Abbeyland [T41,T42] | NAVAN |  | 53.6535 | -6.7411
068329X | MV/LV Substation LI***329X |  | 10 kV | _ | LV | 1000 kVA :Building Structure | 1 | --> | 1 | 0.5 | 4.6 |  | --> | 0.95 | 0 | 0 | 0.5 | 0 |  | --> | C17 ex KINGSBRIDGE | Kingsbridge [T41,T42] | INCHICORE 220KV |  | 53.3473 | -6.3007
365795X | MV/LV Substation DU***795X |  | 10 kV | _ | LV | 50 kVA :Pole Substation | 0.05 | --> | 0.05 | 0 | 0 | Constrained, otherwise capacity available =50 kVA | --> | 0.048 | 0 | 0 | 0.048 | 0 |  | --> | C12 ex OLDBAWN | Oldbawn [T41,T42] | COOKSTOWN |  | 53.2753 | -6.357
026573X | MV/LV Substation LI***573X |  | 10 kV | _ | LV | 50 kVA :Pole Substation | 0.05 | --> | 0.05 | 0.016 | 8.66 |  | --> | 0.048 | 0 | 0 | 0 | 0 | Constrained, otherwise capacity available =43 kW | --> | C18 ex BANDON | Bandon [T101,T42] | BANDON |  | 51.7963 | -8.6728
127834X | MV/LV Substation TO***834X |  | 10 kV | _ | LV | 50 kVA :Pole Substation | 0.05 | --> | 0.05 | 0 | 0 | Constrained, otherwise capacity available =50 kVA | --> | 0.048 | 0 | 0 | 0 | 0 | Constrained, otherwise capacity available =48 kW | --> | C17 ex HOLYCROSS ROAD | Holycross Road [T41,T42] | THURLES |  | 52.6763 | -7.8519
150372X | MV/LV Substation MI***372X |  | 20 kV | _ | LV | 50 kVA :Pole Substation | 0.05 | --> | 0.05 | 0.045 | 3.96 |  | --> | 0.048 | 0 | 0 | 0 | 0 | Constrained, otherwise capacity available =47 kW | --> | E18 ex STRANORLAR | Stranorlar [T421,T422] | LETTERKENNY |  | 54.7995 | -7.6788
192687 | MV/LV Substation ST***687 |  | 20 kV | _ | LV | 200 kVA :Pole Substation | 0.2 | --> | 0.2 | 0.029 | 1.7 |  | --> | 0.19 | 0 | 0.011 | 0 | 0 | Constrained, otherwise capacity available =157 kW | --> | E15 ex GWEEDORE | Gweedore [T421] | ARDNAGAPPARY |  | 55.1364 | -8.1004
196293X | MV/LV Substation KE***293X |  | 20 kV | _ | LV | 50 kVA :Pole Substation | 0.05 | --> | 0.05 | 0.048 | 0.33 |  | --> | 0.048 | 0 | 0 | 0 | 0 | Constrained, otherwise capacity available =47 kW | --> | E31 ex TRIM | Trim [T421] | NAVAN |  | 53.5357 | -6.8298
127257 | MV/LV Substation GL***257 |  | 20 kV | _ | LV | 50 kVA :Pole Substation | 0.05 | --> | 0.05 | 0.041 | 5.89 |  | --> | 0.048 | 0 | 0 | 0 | 0 | Constrained, otherwise capacity available =46 kW | --> | C14 ex CASHEL | Cashel [T41,T42] | CAHIR |  | 52.6136 | -8.0313
118049 | MV/LV Substation AU***049 |  | 20 kV | _ | LV | 50 kVA :Pole Substation | 0.05 | --> | 0.05 | 0 | 0 | Constrained, otherwise capacity available =47 kVA | --> | 0.048 | 0 | 0.01 | 0 | 0 | Constrained, otherwise capacity available =40 kW | --> | E17 ex CREAGH | Creagh [T421,T422] | ATHLONE |  | 53.3048 | -8.3195
281581 | MV/LV Substation BA***581 |  | 20 kV | _ | LV | 50 kVA :Pole Substation | 0.05 | --> | 0.05 | 0 | 0 | Constrained, otherwise capacity available =39 kVA | --> | 0.048 | 0 | 0 | 0 | 0 | Constrained, otherwise capacity available =46 kW | --> | C15 ex KILMONEY | Kilmoney [T41,T42] | TRABEG |  | 51.8308 | -8.5342
001727 | MV/LV Substation NA***727 |  | 10 kV | _ | LV | 400 kVA :Kiosk Substation | 0.4 | --> | 0.4 | 0 | 0 | Constrained, otherwise capacity available =355 kVA | --> | 0.38 | 0 | 0.006 | 0.369 | 0 |  | --> | C11 ex LOUGHLINSTOWN | Loughlinstown [T41,T42] | CARRICKMINES |  | 53.2477 | -6.1285
176626 | MV/LV Substation KI***626 |  | 20 kV | _ | LV | 50 kVA :Pole Substation | 0.05 | --> | 0.05 | 0.035 | 18.78 |  | --> | 0.048 | 0 | 0.005 | 0.042 | 0 |  | --> | E14 ex HARTNETTS CROSS | Hartnetts Cross [T121,T422] | MACROOM |  | 51.9024 | -9.0802
156041 | MV/LV Substation FA***041 |  | 10 kV | _ | LV | 200 kVA :Pole Substation | 0.2 | --> | 0.2 | 0 | 0 | Constrained, otherwise capacity available =187 kVA | --> | 0.19 | 0 | 0.008 | 0 | 0 | Constrained, otherwise capacity available =182 kW | --> | C19 ex DRUMBEAR | Drumbear [T41,T42] | LISDRUM |  | 54.2421 | -6.9921
004286Y | MV/LV Substation CL***286Y |  | 10 kV | _ | LV | 200 kVA :Kiosk Substation | 0.2 | --> | 0.2 | 0.122 | 18.08 |  | --> | 0.19 | 0 | 0.038 | 0.151 | 0 |  | --> | C19 ex ARKLOW | Arklow [T101,T102] | ARKLOW |  | 52.8086 | -6.1402
003981 | MV/LV Substation KI***981 |  | 10 kV | _ | LV | 400 kVA :Building Structure | 0.4 | --> | 0.4 | 0.37 | 11.58 |  | --> | 0.38 | 0 | 0 | 0 | 0 | Constrained, otherwise capacity available =376 kW | --> | C17 ex BALLYBEG | Ballybeg [T101,T102] | CARRICKMINES |  | 52.959 | -6.0299
734011 | MV/LV Substation GR***011 |  | 20 kV | _ | LV | 630 kVA :Building Structure | 0.63 | --> | 0.63 | 0 | 0 | Constrained, otherwise capacity available =605 kVA | --> | 0.598 | 0 | 0 | 0 | 0 | Constrained, otherwise capacity available =595 kW | --> | E58 ex GRANGE CASTLE |  |  |  | 53.298 | -6.4691
288108X | MV/LV Substation HE***108X |  | 10 kV | _ | LV | 50 kVA :Pole Substation | 0.05 | --> | 0.05 | 0.041 | 0.04 | Constrained, otherwise capacity available =48 kVA | --> | 0.048 | 0 | 0 | 0.047 | 0 |  | --> | C21 ex LITTLE BRAY | Little Bray [T41,T42] | FASSAROE |  | 53.2087 | -6.1471
161519 | MV/LV Substation IN***519 |  | 20 kV | _ | LV | 50 kVA :Pole Substation | 0.05 | --> | 0.05 | 0 | 0 | Constrained, otherwise capacity available =43 kVA | --> | 0.048 | 0 | 0 | 0 | 0 | Constrained, otherwise capacity available =46 kW | --> | C12 ex SPIDDAL |  |  |  | 53.2374 | -9.4766
069038 | MV/LV Substation FR***038 |  | 10 kV | _ | LV | 1000 kVA :Building Structure | 1 | --> | 1 | 0.465 | 7.75 |  | --> | 0.95 | 0 | 0.048 | 0.5 | 0 |  | --> | C12 ex MILLTOWN (DR) | Milltown (dr) [T101,T102] | INCHICORE 220KV |  | 53.3161 | -6.2692
365416X | MV/LV Substation AL***416X |  | 10 kV | _ | LV | 200 kVA :Kiosk Substation | 0.2 | --> | 0.2 | 0 | 0 | Constrained, otherwise capacity available =48 kVA | --> | 0.19 | 0 | 0 | 0.168 | 0 |  | --> | C22 ex OLDBAWN | Oldbawn [T41,T42] | COOKSTOWN |  | 53.2721 | -6.3558
154377Z | MV/LV Substation GO***377Z |  | 10 kV | _ | LV | 200 kVA :Building Structure | 0.2 | --> | 0.2 | 0 | 0 | Constrained, otherwise capacity available =200 kVA | --> | 0.19 | 0 | 0 | 0 | 0 | Constrained, otherwise capacity available =190 kW | --> | C25 ex BALLYCOOLIN | Ballycoolin [T41,T42,T43] | FINGLAS |  | 53.4068 | -6.349
0824136 | MV/LV Substation BA***4136 |  | 20 kV | _ | LV | 50 kVA :Pole Substation | 0.05 | --> | 0.05 | 0.05 | 0.64 |  | --> | 0.048 | 0 | 0 | 0 | 0 | Constrained, otherwise capacity available =47 kW | --> | E14 ex RANDALSTOWN | Randalstown [T422] | NAVAN |  | 53.7268 | -6.703
117410X | MV/LV Substation EM***410X |  | 10 kV | _ | LV | 200 kVA :Pole Substation | 0.2 | --> | 0.2 | 0 | 0.32 |  | --> | 0.19 | 0 | 0.108 | 0 | 0 | Constrained, otherwise capacity available =78 kW | --> | C18 ex BALLYMOTE | Ballymote [T41] | SLIGO |  | 54.0894 | -8.5121
015715 | MV/LV Substation CU***715 |  | 10 kV | _ | LV | 200 kVA :Pole Substation | 0.2 | --> | 0.2 | 0 | 0 | Constrained, otherwise capacity available =146 kVA | --> | 0.19 | 0 | 0 | 0 | 0 | Constrained, otherwise capacity available =182 kW | --> | C19 ex SALLINS | Sallins [T41,T42] | GRIFFINRATH |  | 53.2863 | -6.7518
266430 | MV/LV Substation ME***430 |  | 20 kV | _ | LV | 50 kVA :Pole Substation | 0.05 | --> | 0.05 | 0 | 0 | Constrained, otherwise capacity available =44 kVA | --> | 0.048 | 0 | 0 | 0 | 0 | Constrained, otherwise capacity available =47 kW | --> | E12 ex CARNDONAGH | Carndonagh [T421,T422] | TRILLICK |  | 55.2544 | -7.3471
066224X | MV/LV Substation CA***224X |  | 10 kV | _ | LV | 400 kVA :Kiosk Substation | 0.4 | --> | 0.4 | 0 | 0 | Constrained, otherwise capacity available =312 kVA | --> | 0.38 | 0 | 0.008 | 0.362 | 0 |  | --> | C11 ex SUTTON | Sutton [T41,T42] | GRANGE (DR) |  | 53.3897 | -6.109
204151X | MV/LV Substation DU***151X |  | 10 kV | _ | LV | 200 kVA :Pole Substation | 0.2 | --> | 0.2 | 0 | 0 | Constrained, otherwise capacity available =174 kVA | --> | 0.19 | 0 | 0 | 0 | 0 | Constrained, otherwise capacity available =186 kW | --> | E16 ex BUNCRANA | Buncrana [T421,T422] | TRILLICK |  | 55.1382 | -7.4506
093023Y | MV/LV Substation AR***023Y |  | 10 kV | _ | LV | 400 kVA :Building Structure | 0.4 | --> | 0.4 | 0.296 | 12.96 |  | --> | 0.38 | 0 | 0.015 | 0.354 | 0 |  | --> | C23 ex ARTANE | Artane [T101,T102] | FINGLAS |  | 53.3827 | -6.2145
276300 | MV/LV Substation CA***300 |  | 10 kV | _ | LV | 400 kVA :Kiosk Substation | 0.4 | --> | 0.4 | 0.314 | 0.76 |  | --> | 0.38 | 0 | 0.008 | 0 | 0 | Constrained, otherwise capacity available =362 kW | --> | C18 ex WOODFORD | Woodford [T41,T42] | KNOCKEARAGH |  | 52.0506 | -9.5105
039245X | MV/LV Substation LI***245X |  | 10 kV | _ | LV | 1000 kVA :Building Structure | 1 | --> | 1 | 0 | 0 | Constrained, otherwise capacity available =885 kVA | --> | 0.95 | 0 | 0 | 0.5 | 0 |  | --> | C23 ex GALWAY 110KV | Galway 110kv [T102,T103] | GALWAY 110KV |  | 53.2869 | -9.0341
021005X | MV/LV Substation KN***005X |  | 10 kV | _ | LV | 400 kVA :Kiosk Substation | 0.4 | --> | 0.4 | 0 | 0 | Constrained, otherwise capacity available =277 kVA | --> | 0.38 | 0 | 0.002 | 0.361 | 0 |  | --> | C24 ex KILBARRY | Kilbarry [T101,T43] | KILBARRY |  | 51.9067 | -8.4969
433019 | MV/LV Substation BA***019 |  | 10 kV | _ | LV | 1000 kVA :Kiosk Substation | 1 | --> | 1 | 0 | 0 | Constrained, otherwise capacity available =786 kVA | --> | 0.95 | 0 | 0 | 0 | 0 | Constrained, otherwise capacity available =920 kW | --> | C12 ex BALLAGHADERREEN | Ballaghaderreen [T41,T42] | TONROE |  | 53.9018 | -8.5835
3654238 | MV/LV Substation FO***4238 |  | 10 kV | _ | LV | 630 kVA :Kiosk Substation | 0.63 | --> | 0.63 | 0 | 0 | Constrained, otherwise capacity available =630 kVA | --> | 0.598 | 0 | 0 | 0.5 | 0 |  | --> | C22 ex CITYWEST | Citywest [T101,T102] | INCHICORE 220KV |  | 53.2905 | -6.4144
154253Z | MV/LV Substation ON***253Z |  | 10 kV | _ | LV | 400 kVA :Kiosk Substation | 0.4 | --> | 0.4 | 0 | 0 | Constrained, otherwise capacity available =302 kVA | --> | 0.38 | 0 | 0 | 0.366 | 0 |  | --> | C22 ex MACETOWN | Macetown [T101,T102] | MACETOWN |  | 53.3914 | -6.4333
012997X | MV/LV Substation BA***997X |  | 20 kV | _ | LV | 100 kVA :Pole Substation | 0.1 | --> | 0.1 | 0.086 | 2.83 |  | --> | 0.095 | 0 | 0.01 | 0 | 0 | Constrained, otherwise capacity available =86 kW | --> | E17 ex BAGENALSTOWN | Bagenalstown [T421,T422] | CARLOW |  | 52.7414 | -6.9639
365904 | MV/LV Substation PA***904 |  | 10 kV | _ | LV | 200 kVA :Kiosk Substation | 0.2 | --> | 0.2 | 0 | 0 | Constrained, otherwise capacity available =64 kVA | --> | 0.19 | 0 | 0.032 | 0.147 | 0 |  | --> | C21 ex OLDBAWN | Oldbawn [T41,T42] | COOKSTOWN |  | 53.278 | -6.3595
164555X | MV/LV Substation MO***555X |  | 10 kV | _ | LV | 400 kVA :Kiosk Substation | 0.4 | --> | 0.4 | 0 | 0 | Constrained, otherwise capacity available =350 kVA | --> | 0.38 | 0 | 0.008 | 0 | 0 | Constrained, otherwise capacity available =367 kW | --> | C12 ex SKIBBEREEN | Skibbereen [T41,T42] | DUNMANWAY |  | 51.5534 | -9.2739
7344005 | MV/LV Substation AE***4005 |  | 20 kV | _ | LV | 630 kVA :Building Structure | 0.63 | --> | 0.63 | 0 | 0 | Constrained, otherwise capacity available =581 kVA | --> | 0.598 | 0 | 0 | 0 | 0 | Constrained, otherwise capacity available =592 kW | --> | E58 ex GRANGE CASTLE |  |  |  | 53.2919 | -6.4679
1544281 | MV/LV Substation BR***4281 |  | 20 kV | _ | LV | 630 kVA :Building Structure | 0.63 | --> | 0.63 | 0 | 0 | Constrained, otherwise capacity available =616 kVA | --> | 0.598 | 0 | 0 | 0.5 | 0 |  | --> | C21 ex MACETOWN | Macetown [T101,T102] | MACETOWN |  | 53.4318 | -6.449
009953X | MV/LV Substation FE***953X |  | 10 kV | _ | LV | 200 kVA :Kiosk Substation | 0.2 | --> | 0.2 | 0.182 | 8.16 |  | --> | 0.19 | 0 | 0 | 0 | 0 | Constrained, otherwise capacity available =188 kW | --> | C12 ex MOUNT MISERY | Mount Misery [T41,T42] | WATERFORD |  | 52.267 | -7.0965
266418 | MV/LV Substation MA***418 |  | 20 kV | _ | LV | 100 kVA :Pole Substation | 0.1 | --> | 0.1 | 0 | 0 | Constrained, otherwise capacity available =84 kVA | --> | 0.095 | 0 | 0 | 0 | 0 | Constrained, otherwise capacity available =93 kW | --> | E17 ex CARNDONAGH | Carndonagh [T421,T422] | TRILLICK |  | 55.2573 | -7.2564
052193 | MV/LV Substation WI***193 |  | 20 kV | _ | LV | 100 kVA :Pole Substation | 0.1 | --> | 0.1 | 0.098 | 10.9 |  | --> | 0.095 | 0 | 0.006 | 0.09 | 0 |  | --> | C25 ex MULLINGAR | Mullingar [T101,T102] | MULLINGAR |  | 53.5897 | -7.5306
265790X | MV/LV Substation RU***790X |  | 20 kV | _ | LV | 200 kVA :Kiosk Substation | 0.2 | --> | 0.2 | 0.066 | 0.07 | Constrained, otherwise capacity available =165 kVA | --> | 0.19 | 0 | 0 | 0 | 0 | Constrained, otherwise capacity available =185 kW | --> | E15 ex BALLYCONNELL | Ballyconnell [T421,T422] | GORTAWEE |  | 54.1139 | -7.5858
066293Z | MV/LV Substation WO***293Z |  | 20 kV | _ | LV | 100 kVA :Pole Substation | 0.1 | --> | 0.1 | 0 | 0 | Constrained, otherwise capacity available =94 kVA | --> | 0.095 | 0 | 0 | 0.094 | 0 |  | --> | C24 ex MACETOWN | Macetown [T101,T102] | MACETOWN |  | 53.4732 | -6.3756
036028Y | MV/LV Substation AN***028Y |  | 20 kV | _ | LV | 400 kVA :Kiosk Substation | 0.4 | --> | 0.4 | 0.317 | 1.4 |  | --> | 0.38 | 0 | 0.026 | 0 | 0 | Constrained, otherwise capacity available =349 kW | --> | E15 ex KILROSS ROAD | Kilross Road [T421] | TIPPERARY |  | 52.4668 | -8.1692
345432 | MV/LV Substation TU***432 |  | 20 kV | _ | LV | 50 kVA :Pole Substation | 0.05 | --> | 0.05 | 0 | 0 | Constrained, otherwise capacity available =46 kVA | --> | 0.048 | 0 | 0 | 0.047 | 0 |  | --> | E15 ex MANORHAMILTON | Manorhamilton [T422] | SLIGO |  | 54.2896 | -7.8879
009927Y | MV/LV Substation PR***927Y |  | 10 kV | _ | LV | 630 kVA :Building Structure | 0.63 | --> | 0.63 | 0 | 0 | Constrained, otherwise capacity available =596 kVA | --> | 0.598 | 0 | 0 | 0 | 0 | Constrained, otherwise capacity available =594 kW | --> | C30 ex WATERFORD IND EST | Waterford Ind Est [T41,T42,T44] | BUTLERSTOWN |  | 52.2532 | -7.1274
2884125 | MV/LV Substation BE***4125 |  | 10 kV | _ | LV | 400 kVA :Kiosk Substation | 0.4 | --> | 0.4 | 0 | 0 | Constrained, otherwise capacity available =400 kVA | --> | 0.38 | 0 | 0 | 0.38 | 0 |  | --> | C17 ex SANDYFORD | Sandyford [T41,T42] | CARRICKMINES |  | 53.2648 | -6.2058
281973Y | MV/LV Substation RE***973Y |  | 10 kV | _ | LV | 400 kVA :Kiosk Substation | 0.4 | --> | 0.4 | 0.355 | 5.49 |  | --> | 0.38 | 0 | 0 | 0.374 | 0 |  | --> | C11 ex TRABEG | Trabeg [T101,T102] | TRABEG |  | 51.8798 | -8.4405
158072X | MV/LV Substation KI***072X |  | 20 kV | _ | LV | 50 kVA :Pole Substation | 0.05 | --> | 0.05 | 0 | 0 | Constrained, otherwise capacity available =28 kVA | --> | 0.048 | 0 | 0 | 0 | 0 | Constrained, otherwise capacity available =44 kW | --> | C22 ex ENNISTYMON | Ennistymon [T41,T42] | ENNIS |  | 52.9917 | -9.2149
039016Y | MV/LV Substation SI***016Y |  | 10 kV | _ | LV | 200 kVA :Kiosk Substation | 0.2 | --> | 0.2 | 0.167 | 3.45 |  | --> | 0.19 | 0 | 0 | 0.186 | 0 |  | --> | C13 ex TRIMMS LANE | Trimms Lane [T41,T42] | SALTHILL |  | 53.2712 | -9.0591
288062X | MV/LV Substation HI***062X |  | 10 kV | _ | LV | 50 kVA :Pole Substation | 0.05 | --> | 0.05 | 0.041 | 0.04 | Constrained, otherwise capacity available =44 kVA | --> | 0.048 | 0 | 0.005 | 0.043 | 0 |  | --> | C21 ex LITTLE BRAY | Little Bray [T41,T42] | FASSAROE |  | 53.2103 | -6.1926
015667Z | MV/LV Substation LO***667Z |  | 10 kV | _ | LV | 630 kVA :Kiosk Substation | 0.63 | --> | 0.63 | 0 | 0 | Constrained, otherwise capacity available =591 kVA | --> | 0.598 | 0 | 0.02 | 0 | 0 | Constrained, otherwise capacity available =578 kW | --> | C18 ex SALLINS | Sallins [T41,T42] | GRIFFINRATH |  | 53.2984 | -6.6892
281293X | MV/LV Substation AH***293X |  | 10 kV | _ | LV | 50 kVA :Pole Substation | 0.05 | --> | 0.05 | 0 | 0 | Constrained, otherwise capacity available =43 kVA | --> | 0.048 | 0 | 0 | 0 | 0 | Constrained, otherwise capacity available =47 kW | --> | C21 ex KILMONEY | Kilmoney [T41,T42] | TRABEG |  | 51.7622 | -8.3819
293731Z | MV/LV Substation BA***731Z |  | 20 kV | _ | LV | 50 kVA :Pole Substation | 0.05 | --> | 0.05 | 0.048 | 2.83 |  | --> | 0.048 | 0 | 0 | 0 | 0 | Constrained, otherwise capacity available =47 kW | --> | E13 ex BAGENALSTOWN | Bagenalstown [T421,T422] | CARLOW |  | 52.7002 | -6.8972
108240X | MV/LV Substation RO***240X |  | 10 kV | _ | LV | 50 kVA :Pole Substation | 0.05 | --> | 0.05 | 0.048 | 1.57 |  | --> | 0.048 | 0 | 0 | 0 | 0 | Constrained, otherwise capacity available =47 kW | --> | C16 ex BALLYSHANNON | Ballyshannon [T41,T42] | CATHALEENS FALL |  | 54.5632 | -8.2028
0644418 | MV/LV Substation BE***4418 |  | 20 kV | _ | LV | 50 kVA :Pole Substation | 0.05 | --> | 0.05 | 0 | 0 | Constrained, otherwise capacity available =50 kVA | --> | 0.048 | 0 | 0 | 0 | 0 | Constrained, otherwise capacity available =48 kW | --> | E18 ex JULIANSTOWN | Julianstown [T421,T422] | DRYBRIDGE |  | 53.6615 | -6.3581
060345Y | MV/LV Substation CO***345Y |  | 20 kV | _ | LV | 50 kVA :Pole Substation | 0.05 | --> | 0.05 | 0 | 0 | Constrained, otherwise capacity available =30 kVA | --> | 0.048 | 0 | 0 | 0 | 0 | Constrained, otherwise capacity available =45 kW | --> | C18 ex CLONES | Clones [T41,T42] | SHANKILL |  | 54.1271 | -7.2581
461384 | MV/LV Substation CO***384 |  | 20 kV | _ | LV | 100 kVA :Pole Substation | 0.1 | --> | 0.1 | 0.075 | 2.33 |  | --> | 0.095 | 0 | 0.005 | 0 | 0 | Constrained, otherwise capacity available =88 kW | --> | E13 ex MOY | Moy [T421,T422] | MOY |  | 54.1174 | -9.1978
165876X | MV/LV Substation DU***876X |  | 10 kV | _ | LV | 200 kVA :Kiosk Substation | 0.2 | --> | 0.2 | 0 | 0 | Constrained, otherwise capacity available =93 kVA | --> | 0.19 | 0 | 0.055 | 0 | 0 | Constrained, otherwise capacity available =134 kW | --> | C15 ex CLONAKILTY | Clonakilty [T41,T42] | DUNMANWAY |  | 51.6197 | -8.8905
158983 | MV/LV Substation CR***983 |  | 10 kV | _ | LV | 100 kVA :Pole Substation | 0.1 | --> | 0.1 | 0 | 0 | Constrained, otherwise capacity available =96 kVA | --> | 0.095 | 0 | 0 | 0 | 0 | Constrained, otherwise capacity available =94 kW | --> | C20 ex ENNISTYMON | Ennistymon [T41,T42] | ENNIS |  | 52.8675 | -9.1496
0534154 | MV/LV Substation CO***4154 |  | 20 kV | _ | LV | 50 kVA :Pole Substation | 0.05 | --> | 0.05 | 0 | 0 | Constrained, otherwise capacity available =43 kVA | --> | 0.048 | 0 | 0.025 | 0.028 | 0 |  | --> | E18 ex CLONMINCH | Clonminch [T41,T422] | THORNSBERRY |  | 53.2549 | -7.5407
021706 | MV/LV Substation NO***706 |  | 10 kV | _ | LV | 200 kVA :Pole Substation | 0.2 | --> | 0.2 | 0.135 | 6.78 |  | --> | 0.19 | 0 | 0 | 0.181 | 0 |  | --> | C18 ex CASTLEVIEW | Castleview [T101,T102] | CASTLEVIEW |  | 51.9051 | -8.3823
154632 | MV/LV Substation PA***632 |  | 10 kV | _ | LV | 400 kVA :Kiosk Substation | 0.4 | --> | 0.4 | 0 | 0 | Constrained, otherwise capacity available =362 kVA | --> | 0.38 | 0 | 0 | 0.375 | 0 |  | --> | C14 ex MACETOWN | Macetown [T101,T102] | MACETOWN |  | 53.4087 | -6.3974
064379Z | MV/LV Substation IR***379Z |  | 20 kV | _ | LV | 50 kVA :Pole Substation | 0.05 | --> | 0.05 | 0 | 0 | Constrained, otherwise capacity available =47 kVA | --> | 0.048 | 0 | 0 | 0 | 0 | Constrained, otherwise capacity available =47 kW | --> | E16 ex JULIANSTOWN | Julianstown [T421,T422] | DRYBRIDGE |  | 53.6494 | -6.2349
137638 | MV/LV Substation RA***638 |  | 10 kV | _ | LV | 400 kVA :Kiosk Substation | 0.4 | --> | 0.4 | 0.29 | 2 |  | --> | 0.38 | 0 | 0.03 | 0 | 0 | Constrained, otherwise capacity available =342 kW | --> | C14 ex CAUSEWAY | Causeway [T41,T42] | TRALEE |  | 52.4547 | -9.6631
139863 | MV/LV Substation DR***863 |  | 10 kV | _ | LV | 50 kVA :Pole Substation | 0.05 | --> | 0.05 | 0.042 | 4 |  | --> | 0.048 | 0 | 0 | 0 | 0 | Constrained, otherwise capacity available =46 kW | --> | C18 ex BALLYJAMESDUFF | Ballyjamesduff [T41,T42] | SHANKILL |  | 53.9054 | -7.1898
062278X | MV/LV Substation IN***278X |  | 10 kV | _ | LV | 400 kVA :Kiosk Substation | 0.4 | --> | 0.4 | 0.26 | 3.12 |  | --> | 0.38 | 0 | 0.035 | 0 | 0 | Constrained, otherwise capacity available =334 kW | --> | C12 ex MARSHES | Marshes [T41,T42] | DUNDALK |  | 53.9852 | -6.395
251004 | MV/LV Substation TE***004 |  | 10 kV | _ | LV | 50 kVA :Pole Substation | 0.05 | --> | 0.05 | 0 | 0 | Constrained, otherwise capacity available =43 kVA | --> | 0.048 | 0 | 0 | 0 | 0 | Constrained, otherwise capacity available =46 kW | --> | C28 ex CLAREGALWAY | Claregalway [T42,T421] | GALWAY 110KV |  | 53.3265 | -8.9614
154252 | MV/LV Substation ED***252 |  | 10 kV | _ | LV | 400 kVA :Kiosk Substation | 0.4 | --> | 0.4 | 0 | 0 | Constrained, otherwise capacity available =228 kVA | --> | 0.38 | 0 | 0.029 | 0 | 0 | Constrained, otherwise capacity available =334 kW | --> | C24 ex BALLYCOOLIN | Ballycoolin [T41,T42,T43] | FINGLAS |  | 53.3958 | -6.3808
118159 | MV/LV Substation CA***159 |  | 20 kV | _ | LV | 200 kVA :Pole Substation | 0.2 | --> | 0.2 | 0 | 0 | Constrained, otherwise capacity available =200 kVA | --> | 0.19 | 0 | 0 | 0 | 0 | Constrained, otherwise capacity available =190 kW | --> | E17 ex CREAGH | Creagh [T421,T422] | ATHLONE |  | 53.3126 | -8.3275
119749X | MV/LV Substation ST***749X |  | 10 kV | _ | LV | 200 kVA :Pole Substation | 0.2 | --> | 0.2 | 0 | 0 | Constrained, otherwise capacity available =144 kVA | --> | 0.19 | 0 | 0.005 | 0 | 0 | Constrained, otherwise capacity available =178 kW | --> | C11 ex KANTURK | Kanturk [T41,T42] | GLENLARA |  | 52.1767 | -8.898
006260Y | MV/LV Substation BA***260Y |  | 20 kV | _ | LV | 50 kVA :Pole Substation | 0.05 | --> | 0.05 | 0.037 | 4.38 |  | --> | 0.048 | 0 | 0 | 0.046 | 0 |  | --> | E13 ex CRANE | Crane [T122] | CRANE |  | 52.438 | -6.4173
0664144 | MV/LV Substation AN***4144 |  | 20 kV | _ | LV | 100 kVA :Pole Substation | 0.1 | --> | 0.1 | 0 | 0 | Constrained, otherwise capacity available =74 kVA | --> | 0.095 | 0 | 0.025 | 0.073 | 0 |  | --> | C24 ex MACETOWN | Macetown [T101,T102] | MACETOWN |  | 53.471 | -6.3763
055024 | MV/LV Substation AS***024 |  | 10 kV | _ | LV | 200 kVA :Pole Substation | 0.2 | --> | 0.2 | 0 | 0 | Constrained, otherwise capacity available =159 kVA | --> | 0.19 | 0 | 0 | 0 | 0 | Constrained, otherwise capacity available =184 kW | --> | C12 ex ROSCREA | Roscrea [T41,T42] | IKERRIN |  | 52.9648 | -7.7878
127756Y | MV/LV Substation RO***756Y |  | 10 kV | _ | LV | 200 kVA :Kiosk Substation | 0.2 | --> | 0.2 | 0.169 | 5.89 |  | --> | 0.19 | 0 | 0.01 | 0 | 0 | Constrained, otherwise capacity available =178 kW | --> | C11 ex CASHEL | Cashel [T41,T42] | CAHIR |  | 52.4665 | -7.8295
154158Z | MV/LV Substation JE***158Z |  | 10 kV | _ | LV | 50 kVA :Pole Substation | 0.05 | --> | 0.05 | 0 | 0 | Constrained, otherwise capacity available =47 kVA | --> | 0.048 | 0 | 0 | 0.047 | 0 |  | --> | C39 ex COLLEGE PARK | College Park [T101,T102,T103] | COLLEGE PARK |  | 53.4157 | -6.3987
003991X | MV/LV Substation TI***991X |  | 10 kV | _ | LV | 100 kVA :Pole Substation | 0.1 | --> | 0.1 | 0.039 | 11.58 |  | --> | 0.095 | 0 | 0.025 | 0 | 0 | Constrained, otherwise capacity available =68 kW | --> | C21 ex BALLYBEG | Ballybeg [T101,T102] | CARRICKMINES |  | 52.9946 | -6.0761
0704043 | MV/LV Substation SH***4043 |  | 10 kV | _ | LV | 100 kVA :Pole Substation | 0.1 | --> | 0.1 | 0.1 | 0.76 |  | --> | 0.095 | 0 | 0 | 0 | 0 | Constrained, otherwise capacity available =95 kW | --> | C11 ex RATHMORE | Rathmore [T42,T421] | KNOCKEARAGH |  | 52.0863 | -9.2128
127174Y | MV/LV Substation BR***174Y |  | 10 kV | _ | LV | 50 kVA :Pole Substation | 0.05 | --> | 0.05 | 0 | 0 | Constrained, otherwise capacity available =46 kVA | --> | 0.048 | 0 | 0 | 0 | 0 | Constrained, otherwise capacity available =47 kW | --> | C17 ex LOUGHTAGALLA | Loughtagalla [T41,T42] | THURLES |  | 52.6864 | -7.8101
011013 | MV/LV Substation DU***013 |  | 10 kV | _ | LV | 400 kVA :Building Structure | 0.4 | --> | 0.4 | 0 | 0 | Constrained, otherwise capacity available =169 kVA | --> | 0.38 | 0 | 0 | 0 | 0 | Constrained, otherwise capacity available =347 kW | --> | C16 ex TALBOTS INCH | Talbots Inch [T41,T42] | KILKENNY |  | 52.6527 | -7.2518
0014136 | MV/LV Substation CH***4136 |  | 10 kV | _ | LV | 1000 kVA :Building Structure | 1 | --> | 1 | 0 | 0 | Constrained, otherwise capacity available =975 kVA | --> | 0.95 | 0 | 0 | 0.5 | 0 |  | --> | C19 ex LOUGHLINSTOWN | Loughlinstown [T41,T42] | CARRICKMINES |  | 53.244 | -6.1417
281546 | MV/LV Substation WE***546 |  | 10 kV | _ | LV | 50 kVA :Pole Substation | 0.05 | --> | 0.05 | 0 | 0 | Constrained, otherwise capacity available =24 kVA | --> | 0.048 | 0 | 0.026 | 0 | 0 | Constrained, otherwise capacity available =25 kW | --> | C17 ex CARRIGALINE | Carrigaline [T41,T42] | BARNAHELY |  | 51.7978 | -8.2768
053444 | MV/LV Substation CL***444 |  | 20 kV | _ | LV | 50 kVA :Pole Substation | 0.05 | --> | 0.05 | 0 | 0 | Constrained, otherwise capacity available =44 kVA | --> | 0.048 | 0 | 0 | 0 | 0 | Constrained, otherwise capacity available =47 kW | --> | C18 ex PORTARLINGTON | Portarlington [T41,T42] | PORTLAOISE |  | 53.1941 | -7.2814
281599 | MV/LV Substation BA***599 |  | 10 kV | _ | LV | 50 kVA :Pole Substation | 0.05 | --> | 0.05 | 0 | 0 | Constrained, otherwise capacity available =41 kVA | --> | 0.048 | 0 | 0.005 | 0 | 0 | Constrained, otherwise capacity available =43 kW | --> | C24 ex KILMONEY | Kilmoney [T41,T42] | TRABEG |  | 51.8255 | -8.4541
151274 | MV/LV Substation HO***274 |  | 10 kV | _ | LV | 630 kVA :Kiosk Substation | 0.63 | --> | 0.63 | 0 | 0 | Constrained, otherwise capacity available =497 kVA | --> | 0.598 | 0 | 0.011 | 0.5 | 0 |  | --> | C12 ex BRUFF | Bruff [T42,T421] | LIMERICK |  | 52.472 | -8.4309
1584068 | MV/LV Substation O ***4068 |  | 10 kV | _ | LV | 1000 kVA :Building Structure | 1 | --> | 1 | 0 | 0 | Constrained, otherwise capacity available =644 kVA | --> | 0.95 | 0 | 0.033 | 0 | 0 | Constrained, otherwise capacity available =876 kW | --> | C21 ex ENNISTYMON | Ennistymon [T41,T42] | ENNIS |  | 52.933 | -9.3449
066225Z | MV/LV Substation MA***225Z |  | 10 kV | _ | LV | 400 kVA :Kiosk Substation | 0.4 | --> | 0.4 | 0 | 0 | Constrained, otherwise capacity available =322 kVA | --> | 0.38 | 0 | 0 | 0 | 0 | Constrained, otherwise capacity available =369 kW | --> | C16 ex MALAHIDE | Malahide [T41,T42] | GLASMORE |  | 53.4435 | -6.1278
034399 | MV/LV Substation RE***399 |  | 20 kV | _ | LV | 50 kVA :Pole Substation | 0.05 | --> | 0.05 | 0.046 | 0.57 |  | --> | 0.048 | 0 | 0 | 0 | 0 | Constrained, otherwise capacity available =47 kW | --> | E19 ex LAWLESSTOWN | Lawlesstown [T42,T421] | DOON |  | 52.4551 | -7.7181
176109Y | MV/LV Substation CA***109Y |  | 20 kV | _ | LV | 50 kVA :Pole Substation | 0.05 | --> | 0.05 | 0.048 | 18.78 |  | --> | 0.048 | 0 | 0 | 0.047 | 0 |  | --> | E14 ex HARTNETTS CROSS | Hartnetts Cross [T121,T422] | MACROOM |  | 51.9018 | -9.0831
118945 | MV/LV Substation LO***945 |  | 20 kV | _ | LV | 50 kVA :Pole Substation | 0.05 | --> | 0.05 | 0 | 0 | Constrained, otherwise capacity available =43 kVA | --> | 0.048 | 0 | 0 | 0 | 0 | Constrained, otherwise capacity available =46 kW | --> | E17 ex CREAGH | Creagh [T421,T422] | ATHLONE |  | 53.3127 | -8.2614
001675 | MV/LV Substation AR***675 |  | 10 kV | _ | LV | 200 kVA :Kiosk Substation | 0.2 | --> | 0.2 | 0.147 | 13.42 |  | --> | 0.19 | 0 | 0.042 | 0.152 | 0 |  | --> | C18 ex POTTERY ROAD | Pottery Road [T101,T102] | CARRICKMINES |  | 53.2741 | -6.132
066575 | MV/LV Substation NE***575 |  | 20 kV | _ | LV | 100 kVA :Pole Substation | 0.1 | --> | 0.1 | 0 | 0 | Constrained, otherwise capacity available =89 kVA | --> | 0.095 | 0 | 0.006 | 0 | 0 | Constrained, otherwise capacity available =89 kW | --> | E21 ex ASHBOURNE | Ashbourne [T421,T422] | FINGLAS |  | 53.4869 | -6.3157
281331X | MV/LV Substation GR***331X |  | 10 kV | _ | LV | 100 kVA :Pole Substation | 0.1 | --> | 0.1 | 0 | 0 | Constrained, otherwise capacity available =88 kVA | --> | 0.095 | 0 | 0 | 0 | 0 | Constrained, otherwise capacity available =93 kW | --> | C21 ex KILMONEY | Kilmoney [T41,T42] | TRABEG |  | 51.7736 | -8.3199
062030Z | MV/LV Substation BR***030Z |  | 10 kV | _ | LV | 400 kVA :Kiosk Substation | 0.4 | --> | 0.4 | 0.26 | 5.69 |  | --> | 0.38 | 0 | 0.002 | 0 | 0 | Constrained, otherwise capacity available =359 kW | --> | C19 ex RAMPARTS | Ramparts [T41,T42] | DUNDALK |  | 54.0174 | -6.3986
063696X | MV/LV Substation HA***696X |  | 10 kV | _ | LV | 50 kVA :Pole Substation | 0.05 | --> | 0.05 | 0 | 0 | Constrained, otherwise capacity available =48 kVA | --> | 0.048 | 0 | 0 | 0 | 0 | Constrained, otherwise capacity available =47 kW | --> | C16 ex STICKILLEN | Stickillen [T41,T42] | DRYBRIDGE |  | 53.808 | -6.5341
0274213 | MV/LV Substation GA***4213 |  | 10 kV | _ | LV | 50 kVA :Pole Substation | 0.05 | --> | 0.05 | 0.05 | 7.79 |  | --> | 0.048 | 0 | 0 | 0 | 0 | Constrained, otherwise capacity available =48 kW | --> | C17 ex DUNMANWAY | Dunmanway [T422,T43] | DUNMANWAY |  | 51.6975 | -8.9991
210680Y | MV/LV Substation CO***680Y |  | 10 kV | _ | LV | 400 kVA :Kiosk Substation | 0.4 | --> | 0.4 | 0.336 | 1.15 |  | --> | 0.38 | 0 | 0 | 0 | 0 | Constrained, otherwise capacity available =371 kW | --> | C18 ex TULLYNAMALRA | Tullynamalra [T41,T42] | MEATH HILL |  | 54.0648 | -6.8118
055533Y | MV/LV Substation AD***533Y |  | 10 kV | _ | LV | 50 kVA :Pole Substation | 0.05 | --> | 0.05 | 0 | 0 | Constrained, otherwise capacity available =50 kVA | --> | 0.048 | 0 | 0 | 0 | 0 | Constrained, otherwise capacity available =47 kW | --> | C20 ex TEMPLEMORE | Templemore [T41,T42] | IKERRIN |  | 52.808 | -7.8562
139907Y | MV/LV Substation GR***907Y |  | 10 kV | _ | LV | 50 kVA :Pole Substation | 0.05 | --> | 0.05 | 0.037 | 4 |  | --> | 0.048 | 0 | 0.008 | 0 | 0 | Constrained, otherwise capacity available =40 kW | --> | C17 ex BALLYJAMESDUFF | Ballyjamesduff [T41,T42] | SHANKILL |  | 53.8964 | -7.2864
041493X | MV/LV Substation CA***493X |  | 10 kV | _ | LV | 50 kVA :Pole Substation | 0.05 | --> | 0.05 | 0 | 0 | Constrained, otherwise capacity available =48 kVA | --> | 0.048 | 0 | 0 | 0 | 0 | Constrained, otherwise capacity available =47 kW | --> | E13 ex DALTON | Dalton [T421,T422] | DALTON |  | 53.7126 | -8.9953
023164Y | MV/LV Substation PI***164Y |  | 10 kV | _ | LV | 400 kVA :Kiosk Substation | 0.4 | --> | 0.4 | 0 | 0 | Constrained, otherwise capacity available =362 kVA | --> | 0.38 | 0 | 0.016 | 0 | 0 | Constrained, otherwise capacity available =363 kW | --> | C13 ex FERMOY NORTH | Fermoy North [T41,T42] | BARRYMORE |  | 52.148 | -8.274
204325X | MV/LV Substation PL***325X |  | 10 kV | _ | LV | 400 kVA :Kiosk Substation | 0.4 | --> | 0.4 | 0 | 0 | Constrained, otherwise capacity available =376 kVA | --> | 0.38 | 0 | 0 | 0 | 0 | Constrained, otherwise capacity available =377 kW | --> | E16 ex BUNCRANA | Buncrana [T421,T422] | TRILLICK |  | 55.1358 | -7.4533
281292X | MV/LV Substation HE***292X |  | 10 kV | _ | LV | 100 kVA :Pole Substation | 0.1 | --> | 0.1 | 0 | 0 | Constrained, otherwise capacity available =68 kVA | --> | 0.095 | 0 | 0.017 | 0 | 0 | Constrained, otherwise capacity available =78 kW | --> | C22 ex KILMONEY | Kilmoney [T41,T42] | TRABEG |  | 51.8049 | -8.4097
017252X | MV/LV Substation CR***252X |  | 20 kV | _ | LV | 50 kVA :Pole Substation | 0.05 | --> | 0.05 | 0.044 | 1.98 |  | --> | 0.048 | 0 | 0 | 0 | 0 | Constrained, otherwise capacity available =47 kW | --> | E14 ex RATHKEALE | Rathkeale [T421,T422] | RATHKEALE |  | 52.5272 | -8.9148
154318Z | MV/LV Substation CU***318Z |  | 10 kV | _ | LV | 200 kVA :Kiosk Substation | 0.2 | --> | 0.2 | 0 | 0 | Constrained, otherwise capacity available =143 kVA | --> | 0.19 | 0 | 0 | 0.182 | 0 |  | --> | C39 ex COLLEGE PARK | College Park [T101,T102,T103] | COLLEGE PARK |  | 53.4157 | -6.3887
039688X | MV/LV Substation RO***688X |  | 10 kV | _ | LV | 200 kVA :Kiosk Substation | 0.2 | --> | 0.2 | 0 | 0 | Constrained, otherwise capacity available =161 kVA | --> | 0.19 | 0 | 0.01 | 0 | 0 | Constrained, otherwise capacity available =177 kW | --> | C12 ex ORANMORE | Oranmore [T41,T44] | GALWAY 110KV |  | 53.2781 | -8.9661
165865X | MV/LV Substation IN***865X |  | 10 kV | _ | LV | 400 kVA :Kiosk Substation | 0.4 | --> | 0.4 | 0 | 0 | Constrained, otherwise capacity available =379 kVA | --> | 0.38 | 0 | 0.005 | 0 | 0 | Constrained, otherwise capacity available =373 kW | --> | C16 ex CLONAKILTY | Clonakilty [T41,T42] | DUNMANWAY |  | 51.6277 | -8.8876
158032X | MV/LV Substation CO***032X |  | 20 kV | _ | LV | 50 kVA :Pole Substation | 0.05 | --> | 0.05 | 0 | 0 | Constrained, otherwise capacity available =9 kVA | --> | 0.048 | 0 | 0.005 | 0 | 0 | Constrained, otherwise capacity available =38 kW | --> | C22 ex ENNISTYMON | Ennistymon [T41,T42] | ENNIS |  | 53.0087 | -9.3532
009958X | MV/LV Substation KE***958X |  | 10 kV | _ | LV | 400 kVA :Kiosk Substation | 0.4 | --> | 0.4 | 0.186 | 0.53 |  | --> | 0.38 | 0 | 0 | 0 | 0 | Constrained, otherwise capacity available =350 kW | --> | C17 ex MANOR STREET | Manor Street [T41,T42] | WATERFORD |  | 52.2605 | -7.1086
0094342 | MV/LV Substation NU***4342 |  | 10 kV | _ | LV | 400 kVA :Building Structure | 0.4 | --> | 0.4 | 0 | 0 | Constrained, otherwise capacity available =329 kVA | --> | 0.38 | 0 | 0 | 0 | 0 | Constrained, otherwise capacity available =370 kW | --> | C21 ex WATERFORD IND EST | Waterford Ind Est [T41,T42,T44] | BUTLERSTOWN |  | 52.2308 | -7.1396
150763 | MV/LV Substation CA***763 |  | 20 kV | _ | LV | 50 kVA :Pole Substation | 0.05 | --> | 0.05 | 0.044 | 3.96 |  | --> | 0.048 | 0 | 0 | 0 | 0 | Constrained, otherwise capacity available =47 kW | --> | E19 ex STRANORLAR | Stranorlar [T421,T422] | LETTERKENNY |  | 54.7945 | -7.8186
093505Z | MV/LV Substation ST***505Z |  | 10 kV | _ | LV | 100 kVA :Pole Substation | 0.1 | --> | 0.1 | 0 | 0 | Constrained, otherwise capacity available =66 kVA | --> | 0.095 | 0 | 0 | 0 | 0 | Constrained, otherwise capacity available =90 kW | --> | C17 ex BALLYCOOLIN | Ballycoolin [T41,T42,T43] | FINGLAS |  | 53.3955 | -6.329
368214X | MV/LV Substation CO***214X |  | 20 kV | _ | LV | 200 kVA :Pole Substation | 0.2 | --> | 0.2 | 0 | 0 | Constrained, otherwise capacity available =174 kVA | --> | 0.19 | 0 | 0 | 0 | 0 | Constrained, otherwise capacity available =186 kW | --> | C15 ex BALLYHAUNIS | Ballyhaunis [T41,T42] | DALTON |  | 53.7201 | -8.7676
081626X | MV/LV Substation MI***626X |  | 10 kV | _ | LV | 400 kVA :Building Structure | 0.4 | --> | 0.4 | 0 | 0 | Constrained, otherwise capacity available =308 kVA | --> | 0.38 | 0 | 0.013 | 0.358 | 0 |  | --> | C19 ex SEMPERIT | Semperit [T41,T42,T43] | GRANGE CASTLE |  | 53.35 | -6.3454
064107 | MV/LV Substation BR***107 |  | 10 kV | _ | LV | 200 kVA :Kiosk Substation | 0.2 | --> | 0.2 | 0 | 0 | Constrained, otherwise capacity available =114 kVA | --> | 0.19 | 0 | 0.055 | 0 | 0 | Constrained, otherwise capacity available =137 kW | --> | C18 ex RATHMULLAN | Rathmullan [T41,T42] | DRYBRIDGE |  | 53.7076 | -6.3334
2554067 | MV/LV Substation CA***4067 |  | 10 kV | _ | LV | 50 kVA :Pole Substation | 0.05 | --> | 0.05 | 0.05 | 2.09 |  | --> | 0.048 | 0 | 0 | 0 | 0 | Constrained, otherwise capacity available =48 kW | --> | C17 ex KILCAR | Kilcar [T41] | BINBANE |  | 54.6584 | -8.6396
081487Z | MV/LV Substation AD***487Z |  | 20 kV | _ | LV | 630 kVA :Kiosk Substation | 0.63 | --> | 0.63 | 0 | 0 | Constrained, otherwise capacity available =359 kVA | --> | 0.598 | 0 | 0.028 | 0.5 | 0 |  | --> | E19 ex ADAMSTOWN | Adamstown [T121,T122] | INCHICORE 220KV |  | 53.3385 | -6.4554
365323 | MV/LV Substation RO***323 |  | 10 kV | _ | LV | 200 kVA :Pole Substation | 0.2 | --> | 0.2 | 0 | 0 | Constrained, otherwise capacity available =163 kVA | --> | 0.19 | 0 | 0.016 | 0.173 | 0 |  | --> | C15 ex SAGGART | Saggart [T41,T42] | GRANGE CASTLE |  | 53.2683 | -6.4342
067164 | MV/LV Substation KE***164 |  | 10 kV | _ | LV | 400 kVA :Building Structure | 0.4 | --> | 0.4 | 0 | 0 | Constrained, otherwise capacity available =350 kVA | --> | 0.38 | 0 | 0.015 | 0.362 | 0 |  | --> | C20 ex GARRYOWEN | Garryowen [T41,T42] | LIMERICK |  | 52.6455 | -8.6114
030588 | MV/LV Substation KI***588 |  | 20 kV | _ | LV | 50 kVA :Pole Substation | 0.05 | --> | 0.05 | 0 | 0 | Constrained, otherwise capacity available =35 kVA | --> | 0.048 | 0 | 0.005 | 0 | 0 | Constrained, otherwise capacity available =42 kW | --> | C13 ex CLOYNE | Cloyne [T41] | MIDLETON |  | 51.8866 | -7.9728
0734021 | MV/LV Substation TE***4021 |  | 20 kV | _ | LV | 100 kVA :Pole Substation | 0.1 | --> | 0.1 | 0 | 0 | Constrained, otherwise capacity available =76 kVA | --> | 0.095 | 0 | 0.003 | 0 | 0 | Constrained, otherwise capacity available =89 kW | --> | C16 ex MOATE | Moate [T41,T42] | ATHLONE |  | 53.3953 | -7.7055
013062Z | MV/LV Substation MI***062Z |  | 10 kV | _ | LV | 50 kVA :Pole Substation | 0.05 | --> | 0.05 | 0.035 | 0.12 |  | --> | 0.048 | 0 | 0 | 0.045 | 0 |  | --> | C21 ex ATHY | Athy [T101,T102] | ATHY |  | 52.9408 | -7.0728
039754X | MV/LV Substation GL***754X |  | 10 kV | _ | LV | 630 kVA :Kiosk Substation | 0.63 | --> | 0.63 | 0 | 0 | Constrained, otherwise capacity available =453 kVA | --> | 0.598 | 0 | 0.02 | 0.5 | 0 |  | --> | C17 ex GALWAY 110KV | Galway 110kv [T102,T103] | GALWAY 110KV |  | 53.2933 | -9.0124
023010Y | MV/LV Substation MA***010Y |  | 20 kV | _ | LV | 50 kVA :Pole Substation | 0.05 | --> | 0.05 | 0 | 0 | Constrained, otherwise capacity available =25 kVA | --> | 0.048 | 0 | 0 | 0 | 0 | Constrained, otherwise capacity available =44 kW | --> | E11 ex CASTLELYONS | Castlelyons [T421,T422] | BARRYMORE |  | 52.0744 | -8.2705
0144361 | MV/LV Substation ST***4361 |  | 20 kV | _ | LV | 400 kVA :Kiosk Substation | 0.4 | --> | 0.4 | 0.121 | 0.12 | Constrained, otherwise capacity available =360 kVA | --> | 0.38 | 0 | 0 | 0.374 | 0 |  | --> | C12 ex ATHY | Athy [T101,T102] | ATHY |  | 53.0083 | -6.8176
082525 | MV/LV Substation KE***525 |  | 20 kV | _ | LV | 50 kVA :Pole Substation | 0.05 | --> | 0.05 | 0 | 0 | Constrained, otherwise capacity available =40 kVA | --> | 0.048 | 0 | 0.005 | 0 | 0 | Constrained, otherwise capacity available =42 kW | --> | E17 ex DULEEK | Duleek [T421,T422] | DRYBRIDGE |  | 53.6347 | -6.5212
266255X | MV/LV Substation CA***255X |  | 20 kV | _ | LV | 50 kVA :Pole Substation | 0.05 | --> | 0.05 | 0 | 0 | Constrained, otherwise capacity available =42 kVA | --> | 0.048 | 0 | 0 | 0 | 0 | Constrained, otherwise capacity available =46 kW | --> | E18 ex CARNDONAGH | Carndonagh [T421,T422] | TRILLICK |  | 55.2548 | -7.2301
109419 | MV/LV Substation EN***419 |  | 10 kV | _ | LV | 400 kVA :Building Structure | 0.4 | --> | 0.4 | 0.336 | 0.38 |  | --> | 0.38 | 0 | 0 | 0.371 | 0 |  | --> | C20 ex RINEANNA | Rineanna [T41,T42] | DRUMLINE |  | 52.7179 | -8.8754
165481X | MV/LV Substation AG***481X |  | 20 kV | _ | LV | 100 kVA :Pole Substation | 0.1 | --> | 0.1 | 0 | 0 | Constrained, otherwise capacity available =87 kVA | --> | 0.095 | 0 | 0.01 | 0 | 0 | Constrained, otherwise capacity available =86 kW | --> | C13 ex CLONAKILTY | Clonakilty [T41,T42] | DUNMANWAY |  | 51.6173 | -8.8002
071858 | MV/LV Substation ME***858 |  | 10 kV | _ | LV | 630 kVA :Building Structure | 0.63 | --> | 0.63 | 0 | 0 | Constrained, otherwise capacity available =423 kVA | --> | 0.598 | 0 | 0.004 | 0.5 | 0 |  | --> | C17 ex GREYSTONES | Greystones [T41,T42] | FASSAROE |  | 53.1442 | -6.0642
054172Y | MV/LV Substation HI***172Y |  | 10 kV | _ | LV | 50 kVA :Pole Substation | 0.05 | --> | 0.05 | 0 | 0 | Constrained, otherwise capacity available =42 kVA | --> | 0.048 | 0 | 0 | 0 | 0 | Constrained, otherwise capacity available =46 kW | --> | C15 ex PALLAS | Pallas [T41,T42] | PORTLAOISE |  | 53.0426 | -7.3059
1584075 | MV/LV Substation AL***4075 |  | 10 kV | _ | LV | 630 kVA :Kiosk Substation | 0.63 | --> | 0.63 | 0 | 0 | Constrained, otherwise capacity available =562 kVA | --> | 0.598 | 0 | 0.004 | 0 | 0 | Constrained, otherwise capacity available =586 kW | --> | C15 ex ENNISTYMON | Ennistymon [T41,T42] | ENNIS |  | 52.9398 | -9.29
196235 | MV/LV Substation BA***235 |  | 20 kV | _ | LV | 100 kVA :Pole Substation | 0.1 | --> | 0.1 | 0.096 | 1.34 |  | --> | 0.095 | 0 | 0 | 0 | 0 | Constrained, otherwise capacity available =94 kW | --> | E23 ex ATHBOY | Athboy [T423] | NAVAN |  | 53.5941 | -6.9715
065808 | MV/LV Substation RA***808 |  | 10 kV | _ | LV | 50 kVA :Pole Substation | 0.05 | --> | 0.05 | 0 | 0 | Constrained, otherwise capacity available =39 kVA | --> | 0.048 | 0 | 0 | 0 | 0 | Constrained, otherwise capacity available =46 kW | --> | C18 ex LOUGHSHINNY | Loughshinny [T41,T42] | GLASMORE |  | 53.5286 | -6.1171
033644Y | MV/LV Substation CL***644Y |  | 10 kV | _ | LV | 200 kVA :Kiosk Substation | 0.2 | --> | 0.2 | 0 | 0 | Constrained, otherwise capacity available =154 kVA | --> | 0.19 | 0 | 0.014 | 0.059 | 0 | Constrained, otherwise capacity available =173 kW | --> | C23 ex CREGG ROAD | Cregg Road [T41,T42] | BALLYDINE |  | 52.3512 | -7.3357
067005 | MV/LV Substation O ***005 |  | 10 kV | _ | LV | 400 kVA :Building Structure | 0.4 | --> | 0.4 | 0 | 0 | Constrained, otherwise capacity available =107 kVA | --> | 0.38 | 0 | 0.006 | 0.334 | 0 |  | --> | C17 ex BALLINACURRA | Ballinacurra [T41,T42] | LIMERICK |  | 52.6593 | -8.6365
064241Y | MV/LV Substation WH***241Y |  | 10 kV | _ | LV | 200 kVA :Kiosk Substation | 0.2 | --> | 0.2 | 0 | 0 | Constrained, otherwise capacity available =130 kVA | --> | 0.19 | 0 | 0.047 | 0 | 0 | Constrained, otherwise capacity available =145 kW | --> | C12 ex MORNINGTON ROAD | Mornington Road [T41,T42] | DRYBRIDGE |  | 53.709 | -6.3232
0844076 | MV/LV Substation BA***4076 |  | 20 kV | _ | LV | 50 kVA :Pole Substation | 0.05 | --> | 0.05 | 0 | 0 | Constrained, otherwise capacity available =44 kVA | --> | 0.048 | 0 | 0 | 0 | 0 | Constrained, otherwise capacity available =47 kW | --> | E17 ex KILCOLGAN | Kilcolgan [T42,T421] | GALWAY 110KV |  | 53.2035 | -8.8311
204589 | MV/LV Substation ME***589 |  | 20 kV | _ | LV | 100 kVA :Pole Substation | 0.1 | --> | 0.1 | 0 | 0 | Constrained, otherwise capacity available =81 kVA | --> | 0.095 | 0 | 0 | 0 | 0 | Constrained, otherwise capacity available =92 kW | --> | E14 ex BUNCRANA | Buncrana [T421,T422] | TRILLICK |  | 55.1592 | -7.452
059619X | MV/LV Substation CO***619X |  | 10 kV | _ | LV | 50 kVA :Pole Substation | 0.05 | --> | 0.05 | 0 | 0 | Constrained, otherwise capacity available =33 kVA | --> | 0.048 | 0 | 0 | 0 | 0 | Constrained, otherwise capacity available =45 kW | --> | C20 ex CAVAN | Cavan [T42,T421] | SHANKILL |  | 54.0089 | -7.3231
154097Z | MV/LV Substation MA***097Z |  | 10 kV | _ | LV | 200 kVA :Kiosk Substation | 0.2 | --> | 0.2 | 0 | 0 | Constrained, otherwise capacity available =200 kVA | --> | 0.19 | 0 | 0 | 0.19 | 0 |  | --> | C12 ex MACETOWN | Macetown [T101,T102] | MACETOWN |  | 53.4139 | -6.4144
008134 | MV/LV Substation JF***134 |  | 20 kV | _ | LV | 100 kVA :Pole Substation | 0.1 | --> | 0.1 | 0 | 0 | Constrained, otherwise capacity available =75 kVA | --> | 0.095 | 0 | 0 | 0 | 0 | Constrained, otherwise capacity available =92 kW | --> | C20 ex KNOCKMULLEN | Knockmullen [T42,T421] | GREAT ISLAND |  | 52.3217 | -6.9365
023487X | MV/LV Substation TH***487X |  | 20 kV | _ | LV | 50 kVA :Pole Substation | 0.05 | --> | 0.05 | 0 | 0 | Constrained, otherwise capacity available =38 kVA | --> | 0.048 | 0 | 0.005 | 0 | 0 | Constrained, otherwise capacity available =42 kW | --> | E11 ex CASTLELYONS | Castlelyons [T421,T422] | BARRYMORE |  | 52.0927 | -8.2452
078129X | MV/LV Substation CE***129X |  | 10 kV | _ | LV | 200 kVA :Pole Substation | 0.2 | --> | 0.2 | 0 | 0 | Constrained, otherwise capacity available =199 kVA | --> | 0.19 | 0 | 0 | 0 | 0 | Constrained, otherwise capacity available =190 kW | --> | C13 ex CHARLESTOWN | Charlestown [T41] | TONROE |  | 53.9213 | -8.8353
012161 | MV/LV Substation AS***161 |  | 10 kV | _ | LV | 400 kVA :Kiosk Substation | 0.4 | --> | 0.4 | 0 | 0 | Constrained, otherwise capacity available =291 kVA | --> | 0.38 | 0 | 0.018 | 0 | 0 | Constrained, otherwise capacity available =351 kW | --> | C23 ex POLLERTON | Pollerton [T41,T42] | CARLOW |  | 52.8312 | -6.9149
093202 | MV/LV Substation WE***202 |  | 10 kV | _ | LV | 200 kVA :Building Structure | 0.2 | --> | 0.2 | 0 | 0 | Constrained, otherwise capacity available =127 kVA | --> | 0.19 | 0 | 0.011 | 0.172 | 0 |  | --> | C12 ex SANTRY | Santry [T41,T42] | FINGLAS |  | 53.3945 | -6.2465
015583Z | MV/LV Substation LA***583Z |  | 10 kV | _ | LV | 50 kVA :Pole Substation | 0.05 | --> | 0.05 | 0 | 0 | Constrained, otherwise capacity available =46 kVA | --> | 0.048 | 0 | 0.002 | 0 | 0 | Constrained, otherwise capacity available =46 kW | --> | C18 ex SALLINS | Sallins [T41,T42] | GRIFFINRATH |  | 53.2973 | -6.6257
154255Z | MV/LV Substation HI***255Z |  | 10 kV | _ | LV | 400 kVA :Building Structure | 0.4 | --> | 0.4 | 0 | 0 | Constrained, otherwise capacity available =190 kVA | --> | 0.38 | 0 | 0 | 0 | 0 | Constrained, otherwise capacity available =350 kW | --> | C21 ex BALLYCOOLIN | Ballycoolin [T41,T42,T43] | FINGLAS |  | 53.4093 | -6.3631
180897X | MV/LV Substation BA***897X |  | 10 kV | _ | LV | 200 kVA :Kiosk Substation | 0.2 | --> | 0.2 | 0.097 | 3.27 |  | --> | 0.19 | 0 | 0.011 | 0 | 0 | Constrained, otherwise capacity available =167 kW | --> | C12 ex LLOYD | Lloyd [T41,T42] | NAVAN |  | 53.7225 | -6.8846
238027Y | MV/LV Substation DR***027Y |  | 20 kV | _ | LV | 50 kVA :Pole Substation | 0.05 | --> | 0.05 | 0 | 0 | Constrained, otherwise capacity available =36 kVA | --> | 0.048 | 0 | 0 | 0 | 0 | Constrained, otherwise capacity available =46 kW | --> | E13 ex BALLINROBE | Ballinrobe [T421,T422] | DALTON |  | 53.7478 | -9.257
014118Z | MV/LV Substation KI***118Z |  | 10 kV | _ | LV | 200 kVA :Pole Substation | 0.2 | --> | 0.2 | 0.174 | 0.63 |  | --> | 0.19 | 0 | 0 | 0 | 0 | Constrained, otherwise capacity available =186 kW | --> | C17 ex KILCULLEN | Kilcullen [T41,T42,T424] | STRATFORD |  | 53.1336 | -6.7445
0264332 | MV/LV Substation BL***4332 |  | 10 kV | _ | LV | 100 kVA :Pole Substation | 0.1 | --> | 0.1 | 0 | 0 | Constrained, otherwise capacity available =100 kVA | --> | 0.095 | 0 | 0 | 0 | 0 | Constrained, otherwise capacity available =95 kW | --> | E41 ex KINSALE | Kinsale [T423] | TRABEG |  | 51.7004 | -8.539
1764203 | MV/LV Substation IR***4203 |  | 20 kV | _ | LV | 100 kVA :Pole Substation | 0.1 | --> | 0.1 | 0.086 | 18.78 |  | --> | 0.095 | 0 | 0 | 0.093 | 0 |  | --> | E14 ex HARTNETTS CROSS | Hartnetts Cross [T121,T422] | MACROOM |  | 51.9311 | -9.1441
293885 | MV/LV Substation BA***885 |  | 20 kV | _ | LV | 50 kVA :Pole Substation | 0.05 | --> | 0.05 | 0 | 0 | Constrained, otherwise capacity available =38 kVA | --> | 0.048 | 0 | 0 | 0 | 0 | Constrained, otherwise capacity available =46 kW | --> | E17 ex BALTINGLASS | Baltinglass [T421,T422] | STRATFORD |  | 52.8746 | -6.5781
162351 | MV/LV Substation NA***351 |  | 10 kV | _ | LV | 630 kVA :Building Structure | 0.63 | --> | 0.63 | 0.346 | 7.25 |  | --> | 0.598 | 0 | 0 | 0 | 0 | Constrained, otherwise capacity available =558 kW | --> | C18 ex CONVOY | Convoy [T41,T42] | LETTERKENNY |  | 54.8626 | -7.66
082249Z | MV/LV Substation RE***249Z |  | 20 kV | _ | LV | 50 kVA :Pole Substation | 0.05 | --> | 0.05 | 0 | 0 | Constrained, otherwise capacity available =47 kVA | --> | 0.048 | 0 | 0 | 0 | 0 | Constrained, otherwise capacity available =47 kW | --> | E17 ex ACADEMY STREET | Academy Street [T421,T422,T44] | NAVAN |  | 53.6005 | -6.741
433119X | MV/LV Substation TH***119X |  | 10 kV | _ | LV | 200 kVA :Pole Substation | 0.2 | --> | 0.2 | 0 | 0 | Constrained, otherwise capacity available =153 kVA | --> | 0.19 | 0 | 0.005 | 0 | 0 | Constrained, otherwise capacity available =180 kW | --> | C16 ex BALLAGHADERREEN | Ballaghaderreen [T41,T42] | TONROE |  | 53.907 | -8.5836
118639X | MV/LV Substation BA***639X |  | 20 kV | _ | LV | 50 kVA :Pole Substation | 0.05 | --> | 0.05 | 0 | 0 | Constrained, otherwise capacity available =47 kVA | --> | 0.048 | 0 | 0 | 0 | 0 | Constrained, otherwise capacity available =47 kW | --> | E18 ex CREAGH | Creagh [T421,T422] | ATHLONE |  | 53.3801 | -8.4887
068464 | MV/LV Substation JO***464 |  | 10 kV | _ | LV | 630 kVA :Building Structure | 0.63 | --> | 0.63 | 0.486 | 1.37 |  | --> | 0.598 | 0 | 0 | 0.5 | 0 |  | --> | C17 ex SOUTH KING STREET | South King Street [T41,T42] | FRANCIS STREET |  | 53.3418 | -6.2606
067183Y | MV/LV Substation HI***183Y |  | 10 kV | _ | LV | 200 kVA :Kiosk Substation | 0.2 | --> | 0.2 | 0.174 | 13.8 |  | --> | 0.19 | 0 | 0 | 0.186 | 0 |  | --> | C20 ex SINGLAND | Singland [T101,T102] | SINGLAND |  | 52.6618 | -8.5991
016012Z | MV/LV Substation NE***012Z |  | 10 kV | _ | LV | 50 kVA :Pole Substation | 0.05 | --> | 0.05 | 0 | 0 | Constrained, otherwise capacity available =36 kVA | --> | 0.048 | 0 | 0.011 | 0 | 0 | Constrained, otherwise capacity available =38 kW | --> | C16 ex LEIXLIP | Leixlip [T41,T42] | GRIFFINRATH |  | 53.349 | -6.5126
049990X | MV/LV Substation DR***990X |  | 20 kV | _ | LV | 50 kVA :Pole Substation | 0.05 | --> | 0.05 | 0.049 | 0.21 |  | --> | 0.048 | 0 | 0 | 0 | 0 | Constrained, otherwise capacity available =47 kW | --> | E17 ex LONGFORD | Longford [T421,T422] | RICHMOND |  | 53.7569 | -7.718
253404Z | MV/LV Substation LE***404Z |  | 20 kV | _ | LV | 50 kVA :Pole Substation | 0.05 | --> | 0.05 | 0 | 0 | Constrained, otherwise capacity available =43 kVA | --> | 0.048 | 0 | 0.01 | 0 | 0 | Constrained, otherwise capacity available =39 kW | --> | E16 ex GLENAMADDY | Glenamaddy [T422] | ATHLONE |  | 53.5728 | -8.626
015896 | MV/LV Substation PU***896 |  | 20 kV | _ | LV | 100 kVA :Pole Substation | 0.1 | --> | 0.1 | 0 | 0 | Constrained, otherwise capacity available =100 kVA | --> | 0.095 | 0 | 0 | 0 | 0 | Constrained, otherwise capacity available =95 kW | --> | E17 ex BLESSINGTON | Blessington [T421,T422] | KILTEEL |  | 53.1741 | -6.5177
182654 | MV/LV Substation WH***654 |  | 20 kV | _ | LV | 50 kVA :Pole Substation | 0.05 | --> | 0.05 | 0 | 0 | Constrained, otherwise capacity available =28 kVA | --> | 0.048 | 0 | 0 | 0 | 0 | Constrained, otherwise capacity available =44 kW | --> | C12 ex SCARIFF | Scariff [T42] | ENNIS |  | 52.9458 | -8.3725
149441 | MV/LV Substation FO***441 |  | 10 kV | _ | LV | 100 kVA :Pole Substation | 0.1 | --> | 0.1 | 0 | 0 | Constrained, otherwise capacity available =90 kVA | --> | 0.095 | 0 | 0 | 0 | 0 | Constrained, otherwise capacity available =94 kW | --> | C11 ex DONEGAL | Donegal [T41,T42] | CATHALEENS FALL |  | 54.6552 | -8.1243
039801X | MV/LV Substation CA***801X |  | 10 kV | _ | LV | 200 kVA :Kiosk Substation | 0.2 | --> | 0.2 | 0 | 0 | Constrained, otherwise capacity available =129 kVA | --> | 0.19 | 0 | 0.065 | 0 | 0 | Constrained, otherwise capacity available =132 kW | --> | C15 ex ORANMORE | Oranmore [T41,T44] | GALWAY 110KV |  | 53.2671 | -8.9334
281732Z | MV/LV Substation HI***732Z |  | 10 kV | _ | LV | 630 kVA :Kiosk Substation | 0.63 | --> | 0.63 | 0 | 0 | Constrained, otherwise capacity available =556 kVA | --> | 0.598 | 0 | 0.066 | 0.5 | 0 |  | --> | C17 ex BISHOPSTOWN | Bishopstown [T41,T42] | KILBARRY |  | 51.8916 | -8.5613
0824184 | MV/LV Substation WA***4184 |  | 10 kV | _ | LV | 50 kVA :Pole Substation | 0.05 | --> | 0.05 | 0 | 0 | Constrained, otherwise capacity available =37 kVA | --> | 0.048 | 0 | 0 | 0 | 0 | Constrained, otherwise capacity available =46 kW | --> | E17 ex ACADEMY STREET | Academy Street [T421,T422,T44] | NAVAN |  | 53.6267 | -6.8581
2434013 | MV/LV Substation BO***4013 |  | 20 kV | _ | LV | 50 kVA :Pole Substation | 0.05 | --> | 0.05 | 0 | 0 | Constrained, otherwise capacity available =48 kVA | --> | 0.048 | 0 | 0.007 | 0 | 0 | Constrained, otherwise capacity available =42 kW | --> | E17 ex INCH | Inch [T421,T422] | OUGHTRAGH |  | 52.2281 | -10.1772
081302Z | MV/LV Substation LI***302Z |  | 10 kV | _ | LV | 200 kVA :Kiosk Substation | 0.2 | --> | 0.2 | 0 | 0 | Constrained, otherwise capacity available =128 kVA | --> | 0.19 | 0 | 0.02 | 0.165 | 0 |  | --> | C13 ex LIFFEY VALLEY | Liffey Valley [T41,T42] | INCHICORE 220KV |  | 53.3536 | -6.4139
064327 | MV/LV Substation IR***327 |  | 20 kV | _ | LV | 50 kVA :Pole Substation | 0.05 | --> | 0.05 | 0 | 0 | Constrained, otherwise capacity available =39 kVA | --> | 0.048 | 0 | 0 | 0 | 0 | Constrained, otherwise capacity available =46 kW | --> | E15 ex JULIANSTOWN | Julianstown [T421,T422] | DRYBRIDGE |  | 53.6414 | -6.2318
2444181 | MV/LV Substation GL***4181 |  | 20 kV | _ | LV | 100 kVA :Pole Substation | 0.1 | --> | 0.1 | 0 | 0 | Constrained, otherwise capacity available =86 kVA | --> | 0.095 | 0 | 0 | 0 | 0 | Constrained, otherwise capacity available =93 kW | --> | E12 ex MILLTOWN (SR) | Milltown (sr) [T421,T422] | OUGHTRAGH |  | 52.0754 | -9.8492
160594Y | MV/LV Substation KI***594Y |  | 20 kV | _ | LV | 630 kVA :Kiosk Substation | 0.63 | --> | 0.63 | 0 | 0 | Constrained, otherwise capacity available =448 kVA | --> | 0.598 | 0 | 0 | 0 | 0 | Constrained, otherwise capacity available =573 kW | --> | E11 ex PORTLAOISE |  |  |  | 53.0448 | -7.2658
138145X | MV/LV Substation LI***145X |  | 10 kV | _ | LV | 400 kVA :Kiosk Substation | 0.4 | --> | 0.4 | 0.37 | 2.18 |  | --> | 0.38 | 0 | 0.022 | 0 | 0 | Constrained, otherwise capacity available =360 kW | --> | C24 ex BAILIEBORO | Bailieboro [T41,T42] | MEATH HILL |  | 53.9106 | -6.9772
068820 | MV/LV Substation CL***820 |  | 10 kV | _ | LV | 400 kVA :Building Structure | 0.4 | --> | 0.4 | 0.256 | 9.99 |  | --> | 0.38 | 0 | 0.023 | 0.343 | 0 |  | --> | C25 ex HAROLDS CROSS | Harolds Cross [T101,T102] | POOLBEG |  | 53.3361 | -6.2784
082305Z | MV/LV Substation GR***305Z |  | 20 kV | _ | LV | 50 kVA :Pole Substation | 0.05 | --> | 0.05 | 0 | 0 | Constrained, otherwise capacity available =46 kVA | --> | 0.048 | 0 | 0 | 0 | 0 | Constrained, otherwise capacity available =47 kW | --> | E19 ex SLANE | Slane [T421] | DRYBRIDGE |  | 53.7498 | -6.5598
067181 | MV/LV Substation TA***181 |  | 10 kV | _ | LV | 630 kVA :Building Structure | 0.63 | --> | 0.63 | 0 | 0 | Constrained, otherwise capacity available =564 kVA | --> | 0.598 | 0 | 0 | 0.5 | 0 |  | --> | C11 ex ROCHES STREET | Roches Street [T41,T42] | LIMERICK |  | 52.6608 | -8.6203
2504014 | MV/LV Substation OU***4014 |  | 10 kV | _ | LV | 50 kVA :Pole Substation | 0.05 | --> | 0.05 | 0.05 | 1.26 |  | --> | 0.048 | 0 | 0 | 0 | 0 | Constrained, otherwise capacity available =48 kW | --> | E16 ex BALLYCROSSAUN | Ballycrossaun [T421,T422] | SOMERSET |  | 53.0971 | -8.246
039881 | MV/LV Substation DR***881 |  | 10 kV | _ | LV | 400 kVA :Kiosk Substation | 0.4 | --> | 0.4 | 0.338 | 11.03 |  | --> | 0.38 | 0 | 0.012 | 0.363 | 0 |  | --> | C23 ex SALTHILL | Salthill [T101,T102] | SALTHILL |  | 53.2695 | -9.1136
029605Y | MV/LV Substation TI***605Y |  | 10 kV | _ | LV | 630 kVA :Kiosk Substation | 0.63 | --> | 0.63 | 0 | 0 | Constrained, otherwise capacity available =398 kVA | --> | 0.598 | 0 | 0.082 | 0.5 | 0 |  | --> | C22 ex MIDLETON | Midleton [T101,T102] | MIDLETON |  | 51.9301 | -8.1877
0684713 | MV/LV Substation BR***4713 |  | 10 kV | _ | LV | 1000 kVA :Building Structure | 1 | --> | 1 | 0.5 | 20.78 |  | --> | 0.95 | 0 | 0 | 0.5 | 0 |  | --> | C23 ex HEUSTON SQUARE | Heuston Square [T101,T102] | INCHICORE 220KV |  | 53.3406 | -6.3022
281472Y | MV/LV Substation FE***472Y |  | 10 kV | _ | LV | 400 kVA :Kiosk Substation | 0.4 | --> | 0.4 | 0 | 0 | Constrained, otherwise capacity available =190 kVA | --> | 0.38 | 0 | 0.034 | 0 | 0 | Constrained, otherwise capacity available =325 kW | --> | C12 ex CARRIGALINE | Carrigaline [T41,T42] | BARNAHELY |  | 51.8206 | -8.3912
082419Y | MV/LV Substation PO***419Y |  | 10 kV | _ | LV | 100 kVA :Pole Substation | 0.1 | --> | 0.1 | 0 | 0 | Constrained, otherwise capacity available =30 kVA | --> | 0.095 | 0 | 0 | 0 | 0 | Constrained, otherwise capacity available =85 kW | --> | C30 ex ACADEMY STREET | Academy Street [T421,T422,T44] | NAVAN |  | 53.6491 | -6.6454
055052 | MV/LV Substation MA***052 |  | 10 kV | _ | LV | 1000 kVA :Building Structure | 1 | --> | 1 | 0 | 0 | Constrained, otherwise capacity available =860 kVA | --> | 0.95 | 0 | 0.005 | 0 | 0 | Constrained, otherwise capacity available =927 kW | --> | C13 ex ROSCREA | Roscrea [T41,T42] | IKERRIN |  | 52.9525 | -7.7968
0094288 | MV/LV Substation CA***4288 |  | 20 kV | _ | LV | 400 kVA :Kiosk Substation | 0.4 | --> | 0.4 | 0 | 0 | Constrained, otherwise capacity available =349 kVA | --> | 0.38 | 0 | 0.015 | 0 | 0 | Constrained, otherwise capacity available =362 kW | --> | E11 ex KILCARRAGH | Kilcarragh [T421,T422] | BUTLERSTOWN |  | 52.2299 | -7.0642
160182Y | MV/LV Substation BA***182Y |  | 20 kV | _ | LV | 50 kVA :Pole Substation | 0.05 | --> | 0.05 | 0 | 0 | Constrained, otherwise capacity available =42 kVA | --> | 0.048 | 0 | 0 | 0 | 0 | Constrained, otherwise capacity available =46 kW | --> | E11 ex PORTLAOISE |  |  |  | 53.0499 | -7.2379
036496 | MV/LV Substation TH***496 |  | 20 kV | _ | LV | 50 kVA :Pole Substation | 0.05 | --> | 0.05 | 0 | 0 | Constrained, otherwise capacity available =27 kVA | --> | 0.048 | 0 | 0 | 0 | 0 | Constrained, otherwise capacity available =44 kW | --> | E20 ex GARRANACANTY | Garranacanty [T421,T422] | TIPPERARY |  | 52.4929 | -8.0262
030125 | MV/LV Substation AG***125 |  | 20 kV | _ | LV | 50 kVA :Pole Substation | 0.05 | --> | 0.05 | 0 | 0 | Constrained, otherwise capacity available =45 kVA | --> | 0.048 | 0 | 0.015 | 0 | 0 | Constrained, otherwise capacity available =36 kW | --> | E20 ex FOXHOLE | Foxhole [T421,T422] | DUNGARVAN |  | 51.9055 | -7.9435
2374156 | MV/LV Substation RI***4156 |  | 10 kV | _ | LV | 50 kVA :Pole Substation | 0.05 | --> | 0.05 | 0 | 0 | Constrained, otherwise capacity available =50 kVA | --> | 0.048 | 0 | 0 | 0 | 0 | Constrained, otherwise capacity available =48 kW | --> | C11 ex KILSARAN | Kilsaran [T42] | DRYBRIDGE |  | 53.8513 | -6.4364
081412X | MV/LV Substation CH***412X |  | 10 kV | _ | LV | 400 kVA :Kiosk Substation | 0.4 | --> | 0.4 | 0 | 0 | Constrained, otherwise capacity available =273 kVA | --> | 0.38 | 0 | 0.006 | 0.358 | 0 |  | --> | C19 ex SEMPERIT | Semperit [T41,T42,T43] | GRANGE CASTLE |  | 53.3481 | -6.3474
1444203 | MV/LV Substation BA***4203 |  | 10 kV | _ | LV | 50 kVA :Pole Substation | 0.05 | --> | 0.05 | 0 | 0 | Constrained, otherwise capacity available =48 kVA | --> | 0.048 | 0 | 0 | 0 | 0 | Constrained, otherwise capacity available =47 kW | --> | C11 ex CASTLECOMER | Castlecomer [T41,T42] | BALLYRAGGET |  | 52.79 | -7.2119
081312X | MV/LV Substation MO***312X |  | 10 kV | _ | LV | 630 kVA :Kiosk Substation | 0.63 | --> | 0.63 | 0 | 0 | Constrained, otherwise capacity available =424 kVA | --> | 0.598 | 0 | 0.01 | 0.5 | 0 |  | --> | C14 ex CLONDALKIN | Clondalkin [T41,T42,T44] | INCHICORE 220KV |  | 53.3358 | -6.3981
0934151 | MV/LV Substation DE***4151 |  | 10 kV | _ | LV | 400 kVA :Building Structure | 0.4 | --> | 0.4 | 0 | 0 | Constrained, otherwise capacity available =400 kVA | --> | 0.38 | 0 | 0 | 0.38 | 0 |  | --> | C14 ex POPPINTREE | Poppintree [T101,T102] | FINGLAS |  | 53.4067 | -6.2716
120226Y | MV/LV Substation JO***226Y |  | 20 kV | _ | LV | 200 kVA :Pole Substation | 0.2 | --> | 0.2 | 0.118 | 3.5 |  | --> | 0.19 | 0 | 0 | 0 | 0 | Constrained, otherwise capacity available =184 kW | --> | E11 ex DUNFIRTH | Dunfirth [T122] | DUNFIRTH |  | 53.4052 | -6.8519
366094X | MV/LV Substation CU***094X |  | 20 kV | _ | LV | 200 kVA :Pole Substation | 0.2 | --> | 0.2 | 0.176 | 0.45 |  | --> | 0.19 | 0 | 0.005 | 0 | 0 | Constrained, otherwise capacity available =183 kW | --> | C16 ex CARRAROE | Carraroe [T42] | SCREEB |  | 53.265 | -9.6078
248424X | MV/LV Substation MO***424X |  | 20 kV | _ | LV | 200 kVA :Pole Substation | 0.2 | --> | 0.2 | 0 | 0 | Constrained, otherwise capacity available =172 kVA | --> | 0.19 | 0 | 0 | 0 | 0 | Constrained, otherwise capacity available =186 kW | --> | E19 ex KILCOCK | Kilcock [T421,T422] | GRIFFINRATH |  | 53.3351 | -6.6806
2884156 | MV/LV Substation SA***4156 |  | 10 kV | _ | LV | 1000 kVA :Building Structure | 1 | --> | 1 | 0.5 | 19.52 |  | --> | 0.95 | 0 | 0 | 0.5 | 0 |  | --> | C13 ex TANEY | Taney [T101,T102] | CARRICKMINES |  | 53.2794 | -6.2124
067210Y | MV/LV Substation CH***210Y |  | 10 kV | _ | LV | 400 kVA :Kiosk Substation | 0.4 | --> | 0.4 | 0.299 | 13.8 |  | --> | 0.38 | 0 | 0.02 | 0.351 | 0 |  | --> | C20 ex SINGLAND | Singland [T101,T102] | SINGLAND |  | 52.6604 | -8.6039
281534 | MV/LV Substation CA***534 |  | 10 kV | _ | LV | 100 kVA :Pole Substation | 0.1 | --> | 0.1 | 0.084 | 5.49 |  | --> | 0.095 | 0 | 0 | 0.093 | 0 |  | --> | C17 ex TRABEG | Trabeg [T101,T102] | TRABEG |  | 51.8544 | -8.4849
067038 | MV/LV Substation HI***038 |  | 10 kV | _ | LV | 400 kVA :Kiosk Substation | 0.4 | --> | 0.4 | 0.307 | 13.8 |  | --> | 0.38 | 0 | 0.02 | 0.352 | 0 |  | --> | C20 ex SINGLAND | Singland [T101,T102] | SINGLAND |  | 52.6608 | -8.6006
077090 | MV/LV Substation CO***090 |  | 20 kV | _ | LV | 100 kVA :Pole Substation | 0.1 | --> | 0.1 | 0 | 0 | Constrained, otherwise capacity available =92 kVA | --> | 0.095 | 0 | 0.045 | 0 | 0 | Constrained, otherwise capacity available =60 kW | --> | E25 ex PATRICKSWELL | Patrickswell [T421,T422] | LIMERICK |  | 52.6197 | -8.7885
0144143 | MV/LV Substation LU***4143 |  | 20 kV | _ | LV | 50 kVA :Pole Substation | 0.05 | --> | 0.05 | 0.048 | 0.63 |  | --> | 0.048 | 0 | 0.003 | 0 | 0 | Constrained, otherwise capacity available =45 kW | --> | E11 ex KILCULLEN | Kilcullen [T41,T42,T424] | STRATFORD |  | 53.0633 | -6.7038
260506X | MV/LV Substation NE***506X |  | 20 kV | _ | LV | 100 kVA :Pole Substation | 0.1 | --> | 0.1 | 0.079 | 1.67 |  | --> | 0.095 | 0 | 0 | 0.092 | 0 |  | --> | E18 ex NEWPORT | Newport [T421] | CARROWBEG |  | 53.8864 | -9.5502
1674169 | MV/LV Substation BL***4169 |  | 20 kV | _ | LV | 630 kVA :Building Structure | 0.63 | --> | 0.63 | 0 | 0 | Constrained, otherwise capacity available =480 kVA | --> | 0.598 | 0 | 0 | 0 | 0 | Constrained, otherwise capacity available =583 kW | --> | E15 ex WHITECHURCH | Whitechurch [T421,T422] | KILBARRY |  | 51.9411 | -8.5508
007730X | MV/LV Substation CR***730X |  | 20 kV | _ | LV | 100 kVA :Pole Substation | 0.1 | --> | 0.1 | 0.07 | 0.14 |  | --> | 0.095 | 0 | 0 | 0 | 0 | Constrained, otherwise capacity available =91 kW | --> | C12 ex CARRIGLAWN | Carriglawn [T41,T42] | WEXFORD |  | 52.3603 | -6.4528
032870 | MV/LV Substation MT***870 |  | 10 kV | _ | LV | 100 kVA :Pole Substation | 0.1 | --> | 0.1 | 0 | 0 | Constrained, otherwise capacity available =96 kVA | --> | 0.095 | 0 | 0 | 0 | 0 | Constrained, otherwise capacity available =94 kW | --> | C18 ex TRAMORE | Tramore [T41,T42] | BUTLERSTOWN |  | 52.2416 | -7.21
281628Z | MV/LV Substation MA***628Z |  | 10 kV | _ | LV | 1000 kVA :Building Structure | 1 | --> | 1 | 0.5 | 6.78 |  | --> | 0.95 | 0 | 0 | 0.5 | 0 |  | --> | C38 ex CASTLEVIEW | Castleview [T101,T102] | CASTLEVIEW |  | 51.8863 | -8.3969
062107 | MV/LV Substation GO***107 |  | 10 kV | _ | LV | 400 kVA :Building Structure | 0.4 | --> | 0.4 | 0.4 | 0.72 |  | --> | 0.38 | 0 | 0 | 0 | 0 | Constrained, otherwise capacity available =380 kW | --> | C12 ex COES ROAD | Coes Road [T41,T42] | DUNDALK |  | 54.0079 | -6.3821
012957X | MV/LV Substation OA***957X |  | 10 kV | _ | LV | 200 kVA :Kiosk Substation | 0.2 | --> | 0.2 | 0 | 0 | Constrained, otherwise capacity available =116 kVA | --> | 0.19 | 0 | 0.006 | 0 | 0 | Constrained, otherwise capacity available =174 kW | --> | C11 ex POLLERTON | Pollerton [T41,T42] | CARLOW |  | 52.8463 | -6.8947
2884138 | MV/LV Substation ME***4138 |  | 10 kV | _ | LV | 630 kVA :Kiosk Substation | 0.63 | --> | 0.63 | 0 | 0 | Constrained, otherwise capacity available =575 kVA | --> | 0.598 | 0 | 0.015 | 0.5 | 0 |  | --> | C18 ex LOUGHLINSTOWN | Loughlinstown [T41,T42] | CARRICKMINES |  | 53.2466 | -6.1595
009697Y | MV/LV Substation JA***697Y |  | 20 kV | _ | LV | 200 kVA :Pole Substation | 0.2 | --> | 0.2 | 0 | 0 | Constrained, otherwise capacity available =149 kVA | --> | 0.19 | 0 | 0 | 0 | 0 | Constrained, otherwise capacity available =183 kW | --> | E11 ex KILCARRAGH | Kilcarragh [T421,T422] | BUTLERSTOWN |  | 52.2367 | -7.0339
066211Z | MV/LV Substation SW***211Z |  | 10 kV | _ | LV | 630 kVA :Building Structure | 0.63 | --> | 0.63 | 0 | 0 | Constrained, otherwise capacity available =609 kVA | --> | 0.598 | 0 | 0 | 0 | 0 | Constrained, otherwise capacity available =596 kW | --> | C12 ex SWORDS | Swords [T41,T42] | GLASMORE |  | 53.4687 | -6.2183
0314020 | MV/LV Substation EU***4020 |  | 10 kV | _ | LV | 200 kVA :Kiosk Substation | 0.2 | --> | 0.2 | 0 | 0 | Constrained, otherwise capacity available =152 kVA | --> | 0.19 | 0 | 0 | 0 | 0 | Constrained, otherwise capacity available =183 kW | --> | C11 ex COLLIGAN | Colligan [T41,T42] | DUNGARVAN |  | 52.0932 | -7.6176
073716 | MV/LV Substation MU***716 |  | 20 kV | _ | LV | 50 kVA :Pole Substation | 0.05 | --> | 0.05 | 0 | 0 | Constrained, otherwise capacity available =48 kVA | --> | 0.048 | 0 | 0.01 | 0 | 0 | Constrained, otherwise capacity available =40 kW | --> | C16 ex MOATE | Moate [T41,T42] | ATHLONE |  | 53.4682 | -7.6781
281416Z | MV/LV Substation WO***416Z |  | 10 kV | _ | LV | 400 kVA :Kiosk Substation | 0.4 | --> | 0.4 | 0 | 0 | Constrained, otherwise capacity available =325 kVA | --> | 0.38 | 0 | 0.01 | 0 | 0 | Constrained, otherwise capacity available =362 kW | --> | C22 ex KILMONEY | Kilmoney [T41,T42] | TRABEG |  | 51.8089 | -8.3993
015165Z | MV/LV Substation BA***165Z |  | 20 kV | _ | LV | 100 kVA :Pole Substation | 0.1 | --> | 0.1 | 0 | 0 | Constrained, otherwise capacity available =100 kVA | --> | 0.095 | 0 | 0 | 0 | 0 | Constrained, otherwise capacity available =95 kW | --> | E17 ex BLESSINGTON | Blessington [T421,T422] | KILTEEL |  | 53.1024 | -6.4923
063897 | MV/LV Substation PE***897 |  | 10 kV | _ | LV | 200 kVA :Pole Substation | 0.2 | --> | 0.2 | 0 | 0 | Constrained, otherwise capacity available =190 kVA | --> | 0.19 | 0 | 0 | 0 | 0 | Constrained, otherwise capacity available =189 kW | --> | C15 ex BALLYBAILIE | Ballybailie [T41,T42] | DUNDALK |  | 53.8898 | -6.5511
237788 | MV/LV Substation CL***788 |  | 10 kV | _ | LV | 50 kVA :Pole Substation | 0.05 | --> | 0.05 | 0 | 0 | Constrained, otherwise capacity available =47 kVA | --> | 0.048 | 0 | 0 | 0 | 0 | Constrained, otherwise capacity available =47 kW | --> | C17 ex DUNLEER | Dunleer [T41,T42] | DRYBRIDGE |  | 53.8351 | -6.3181
1964148 | MV/LV Substation ST***4148 |  | 10 kV | _ | LV | 400 kVA :Kiosk Substation | 0.4 | --> | 0.4 | 0 | 0 | Constrained, otherwise capacity available =367 kVA | --> | 0.38 | 0 | 0 | 0 | 0 | Constrained, otherwise capacity available =376 kW | --> | C18 ex ATHBOY | Athboy [T42] | NAVAN |  | 53.6216 | -6.9189
058092 | MV/LV Substation BA***092 |  | 10 kV | _ | LV | 200 kVA :Pole Substation | 0.2 | --> | 0.2 | 0.178 | 0.18 |  | --> | 0.19 | 0 | 0 | 0 | 0 | Constrained, otherwise capacity available =187 kW | --> | C16 ex TOOMEVARA | Toomevara [T42] | NENAGH |  | 52.8521 | -7.9778
253835Y | MV/LV Substation TU***835Y |  | 10 kV | _ | LV | 50 kVA :Pole Substation | 0.05 | --> | 0.05 | 0 | 0 | Constrained, otherwise capacity available =48 kVA | --> | 0.048 | 0 | 0 | 0 | 0 | Constrained, otherwise capacity available =47 kW | --> | C17 ex TUAM NORTH | Tuam North [T41,T42] | CLOON |  | 53.5089 | -8.8346
046191X | MV/LV Substation GL***191X |  | 20 kV | _ | LV | 200 kVA :Pole Substation | 0.2 | --> | 0.2 | 0.196 | 5.48 |  | --> | 0.19 | 0 | 0 | 0.189 | 0 |  | --> | C12 ex BALLYTIVNAN | Ballytivnan [T41,T42] | SLIGO |  | 54.3401 | -8.4029
153425 | MV/LV Substation LA***425 |  | 20 kV | _ | LV | 400 kVA :Kiosk Substation | 0.4 | --> | 0.4 | 0 | 0 | Constrained, otherwise capacity available =341 kVA | --> | 0.38 | 0 | 0.004 | 0 | 0 | Constrained, otherwise capacity available =369 kW | --> | E12 ex BIRDHILL | Birdhill [T421,T422] | ARDNACRUSHA |  | 52.8062 | -8.448
046942 | MV/LV Substation BU***942 |  | 10 kV | _ | LV | 400 kVA :Kiosk Substation | 0.4 | --> | 0.4 | 0.347 | 5.78 |  | --> | 0.38 | 0 | 0.022 | 0.356 | 0 |  | --> | C20 ex OAKFIELD | Oakfield [T41,T42] | SLIGO |  | 54.2696 | -8.5974
365906X | MV/LV Substation AS***906X |  | 10 kV | _ | LV | 400 kVA :Building Structure | 0.4 | --> | 0.4 | 0 | 0 | Constrained, otherwise capacity available =336 kVA | --> | 0.38 | 0 | 0 | 0.371 | 0 |  | --> | C13 ex FORTUNESTOWN | Fortunestown [T101,T102] | INCHICORE 220KV |  | 53.2813 | -6.4109
014090Z | MV/LV Substation LI***090Z |  | 10 kV | _ | LV | 200 kVA :Kiosk Substation | 0.2 | --> | 0.2 | 0 | 0 | Constrained, otherwise capacity available =105 kVA | --> | 0.19 | 0 | 0.027 | 0 | 0 | Constrained, otherwise capacity available =157 kW | --> | C17 ex ATHGARVAN | Athgarvan [T41,T44] | NEWBRIDGE |  | 53.1689 | -6.7932
053225Z | MV/LV Substation RI***225Z |  | 10 kV | _ | LV | 400 kVA :Building Structure | 0.4 | --> | 0.4 | 0.344 | 2.39 |  | --> | 0.38 | 0 | 0 | 0 | 0 | Constrained, otherwise capacity available =372 kW | --> | C12 ex SRAH | Srah [T41,T42] | THORNSBERRY |  | 53.2789 | -7.4927
064683Y | MV/LV Substation FO***683Y |  | 10 kV | _ | LV | 400 kVA :Kiosk Substation | 0.4 | --> | 0.4 | 0 | 0 | Constrained, otherwise capacity available =297 kVA | --> | 0.38 | 0 | 0.011 | 0 | 0 | Constrained, otherwise capacity available =358 kW | --> | C11 ex DRYBRIDGE | Drybridge [T41,T42] | DRYBRIDGE |  | 53.7209 | -6.3693
001819 | MV/LV Substation BR***819 |  | 10 kV | _ | LV | 400 kVA :Kiosk Substation | 0.4 | --> | 0.4 | 0 | 0 | Constrained, otherwise capacity available =263 kVA | --> | 0.38 | 0 | 0.091 | 0.293 | 0 |  | --> | C13 ex CARRICKMINES | Carrickmines [T41,T42] | CARRICKMINES |  | 53.2564 | -6.1744
136832 | MV/LV Substation RA***832 |  | 10 kV | _ | LV | 100 kVA :Pole Substation | 0.1 | --> | 0.1 | 0 | 0 | Constrained, otherwise capacity available =74 kVA | --> | 0.095 | 0 | 0 | 0 | 0 | Constrained, otherwise capacity available =91 kW | --> | C19 ex ROSCOMMON | Roscommon [T41,T42] | LANESBORO |  | 53.6454 | -8.2246
054108Z | MV/LV Substation TH***108Z |  | 10 kV | _ | LV | 400 kVA :Kiosk Substation | 0.4 | --> | 0.4 | 0 | 0 | Constrained, otherwise capacity available =313 kVA | --> | 0.38 | 0 | 0.015 | 0 | 0 | Constrained, otherwise capacity available =357 kW | --> | C16 ex PALLAS | Pallas [T41,T42] | PORTLAOISE |  | 53.038 | -7.3211
031735X | MV/LV Substation LA***735X |  | 10 kV | _ | LV | 50 kVA :Pole Substation | 0.05 | --> | 0.05 | 0 | 0 | Constrained, otherwise capacity available =31 kVA | --> | 0.048 | 0 | 0 | 0 | 0 | Constrained, otherwise capacity available =45 kW | --> | C17 ex COLLIGAN | Colligan [T41,T42] | DUNGARVAN |  | 52.0953 | -7.638
009889Y | MV/LV Substation BE***889Y |  | 20 kV | _ | LV | 100 kVA :Pole Substation | 0.1 | --> | 0.1 | 0.1 | 3.76 |  | --> | 0.095 | 0 | 0 | 0 | 0 | Constrained, otherwise capacity available =95 kW | --> | E15 ex BELVIEW | Belview [T421,T422] | WATERFORD |  | 52.2636 | -7.0578
023509Y | MV/LV Substation TH***509Y |  | 10 kV | _ | LV | 50 kVA :Pole Substation | 0.05 | --> | 0.05 | 0 | 0 | Constrained, otherwise capacity available =38 kVA | --> | 0.048 | 0 | 0 | 0 | 0 | Constrained, otherwise capacity available =46 kW | --> | C13 ex CURRAGLASS | Curraglass [T41] | BARRYMORE |  | 52.0871 | -8.0031
065865 | MV/LV Substation HA***865 |  | 10 kV | _ | LV | 50 kVA :Pole Substation | 0.05 | --> | 0.05 | 0 | 0 | Constrained, otherwise capacity available =50 kVA | --> | 0.048 | 0 | 0 | 0 | 0 | Constrained, otherwise capacity available =48 kW | --> | C16 ex LOUGHSHINNY | Loughshinny [T41,T42] | GLASMORE |  | 53.5638 | -6.1114
288719 | MV/LV Substation RA***719 |  | 10 kV | _ | LV | 200 kVA :Pole Substation | 0.2 | --> | 0.2 | 0.041 | 0.04 | Constrained, otherwise capacity available =192 kVA | --> | 0.19 | 0 | 0.006 | 0.184 | 0 |  | --> | C21 ex LITTLE BRAY | Little Bray [T41,T42] | FASSAROE |  | 53.2253 | -6.1789
054970Y | MV/LV Substation PP***970Y |  | 10 kV | _ | LV | 400 kVA :Building Structure | 0.4 | --> | 0.4 | 0 | 0 | Constrained, otherwise capacity available =327 kVA | --> | 0.38 | 0 | 0.028 | 0 | 0 | Constrained, otherwise capacity available =349 kW | --> | C12 ex PALLAS | Pallas [T41,T42] | PORTLAOISE |  | 53.0347 | -7.3124
156561X | MV/LV Substation T/***561X |  | 10 kV | _ | LV | 200 kVA :Pole Substation | 0.2 | --> | 0.2 | 0.172 | 2.04 |  | --> | 0.19 | 0 | 0 | 0 | 0 | Constrained, otherwise capacity available =186 kW | --> | C18 ex BALLYBAY | Ballybay [T41,T42] | LISDRUM |  | 54.1901 | -6.9348
4954096 | MV/LV Substation MU***4096 |  | 20 kV | _ | LV | 200 kVA :Pole Substation | 0.2 | --> | 0.2 | 0.198 | 1.5 |  | --> | 0.19 | 0 | 0 | 0.19 | 0 |  | --> | E18 ex ACHILL | Achill [T422] | CARROWBEG |  | 53.9067 | -9.7686
046608 | MV/LV Substation FO***608 |  | 10 kV | _ | LV | 50 kVA :Pole Substation | 0.05 | --> | 0.05 | 0.05 | 5.48 |  | --> | 0.048 | 0 | 0 | 0.048 | 0 |  | --> | C15 ex BALLYTIVNAN | Ballytivnan [T41,T42] | SLIGO |  | 54.2629 | -8.4349
138170 | MV/LV Substation LI***170 |  | 10 kV | _ | LV | 50 kVA :Pole Substation | 0.05 | --> | 0.05 | 0.033 | 1.52 |  | --> | 0.048 | 0 | 0 | 0 | 0 | Constrained, otherwise capacity available =45 kW | --> | C18 ex SHERCOCK | Shercock [T41,T42] | MEATH HILL |  | 53.992 | -6.8908
039379 | MV/LV Substation MC***379 |  | 10 kV | _ | LV | 1000 kVA :Building Structure | 1 | --> | 1 | 0.5 | 3.45 |  | --> | 0.95 | 0 | 0 | 0.5 | 0 |  | --> | C13 ex TRIMMS LANE | Trimms Lane [T41,T42] | SALTHILL |  | 53.2733 | -9.0532
068844X | MV/LV Substation JO***844X |  | 10 kV | _ | LV | 1000 kVA :Building Structure | 1 | --> | 1 | 0 | 0 | Constrained, otherwise capacity available =999 kVA | --> | 0.95 | 0 | 0 | 0.5 | 0 |  | --> | C15 ex DRUMCONDRA | Drumcondra [T41,T42] | MCDERMOTT |  | 53.3603 | -6.2537
068834X | MV/LV Substation HE***834X |  | 10 kV | _ | LV | 1000 kVA :Building Structure | 1 | --> | 1 | 0.5 | 20.78 |  | --> | 0.95 | 0 | 0 | 0.5 | 0 |  | --> | C17 ex HEUSTON SQUARE | Heuston Square [T101,T102] | INCHICORE 220KV |  | 53.3439 | -6.2977
144468X | MV/LV Substation DO***468X |  | 10 kV | _ | LV | 50 kVA :Pole Substation | 0.05 | --> | 0.05 | 0 | 0 | Constrained, otherwise capacity available =35 kVA | --> | 0.048 | 0 | 0.007 | 0 | 0 | Constrained, otherwise capacity available =40 kW | --> | C16 ex CASTLECOMER | Castlecomer [T41,T42] | BALLYRAGGET |  | 52.8014 | -7.2165
027749 | MV/LV Substation ST***749 |  | 20 kV | _ | LV | 100 kVA :Pole Substation | 0.1 | --> | 0.1 | 0.093 | 7.79 |  | --> | 0.095 | 0 | 0 | 0 | 0 | Constrained, otherwise capacity available =94 kW | --> | E12 ex DUNMANWAY | Dunmanway [T422,T43] | DUNMANWAY |  | 51.6636 | -9.2529
0624238 | MV/LV Substation DU***4238 |  | 10 kV | _ | LV | 400 kVA :Kiosk Substation | 0.4 | --> | 0.4 | 0.32 | 3.12 |  | --> | 0.38 | 0 | 0.039 | 0 | 0 | Constrained, otherwise capacity available =340 kW | --> | C21 ex MARSHES | Marshes [T41,T42] | DUNDALK |  | 53.9578 | -6.3928
154510Z | MV/LV Substation BR***510Z |  | 20 kV | _ | LV | 400 kVA :Building Structure | 0.4 | --> | 0.4 | 0 | 0 | Constrained, otherwise capacity available =271 kVA | --> | 0.38 | 0 | 0.1 | 0.288 | 0 |  | --> | C21 ex MACETOWN | Macetown [T101,T102] | MACETOWN |  | 53.4304 | -6.4535
023543 | MV/LV Substation BA***543 |  | 10 kV | _ | LV | 100 kVA :Pole Substation | 0.1 | --> | 0.1 | 0 | 0 | Constrained, otherwise capacity available =72 kVA | --> | 0.095 | 0 | 0.01 | 0 | 0 | Constrained, otherwise capacity available =84 kW | --> | C19 ex CURRAGLASS | Curraglass [T41] | BARRYMORE |  | 52.0592 | -8.0965
068372X | MV/LV Substation WA***372X |  | 10 kV | _ | LV | 630 kVA :Kiosk Substation | 0.63 | --> | 0.63 | 0.5 | 1.86 |  | --> | 0.598 | 0 | 0 | 0.5 | 0 |  | --> | C16 ex FAIRVIEW | Fairview [T41] | MCDERMOTT |  | 53.3659 | -6.2485
039679X | MV/LV Substation RA***679X |  | 10 kV | _ | LV | 400 kVA :Kiosk Substation | 0.4 | --> | 0.4 | 0.346 | 11.03 |  | --> | 0.38 | 0 | 0.021 | 0.357 | 0 |  | --> | C23 ex SALTHILL | Salthill [T101,T102] | SALTHILL |  | 53.2726 | -9.1163
061379X | MV/LV Substation ME***379X |  | 10 kV | _ | LV | 100 kVA :Pole Substation | 0.1 | --> | 0.1 | 0.084 | 2.04 |  | --> | 0.095 | 0 | 0.005 | 0 | 0 | Constrained, otherwise capacity available =89 kW | --> | C18 ex BALLYBAY | Ballybay [T41,T42] | LISDRUM |  | 54.1291 | -6.9161
429293X | MV/LV Substation TH***293X |  | 10 kV | _ | LV | 50 kVA :Pole Substation | 0.05 | --> | 0.05 | 0.05 | 0.33 |  | --> | 0.048 | 0 | 0 | 0 | 0 | Constrained, otherwise capacity available =48 kW | --> | C12 ex ABBEYFEALE | Abbeyfeale [T42] | TRIEN |  | 52.3701 | -9.3028
429920 | MV/LV Substation IN***920 |  | 20 kV | _ | LV | 50 kVA :Pole Substation | 0.05 | --> | 0.05 | 0.037 | 7.48 |  | --> | 0.048 | 0 | 0.005 | 0 | 0 | Constrained, otherwise capacity available =42 kW | --> | E12 ex CHURCHTOWN | Churchtown [T422] | RATHKEALE |  | 52.3988 | -9.1719
164004 | MV/LV Substation HI***004 |  | 10 kV | _ | LV | 200 kVA :Pole Substation | 0.2 | --> | 0.2 | 0 | 0 | Constrained, otherwise capacity available =76 kVA | --> | 0.19 | 0 | 0 | 0 | 0 | Constrained, otherwise capacity available =172 kW | --> | C12 ex SKIBBEREEN | Skibbereen [T41,T42] | DUNMANWAY |  | 51.5492 | -9.2614
075951 | MV/LV Substation BA***951 |  | 20 kV | _ | LV | 50 kVA :Pole Substation | 0.05 | --> | 0.05 | 0.02 | 4.38 |  | --> | 0.048 | 0 | 0.007 | 0.038 | 0 |  | --> | E17 ex CRANE | Crane [T122] | CRANE |  | 52.5415 | -6.3442
064139 | MV/LV Substation CH***139 |  | 10 kV | _ | LV | 200 kVA :Kiosk Substation | 0.2 | --> | 0.2 | 0 | 0 | Constrained, otherwise capacity available =143 kVA | --> | 0.19 | 0 | 0.037 | 0 | 0 | Constrained, otherwise capacity available =155 kW | --> | C11 ex MORNINGTON ROAD | Mornington Road [T41,T42] | DRYBRIDGE |  | 53.7096 | -6.3575
066660X | MV/LV Substation MU***660X |  | 20 kV | _ | LV | 100 kVA :Pole Substation | 0.1 | --> | 0.1 | 0 | 0 | Constrained, otherwise capacity available =62 kVA | --> | 0.095 | 0 | 0 | 0 | 0 | Constrained, otherwise capacity available =90 kW | --> | E21 ex ASHBOURNE | Ashbourne [T421,T422] | FINGLAS |  | 53.5214 | -6.2862
154311Y | MV/LV Substation MI***311Y |  | 10 kV | _ | LV | 200 kVA :Kiosk Substation | 0.2 | --> | 0.2 | 0 | 0 | Constrained, otherwise capacity available =111 kVA | --> | 0.19 | 0 | 0.078 | 0.12 | 0 |  | --> | C23 ex MACETOWN | Macetown [T101,T102] | MACETOWN |  | 53.4187 | -6.4673
033028 | MV/LV Substation TR***028 |  | 10 kV | _ | LV | 400 kVA :Kiosk Substation | 0.4 | --> | 0.4 | 0 | 0 | Constrained, otherwise capacity available =320 kVA | --> | 0.38 | 0 | 0.005 | 0 | 0 | Constrained, otherwise capacity available =365 kW | --> | C15 ex DEERPARK | Deerpark [T41,T42] | BALLYDINE |  | 52.3479 | -7.4216
002063X | MV/LV Substation BO***063X |  | 10 kV | _ | LV | 200 kVA :Kiosk Substation | 0.2 | --> | 0.2 | 0.194 | 4.51 |  | --> | 0.19 | 0 | 0 | 0.189 | 0 |  | --> | C13 ex BOGHALL ROAD | Boghall Road [T41,T42] | FASSAROE |  | 53.187 | -6.1075
0124207 | MV/LV Substation BR***4207 |  | 10 kV | _ | LV | 400 kVA :Kiosk Substation | 0.4 | --> | 0.4 | 0 | 0 | Constrained, otherwise capacity available =356 kVA | --> | 0.38 | 0 | 0 | 0 | 0 | Constrained, otherwise capacity available =374 kW | --> | C20 ex POLLERTON | Pollerton [T41,T42] | CARLOW |  | 52.8353 | -6.9004
022903X | MV/LV Substation NA***903X |  | 10 kV | _ | LV | 50 kVA :Pole Substation | 0.05 | --> | 0.05 | 0.046 | 4.55 |  | --> | 0.048 | 0 | 0 | 0 | 0 | Constrained, otherwise capacity available =47 kW | --> | C12 ex MALLOW | Mallow [T41,T42] | MALLOW |  | 52.1259 | -8.5924
029569Y | MV/LV Substation IR***569Y |  | 10 kV | _ | LV | 630 kVA :Building Structure | 0.63 | --> | 0.63 | 0 | 0 | Constrained, otherwise capacity available =460 kVA | --> | 0.598 | 0 | 0 | 0 | 0 | Constrained, otherwise capacity available =575 kW | --> | C16 ex KILLACLOYNE | Killacloyne [T41,T42] | MIDLETON |  | 51.9169 | -8.2907
426442 | MV/LV Substation BA***442 |  | 20 kV | _ | LV | 50 kVA :Pole Substation | 0.05 | --> | 0.05 | 0 | 0 | Constrained, otherwise capacity available =43 kVA | --> | 0.048 | 0 | 0.004 | 0 | 0 | Constrained, otherwise capacity available =44 kW | --> | E15 ex DINGLE | Dingle [T421,T422] | OUGHTRAGH |  | 52.1559 | -10.3964
068860X | MV/LV Substation OC***860X |  | 10 kV | _ | LV | 1000 kVA :Building Structure | 1 | --> | 1 | 0.456 | 2.6 |  | --> | 0.95 | 0 | 0 | 0.5 | 0 |  | --> | C22 ex WOLFE TONE STREET | Wolfe Tone Street [T101,T102] | FINGLAS |  | 53.3504 | -6.2604
053888Y | MV/LV Substation KI***888Y |  | 10 kV | _ | LV | 200 kVA :Kiosk Substation | 0.2 | --> | 0.2 | 0 | 0 | Constrained, otherwise capacity available =132 kVA | --> | 0.19 | 0 | 0.021 | 0.165 | 0 |  | --> | C13 ex CLONMINCH | Clonminch [T41,T422] | THORNSBERRY |  | 53.2677 | -7.4892
006207 | MV/LV Substation BA***207 |  | 10 kV | _ | LV | 100 kVA :Pole Substation | 0.1 | --> | 0.1 | 0.036 | 4.38 |  | --> | 0.095 | 0 | 0 | 0.086 | 0 |  | --> | E11 ex CRANE | Crane [T122] | CRANE |  | 52.5191 | -6.5595
366228X | MV/LV Substation L ***228X |  | 20 kV | _ | LV | 200 kVA :Pole Substation | 0.2 | --> | 0.2 | 0.191 | 1.47 |  | --> | 0.19 | 0 | 0.03 | 0.166 | 0 |  | --> | C16 ex SCREEB | Screeb [T41] | SCREEB |  | 53.2429 | -9.7307
075348Y | MV/LV Substation OL***348Y |  | 20 kV | _ | LV | 200 kVA :Kiosk Substation | 0.2 | --> | 0.2 | 0.183 | 1.13 |  | --> | 0.19 | 0 | 0.009 | 0 | 0 | Constrained, otherwise capacity available =181 kW | --> | E12 ex BUNCLODY | Bunclody [T421,T422] | CRANE |  | 52.6418 | -6.6504
039586X | MV/LV Substation AR***586X |  | 10 kV | _ | LV | 400 kVA :Kiosk Substation | 0.4 | --> | 0.4 | 0 | 0 | Constrained, otherwise capacity available =364 kVA | --> | 0.38 | 0 | 0.006 | 0.371 | 0 |  | --> | C28 ex GALWAY 110KV | Galway 110kv [T102,T103] | GALWAY 110KV |  | 53.2968 | -9.031
081284X | MV/LV Substation GL***284X |  | 10 kV | _ | LV | 200 kVA :Building Structure | 0.2 | --> | 0.2 | 0 | 0 | Constrained, otherwise capacity available =157 kVA | --> | 0.19 | 0 | 0.011 | 0 | 0 | Constrained, otherwise capacity available =176 kW | --> | C11 ex PALMERSTOWN | Palmerstown [T41,T42] | FINGLAS |  | 53.3557 | -6.3542
046382 | MV/LV Substation HO***382 |  | 10 kV | _ | LV | 200 kVA :Kiosk Substation | 0.2 | --> | 0.2 | 0.139 | 5.48 |  | --> | 0.19 | 0 | 0.056 | 0.14 | 0 |  | --> | C17 ex BALLYTIVNAN | Ballytivnan [T41,T42] | SLIGO |  | 54.3061 | -8.5612
064804X | MV/LV Substation PA***804X |  | 10 kV | _ | LV | 50 kVA :Pole Substation | 0.05 | --> | 0.05 | 0 | 0 | Constrained, otherwise capacity available =48 kVA | --> | 0.048 | 0 | 0 | 0 | 0 | Constrained, otherwise capacity available =47 kW | --> | C12 ex MORNINGTON ROAD | Mornington Road [T41,T42] | DRYBRIDGE |  | 53.699 | -6.3085
0684651 | MV/LV Substation TR***4651 |  | 10 kV | _ | LV | 1000 kVA :Building Structure | 1 | --> | 1 | 0.5 | 9.02 |  | --> | 0.95 | 0 | 0 | 0.5 | 0 |  | --> | C16 ex MISERY HILL | Misery Hill [T101,T102] | POOLBEG |  | 53.3416 | -6.2398
069401 | MV/LV Substation FI***401 |  | 10 kV | _ | LV | 400 kVA :Kiosk Substation | 0.4 | --> | 0.4 | 0.102 | 4.47 |  | --> | 0.38 | 0 | 0.186 | 0.2 | 0 |  | --> | C20 ex TEMPLEOGUE | Templeogue [T41,T42] | MILLTOWN (DR) |  | 53.2875 | -6.323
160490X | MV/LV Substation CL***490X |  | 20 kV | _ | LV | 200 kVA :Kiosk Substation | 0.2 | --> | 0.2 | 0 | 0 | Constrained, otherwise capacity available =154 kVA | --> | 0.19 | 0 | 0.02 | 0 | 0 | Constrained, otherwise capacity available =169 kW | --> | C11 ex MOUNTMELLICK | Mountmellick [T41,T42] | PORTLAOISE |  | 53.1464 | -7.5173
345155X | MV/LV Substation LI***155X |  | 20 kV | _ | LV | 50 kVA :Pole Substation | 0.05 | --> | 0.05 | 0 | 0 | Constrained, otherwise capacity available =49 kVA | --> | 0.048 | 0 | 0 | 0.047 | 0 |  | --> | E17 ex MANORHAMILTON | Manorhamilton [T422] | SLIGO |  | 54.265 | -8.2096
156216Z | MV/LV Substation LA***216Z |  | 10 kV | _ | LV | 200 kVA :Building Structure | 0.2 | --> | 0.2 | 0.163 | 2.47 |  | --> | 0.19 | 0 | 0 | 0 | 0 | Constrained, otherwise capacity available =185 kW | --> | E21 ex TELAYDON | Telaydon [T42,T421] | LISDRUM |  | 54.2493 | -6.9703
176491 | MV/LV Substation GL***491 |  | 20 kV | _ | LV | 200 kVA :Pole Substation | 0.2 | --> | 0.2 | 0 | 0 | Constrained, otherwise capacity available =133 kVA | --> | 0.19 | 0 | 0.011 | 0 | 0 | Constrained, otherwise capacity available =173 kW | --> | E11 ex MACROOM | Macroom [T422] | MACROOM |  | 51.913 | -8.7915
029243 | MV/LV Substation MC***243 |  | 10 kV | _ | LV | 50 kVA :Pole Substation | 0.05 | --> | 0.05 | 0 | 0 | Constrained, otherwise capacity available =44 kVA | --> | 0.048 | 0 | 0 | 0 | 0 | Constrained, otherwise capacity available =47 kW | --> | C17 ex KILLACLOYNE | Killacloyne [T41,T42] | MIDLETON |  | 51.9076 | -8.2726
0684288 | MV/LV Substation CE***4288 |  | 10 kV | _ | LV | 1000 kVA :Building Structure | 1 | --> | 1 | 0.5 | 28.43 |  | --> | 0.95 | 0 | 0 | 0.5 | 0 |  | --> | C07 ex BEDFORD ROW | Bedford Row [T41,T42,T43,T44] | FRANCIS STREET |  | 53.3448 | -6.2632
046104 | MV/LV Substation ES***104 |  | 10 kV | _ | LV | 400 kVA :Kiosk Substation | 0.4 | --> | 0.4 | 0 | 0 | Constrained, otherwise capacity available =237 kVA | --> | 0.38 | 0 | 0 | 0.357 | 0 |  | --> | C13 ex CRANMORE | Cranmore [T41,T42] | SLIGO |  | 54.2683 | -8.462
093215 | MV/LV Substation LI***215 |  | 10 kV | _ | LV | 400 kVA :Kiosk Substation | 0.4 | --> | 0.4 | 0.245 | 5.82 |  | --> | 0.38 | 0 | 0.027 | 0.338 | 0 |  | --> | C22 ex COOLOCK | Coolock [T41,T42] | FINGLAS |  | 53.392 | -6.1821
033797Y | MV/LV Substation CU***797Y |  | 10 kV | _ | LV | 200 kVA :Kiosk Substation | 0.2 | --> | 0.2 | 0 | 0 | Constrained, otherwise capacity available =171 kVA | --> | 0.19 | 0 | 0 | 0 | 0 | Constrained, otherwise capacity available =186 kW | --> | C11 ex PORTLAW | Portlaw [T41,T42] | BUTLERSTOWN |  | 52.2921 | -7.3155
052106X | MV/LV Substation TO***106X |  | 10 kV | _ | LV | 200 kVA :Kiosk Substation | 0.2 | --> | 0.2 | 0 | 0 | Constrained, otherwise capacity available =95 kVA | --> | 0.19 | 0 | 0.005 | 0 | 0 | Constrained, otherwise capacity available =172 kW | --> | C17 ex BALLINDERRY | Ballinderry [T41,T422] | MULLINGAR |  | 53.5273 | -7.3177
136399 | MV/LV Substation MU***399 |  | 10 kV | _ | LV | 100 kVA :Pole Substation | 0.1 | --> | 0.1 | 0 | 0 | Constrained, otherwise capacity available =94 kVA | --> | 0.095 | 0 | 0 | 0 | 0 | Constrained, otherwise capacity available =94 kW | --> | C12 ex ROSCOMMON | Roscommon [T41,T42] | LANESBORO |  | 53.6404 | -8.202
062813Y | MV/LV Substation MA***813Y |  | 10 kV | _ | LV | 630 kVA :Building Structure | 0.63 | --> | 0.63 | 0.5 | 5.69 |  | --> | 0.598 | 0 | 0 | 0 | 0 | Constrained, otherwise capacity available =585 kW | --> | C24 ex RAMPARTS | Ramparts [T41,T42] | DUNDALK |  | 54.0008 | -6.3992
089054X | MV/LV Substation LA***054X |  | 10 kV | _ | LV | 400 kVA :Kiosk Substation | 0.4 | --> | 0.4 | 0.384 | 2.33 |  | --> | 0.38 | 0 | 0 | 0 | 0 | Constrained, otherwise capacity available =378 kW | --> | E18 ex MOY | Moy [T421,T422] | MOY |  | 54.1198 | -9.1538
235629 | MV/LV Substation CL***629 |  | 20 kV | _ | LV | 200 kVA :Pole Substation | 0.2 | --> | 0.2 | 0 | 0 | Constrained, otherwise capacity available =146 kVA | --> | 0.19 | 0 | 0.015 | 0 | 0 | Constrained, otherwise capacity available =171 kW | --> | E11 ex BEALNABLATH | Bealnablath [T421] | BANDON |  | 51.8477 | -8.7793
1494005 | MV/LV Substation TU***4005 |  | 10 kV | _ | LV | 50 kVA :Pole Substation | 0.05 | --> | 0.05 | 0 | 0 | Constrained, otherwise capacity available =47 kVA | --> | 0.048 | 0 | 0.006 | 0 | 0 | Constrained, otherwise capacity available =43 kW | --> | C13 ex DONEGAL | Donegal [T41,T42] | CATHALEENS FALL |  | 54.6447 | -8.0893
043145X | MV/LV Substation LI***145X |  | 10 kV | _ | LV | 50 kVA :Pole Substation | 0.05 | --> | 0.05 | 0.048 | 0.43 |  | --> | 0.048 | 0 | 0 | 0 | 0 | Constrained, otherwise capacity available =47 kW | --> | C13 ex SWINFORD | Swinford [T41,T42] | CASTLEBAR |  | 53.92 | -8.9942
042471 | MV/LV Substation BA***471 |  | 10 kV | _ | LV | 50 kVA :Pole Substation | 0.05 | --> | 0.05 | 0 | 0 | Constrained, otherwise capacity available =39 kVA | --> | 0.048 | 0 | 0 | 0 | 0 | Constrained, otherwise capacity available =46 kW | --> | C20 ex KNOCKAPHUNTA | Knockaphunta [T41,T42] | CASTLEBAR |  | 53.7899 | -9.1884
019024 | MV/LV Substation MA***024 |  | 10 kV | _ | LV | 1000 kVA :Building Structure | 1 | --> | 1 | 0.471 | 1.54 |  | --> | 0.95 | 0 | 0.057 | 0 | 0 | Constrained, otherwise capacity available =833 kW | --> | C16 ex BALLYARD | Ballyard [T41,T42] | TRALEE |  | 52.2705 | -9.7071
032532Y | MV/LV Substation FA***532Y |  | 10 kV | _ | LV | 400 kVA :Kiosk Substation | 0.4 | --> | 0.4 | 0 | 0 | Constrained, otherwise capacity available =228 kVA | --> | 0.38 | 0 | 0.081 | 0 | 0 | Constrained, otherwise capacity available =296 kW | --> | C20 ex KILMEADEN | Kilmeaden [T42] | BUTLERSTOWN |  | 52.2301 | -7.2357
067718Y | MV/LV Substation CH***718Y |  | 10 kV | _ | LV | 1000 kVA :Building Structure | 1 | --> | 1 | 0.5 | 13.8 |  | --> | 0.95 | 0 | 0 | 0.5 | 0 |  | --> | C21 ex SINGLAND | Singland [T101,T102] | SINGLAND |  | 52.658 | -8.5941
030837 | MV/LV Substation CA***837 |  | 20 kV | _ | LV | 50 kVA :Pole Substation | 0.05 | --> | 0.05 | 0 | 0 | Constrained, otherwise capacity available =47 kVA | --> | 0.048 | 0 | 0 | 0 | 0 | Constrained, otherwise capacity available =47 kW | --> | E19 ex FOXHOLE | Foxhole [T421,T422] | DUNGARVAN |  | 51.9852 | -7.9176
120453 | MV/LV Substation SH***453 |  | 20 kV | _ | LV | 50 kVA :Pole Substation | 0.05 | --> | 0.05 | 0 | 0 | Constrained, otherwise capacity available =49 kVA | --> | 0.048 | 0 | 0 | 0 | 0 | Constrained, otherwise capacity available =47 kW | --> | E20 ex EDENDERRY | Edenderry [T421,T422] | BLAKE |  | 53.3028 | -7.0693
0674266 | MV/LV Substation UN***4266 |  | 10 kV | _ | LV | 630 kVA :Building Structure | 0.63 | --> | 0.63 | 0.22 | 6.81 |  | --> | 0.598 | 0 | 0 | 0.5 | 0 |  | --> | C07 ex AHANE | Ahane [T102] | AHANE |  | 52.6661 | -8.503
058411X | MV/LV Substation BR***411X |  | 10 kV | _ | LV | 200 kVA :Pole Substation | 0.2 | --> | 0.2 | 0 | 0 | Constrained, otherwise capacity available =191 kVA | --> | 0.19 | 0 | 0 | 0 | 0 | Constrained, otherwise capacity available =189 kW | --> | C26 ex KYLEERAGH | Kyleeragh [T41,T42] | NENAGH |  | 52.8804 | -8.2001
503866 | MV/LV Substation CO***866 |  | 10 kV | _ | LV | 100 kVA :Pole Substation | 0.1 | --> | 0.1 | 0.071 | 1.69 |  | --> | 0.095 | 0 | 0.008 | 0 | 0 | Constrained, otherwise capacity available =85 kW | --> | C16 ex NEWTOWNCUNNINGHAM | Newtowncunningham [T41,T42] | LETTERKENNY |  | 54.9995 | -7.5022
293995X | MV/LV Substation LA***995X |  | 20 kV | _ | LV | 100 kVA :Pole Substation | 0.1 | --> | 0.1 | 0 | 0 | Constrained, otherwise capacity available =90 kVA | --> | 0.095 | 0 | 0 | 0 | 0 | Constrained, otherwise capacity available =94 kW | --> | E17 ex BALTINGLASS | Baltinglass [T421,T422] | STRATFORD |  | 52.9316 | -6.6828
082541 | MV/LV Substation CO***541 |  | 20 kV | _ | LV | 200 kVA :Pole Substation | 0.2 | --> | 0.2 | 0 | 0 | Constrained, otherwise capacity available =131 kVA | --> | 0.19 | 0 | 0 | 0 | 0 | Constrained, otherwise capacity available =180 kW | --> | E11 ex ACADEMY STREET | Academy Street [T421,T422,T44] | NAVAN |  | 53.6105 | -6.6318
074824 | MV/LV Substation DR***824 |  | 20 kV | _ | LV | 100 kVA :Pole Substation | 0.1 | --> | 0.1 | 0.037 | 2.03 |  | --> | 0.095 | 0 | 0.012 | 0 | 0 | Constrained, otherwise capacity available =77 kW | --> | E16 ex MOHILL | Mohill [T421,T422] | CARRICK ON SHANNON |  | 53.9245 | -8.0089
021145Y | MV/LV Substation CA***145Y |  | 10 kV | _ | LV | 50 kVA :Pole Substation | 0.05 | --> | 0.05 | 0.05 | 6.78 |  | --> | 0.048 | 0 | 0 | 0.047 | 0 |  | --> | C18 ex CASTLEVIEW | Castleview [T101,T102] | CASTLEVIEW |  | 51.9114 | -8.3799
2484200 | MV/LV Substation NE***4200 |  | 20 kV | _ | LV | 100 kVA :Pole Substation | 0.1 | --> | 0.1 | 0.092 | 3.5 |  | --> | 0.095 | 0 | 0.008 | 0 | 0 | Constrained, otherwise capacity available =88 kW | --> | E13 ex DUNFIRTH | Dunfirth [T122] | DUNFIRTH |  | 53.397 | -6.7521
153867 | MV/LV Substation CA***867 |  | 20 kV | _ | LV | 400 kVA :Kiosk Substation | 0.4 | --> | 0.4 | 0 | 0 | Constrained, otherwise capacity available =357 kVA | --> | 0.38 | 0 | 0.01 | 0 | 0 | Constrained, otherwise capacity available =367 kW | --> | E18 ex BIRDHILL | Birdhill [T421,T422] | ARDNACRUSHA |  | 52.72 | -8.4974
093435Z | MV/LV Substation MA***435Z |  | 10 kV | _ | LV | 400 kVA :Building Structure | 0.4 | --> | 0.4 | 0 | 0 | Constrained, otherwise capacity available =365 kVA | --> | 0.38 | 0 | 0 | 0.375 | 0 |  | --> | C23 ex KILMORE | Kilmore [T101,T102,T103] | FINGLAS |  | 53.4037 | -6.2273
065567X | MV/LV Substation KI***567X |  | 20 kV | _ | LV | 50 kVA :Pole Substation | 0.05 | --> | 0.05 | 0 | 0 | Constrained, otherwise capacity available =46 kVA | --> | 0.048 | 0 | 0 | 0 | 0 | Constrained, otherwise capacity available =47 kW | --> | E17 ex BALTRASNA | Baltrasna [T121,T122] | BALTRASNA |  | 53.5424 | -6.4605
013336 | MV/LV Substation MU***336 |  | 20 kV | _ | LV | 100 kVA :Pole Substation | 0.1 | --> | 0.1 | 0.08 | 0.12 |  | --> | 0.095 | 0 | 0.005 | 0.088 | 0 |  | --> | C12 ex ATHY | Athy [T101,T102] | ATHY |  | 52.9998 | -6.8498
064281Y | MV/LV Substation TR***281Y |  | 10 kV | _ | LV | 400 kVA :Kiosk Substation | 0.4 | --> | 0.4 | 0 | 0 | Constrained, otherwise capacity available =291 kVA | --> | 0.38 | 0 | 0.018 | 0 | 0 | Constrained, otherwise capacity available =352 kW | --> | C11 ex DRYBRIDGE | Drybridge [T41,T42] | DRYBRIDGE |  | 53.7176 | -6.3594
008005Z | MV/LV Substation GL***005Z |  | 20 kV | _ | LV | 50 kVA :Pole Substation | 0.05 | --> | 0.05 | 0 | 0 | Constrained, otherwise capacity available =42 kVA | --> | 0.048 | 0 | 0 | 0 | 0 | Constrained, otherwise capacity available =46 kW | --> | E11 ex CLONROCHE | Clonroche [T421,T422] | WEXFORD |  | 52.3771 | -6.7174
209136 | MV/LV Substation BA***136 |  | 10 kV | _ | LV | 50 kVA :Pole Substation | 0.05 | --> | 0.05 | 0 | 0 | Constrained, otherwise capacity available =46 kVA | --> | 0.048 | 0 | 0.005 | 0 | 0 | Constrained, otherwise capacity available =43 kW | --> | C19 ex MILFORD (NR) | Milford (nr) [T41,T42] | LETTERKENNY |  | 55.0331 | -7.6923
003553X | MV/LV Substation BA***553X |  | 10 kV | _ | LV | 50 kVA :Pole Substation | 0.05 | --> | 0.05 | 0.049 | 11.58 |  | --> | 0.048 | 0 | 0 | 0 | 0 | Constrained, otherwise capacity available =47 kW | --> | C23 ex BALLYBEG | Ballybeg [T101,T102] | CARRICKMINES |  | 52.9351 | -6.1026
160963 | MV/LV Substation CL***963 |  | 20 kV | _ | LV | 200 kVA :Pole Substation | 0.2 | --> | 0.2 | 0 | 0 | Constrained, otherwise capacity available =169 kVA | --> | 0.19 | 0 | 0 | 0 | 0 | Constrained, otherwise capacity available =186 kW | --> | C11 ex MOUNTMELLICK | Mountmellick [T41,T42] | PORTLAOISE |  | 53.1531 | -7.506
021005 | MV/LV Substation OC***005 |  | 10 kV | _ | LV | 400 kVA :Kiosk Substation | 0.4 | --> | 0.4 | 0 | 0 | Constrained, otherwise capacity available =138 kVA | --> | 0.38 | 0 | 0.014 | 0.332 | 0 |  | --> | C11 ex KILBARRY | Kilbarry [T101,T43] | KILBARRY |  | 51.908 | -8.4749
0494413 | MV/LV Substation GA***4413 |  | 20 kV | _ | LV | 50 kVA :Pole Substation | 0.05 | --> | 0.05 | 0.046 | 0.21 |  | --> | 0.048 | 0 | 0 | 0 | 0 | Constrained, otherwise capacity available =47 kW | --> | E12 ex LONGFORD | Longford [T421,T422] | RICHMOND |  | 53.846 | -7.7045
139219Z | MV/LV Substation CO***219Z |  | 10 kV | _ | LV | 100 kVA :Pole Substation | 0.1 | --> | 0.1 | 0.1 | 4 |  | --> | 0.095 | 0 | 0 | 0 | 0 | Constrained, otherwise capacity available =95 kW | --> | C14 ex BALLYJAMESDUFF | Ballyjamesduff [T41,T42] | SHANKILL |  | 53.8239 | -7.1579
365247X | MV/LV Substation CH***247X |  | 10 kV | _ | LV | 400 kVA :Kiosk Substation | 0.4 | --> | 0.4 | 0 | 0 | Constrained, otherwise capacity available =238 kVA | --> | 0.38 | 0 | 0.025 | 0.339 | 0 |  | --> | C16 ex CLONDALKIN | Clondalkin [T41,T42,T44] | INCHICORE 220KV |  | 53.3193 | -6.4129
029013 | MV/LV Substation CA***013 |  | 10 kV | _ | LV | 400 kVA :Kiosk Substation | 0.4 | --> | 0.4 | 0 | 0 | Constrained, otherwise capacity available =194 kVA | --> | 0.38 | 0 | 0.005 | 0 | 0 | Constrained, otherwise capacity available =347 kW | --> | C11 ex CARRIGTWOHILL |  |  |  | 51.9088 | -8.261
253064X | MV/LV Substation FI***064X |  | 20 kV | _ | LV | 200 kVA :Pole Substation | 0.2 | --> | 0.2 | 0 | 0 | Constrained, otherwise capacity available =181 kVA | --> | 0.19 | 0 | 0 | 0 | 0 | Constrained, otherwise capacity available =187 kW | --> | C23 ex TUAM NORTH | Tuam North [T41,T42] | CLOON |  | 53.5503 | -8.7382
214059 | MV/LV Substation ME***059 |  | 10 kV | _ | LV | 50 kVA :Pole Substation | 0.05 | --> | 0.05 | 0 | 0 | Constrained, otherwise capacity available =50 kVA | --> | 0.048 | 0 | 0 | 0 | 0 | Constrained, otherwise capacity available =48 kW | --> | C15 ex DRUMQUIN | Drumquin [T42] | ENNIS |  | 52.7451 | -9.1242
053299 | MV/LV Substation DU***299 |  | 10 kV | _ | LV | 100 kVA :Pole Substation | 0.1 | --> | 0.1 | 0.096 | 3.28 |  | --> | 0.095 | 0 | 0.003 | 0.092 | 0 |  | --> | C23 ex SRAH | Srah [T43] | THORNSBERRY |  | 53.284 | -7.4806
153249 | MV/LV Substation R ***249 |  | 20 kV | _ | LV | 100 kVA :Pole Substation | 0.1 | --> | 0.1 | 0 | 0 | Constrained, otherwise capacity available =74 kVA | --> | 0.095 | 0 | 0.005 | 0 | 0 | Constrained, otherwise capacity available =88 kW | --> | E18 ex BIRDHILL | Birdhill [T421,T422] | ARDNACRUSHA |  | 52.7182 | -8.4992
003140 | MV/LV Substation RO***140 |  | 10 kV | _ | LV | 400 kVA :Kiosk Substation | 0.4 | --> | 0.4 | 0.297 | 11.58 |  | --> | 0.38 | 0 | 0.024 | 0 | 0 | Constrained, otherwise capacity available =348 kW | --> | C20 ex BALLYBEG | Ballybeg [T101,T102] | CARRICKMINES |  | 52.9733 | -6.0503
165083Y | MV/LV Substation CO***083Y |  | 20 kV | _ | LV | 200 kVA :Kiosk Substation | 0.2 | --> | 0.2 | 0 | 0 | Constrained, otherwise capacity available =146 kVA | --> | 0.19 | 0 | 0.002 | 0 | 0 | Constrained, otherwise capacity available =181 kW | --> | C11 ex TIMOLEAGUE | Timoleague [T41] | BANDON |  | 51.6312 | -8.7033
209811 | MV/LV Substation ST***811 |  | 20 kV | _ | LV | 50 kVA :Pole Substation | 0.05 | --> | 0.05 | 0 | 0 | Constrained, otherwise capacity available =49 kVA | --> | 0.048 | 0 | 0 | 0 | 0 | Constrained, otherwise capacity available =47 kW | --> | C21 ex MILFORD (NR) | Milford (nr) [T41,T42] | LETTERKENNY |  | 55.1272 | -7.7169
066265Z | MV/LV Substation BE***265Z |  | 20 kV | _ | LV | 630 kVA :Kiosk Substation | 0.63 | --> | 0.63 | 0 | 0 | Constrained, otherwise capacity available =522 kVA | --> | 0.598 | 0 | 0.024 | 0 | 0 | Constrained, otherwise capacity available =566 kW | --> | E15 ex BATTER LANE TEMPORARY | Batter Lane Temporary 38kv [T421] | GLASMORE |  | 53.4891 | -6.1527
007999X | MV/LV Substation MA***999X |  | 10 kV | _ | LV | 200 kVA :Kiosk Substation | 0.2 | --> | 0.2 | 0.152 | 1.4 |  | --> | 0.19 | 0 | 0.013 | 0 | 0 | Constrained, otherwise capacity available =174 kW | --> | E18 ex KILLINICK | Killinick [T421,T422] | WEXFORD |  | 52.2645 | -6.3907
144870X | MV/LV Substation BA***870X |  | 10 kV | _ | LV | 50 kVA :Pole Substation | 0.05 | --> | 0.05 | 0 | 0 | Constrained, otherwise capacity available =49 kVA | --> | 0.048 | 0 | 0 | 0 | 0 | Constrained, otherwise capacity available =47 kW | --> | C11 ex CASTLECOMER | Castlecomer [T41,T42] | BALLYRAGGET |  | 52.7833 | -7.2111
043693 | MV/LV Substation OA***693 |  | 10 kV | _ | LV | 100 kVA :Pole Substation | 0.1 | --> | 0.1 | 0.076 | 0.43 |  | --> | 0.095 | 0 | 0 | 0 | 0 | Constrained, otherwise capacity available =92 kW | --> | C13 ex SWINFORD | Swinford [T41,T42] | CASTLEBAR |  | 53.9391 | -8.9575
252762 | MV/LV Substation RU***762 |  | 10 kV | _ | LV | 630 kVA :Building Structure | 0.63 | --> | 0.63 | 0.478 | 1.32 |  | --> | 0.598 | 0 | 0 | 0.5 | 0 |  | --> | C27 ex CLIFDEN | Clifden [T41,T42] | SCREEB |  | 53.4877 | -10.0105
033777Y | MV/LV Substation GL***777Y |  | 10 kV | _ | LV | 400 kVA :Kiosk Substation | 0.4 | --> | 0.4 | 0 | 0 | Constrained, otherwise capacity available =386 kVA | --> | 0.38 | 0 | 0 | 0 | 0 | Constrained, otherwise capacity available =378 kW | --> | C17 ex DEERPARK | Deerpark [T41,T42] | BALLYDINE |  | 52.3527 | -7.4177
082026 | MV/LV Substation AC***026 |  | 10 kV | _ | LV | 200 kVA :Kiosk Substation | 0.2 | --> | 0.2 | 0 | 0 | Constrained, otherwise capacity available =58 kVA | --> | 0.19 | 0 | 0 | 0 | 0 | Constrained, otherwise capacity available =170 kW | --> | C30 ex ACADEMY STREET | Academy Street [T421,T422,T44] | NAVAN |  | 53.6476 | -6.6772
255967 | MV/LV Substation ES***967 |  | 20 kV | _ | LV | 200 kVA :Kiosk Substation | 0.2 | --> | 0.2 | 0 | 0 | Constrained, otherwise capacity available =151 kVA | --> | 0.19 | 0 | 0 | 0 | 0 | Constrained, otherwise capacity available =183 kW | --> | E12 ex KILLYBEGS | Killybegs [T422] | BINBANE |  | 54.6466 | -8.4342
007001 | MV/LV Substation JO***001 |  | 10 kV | _ | LV | 630 kVA :Kiosk Substation | 0.63 | --> | 0.63 | 0.143 | 0.14 | Constrained, otherwise capacity available =374 kVA | --> | 0.598 | 0 | 0.016 | 0 | 0 | Constrained, otherwise capacity available =551 kW | --> | C15 ex CARRIGLAWN | Carriglawn [T41,T42] | WEXFORD |  | 52.3392 | -6.4666
066473Z | MV/LV Substation MI***473Z |  | 20 kV | _ | LV | 200 kVA :Kiosk Substation | 0.2 | --> | 0.2 | 0 | 0 | Constrained, otherwise capacity available =183 kVA | --> | 0.19 | 0 | 0 | 0 | 0 | Constrained, otherwise capacity available =188 kW | --> | E18 ex BALTRASNA | Baltrasna [T121,T122] | BALTRASNA |  | 53.5015 | -6.4665
0844084 | MV/LV Substation LA***4084 |  | 20 kV | _ | LV | 50 kVA :Pole Substation | 0.05 | --> | 0.05 | 0 | 0 | Constrained, otherwise capacity available =50 kVA | --> | 0.048 | 0 | 0 | 0 | 0 | Constrained, otherwise capacity available =48 kW | --> | E17 ex KILCOLGAN | Kilcolgan [T42,T421] | GALWAY 110KV |  | 53.1789 | -8.8333
142266 | MV/LV Substation CA***266 |  | 20 kV | _ | LV | 50 kVA :Pole Substation | 0.05 | --> | 0.05 | 0 | 0 | Constrained, otherwise capacity available =47 kVA | --> | 0.048 | 0 | 0 | 0 | 0 | Constrained, otherwise capacity available =47 kW | --> | E21 ex ATHENRY | Athenry [T423] | GALWAY 110KV |  | 53.3229 | -8.7247
067470Y | MV/LV Substation BA***470Y |  | 10 kV | _ | LV | 50 kVA :Pole Substation | 0.05 | --> | 0.05 | 0 | 0 | Constrained, otherwise capacity available =35 kVA | --> | 0.048 | 0 | 0.005 | 0 | 0 | Constrained, otherwise capacity available =42 kW | --> | C11 ex MOYLISH | Moylish [T41,T42] | ARDNACRUSHA |  | 52.7023 | -8.6498
1204330 | MV/LV Substation BA***4330 |  | 20 kV | _ | LV | 50 kVA :Pole Substation | 0.05 | --> | 0.05 | 0 | 0 | Constrained, otherwise capacity available =32 kVA | --> | 0.048 | 0 | 0 | 0 | 0 | Constrained, otherwise capacity available =45 kW | --> | E20 ex EDENDERRY | Edenderry [T421,T422] | BLAKE |  | 53.3318 | -7.1406
053057 | MV/LV Substation DA***057 |  | 20 kV | _ | LV | 200 kVA :Pole Substation | 0.2 | --> | 0.2 | 0 | 0 | Constrained, otherwise capacity available =186 kVA | --> | 0.19 | 0 | 0 | 0.188 | 0 |  | --> | E20 ex CLONMINCH | Clonminch [T41,T422] | THORNSBERRY |  | 53.2986 | -7.2947
067537Y | MV/LV Substation BR***537Y |  | 10 kV | _ | LV | 400 kVA :Building Structure | 0.4 | --> | 0.4 | 0.398 | 13.8 |  | --> | 0.38 | 0 | 0 | 0.38 | 0 |  | --> | C19 ex SINGLAND | Singland [T101,T102] | SINGLAND |  | 52.6618 | -8.5753
082152Z | MV/LV Substation SE***152Z |  | 20 kV | _ | LV | 50 kVA :Pole Substation | 0.05 | --> | 0.05 | 0 | 0 | Constrained, otherwise capacity available =49 kVA | --> | 0.048 | 0 | 0 | 0 | 0 | Constrained, otherwise capacity available =47 kW | --> | E16 ex ACADEMY STREET | Academy Street [T421,T422,T44] | NAVAN |  | 53.6027 | -6.6345
154533 | MV/LV Substation ST***533 |  | 10 kV | _ | LV | 200 kVA :Kiosk Substation | 0.2 | --> | 0.2 | 0 | 0 | Constrained, otherwise capacity available =112 kVA | --> | 0.19 | 0 | 0.01 | 0 | 0 | Constrained, otherwise capacity available =170 kW | --> | C15 ex COOLMINE | Coolmine [T41,T42] | FINGLAS |  | 53.3908 | -6.4233
015221Y | MV/LV Substation MA***221Y |  | 10 kV | _ | LV | 630 kVA :Building Structure | 0.63 | --> | 0.63 | 0.342 | 12.6 |  | --> | 0.598 | 0 | 0 | 0.5 | 0 |  | --> | C21 ex MONREAD | Monread [T101,T102] | MONREAD |  | 53.239 | -6.6572
011933X | MV/LV Substation LO***933X |  | 10 kV | _ | LV | 50 kVA :Pole Substation | 0.05 | --> | 0.05 | 0 | 0 | Constrained, otherwise capacity available =42 kVA | --> | 0.048 | 0 | 0.006 | 0 | 0 | Constrained, otherwise capacity available =42 kW | --> | C21 ex TALBOTS INCH | Talbots Inch [T41,T42] | KILKENNY |  | 52.6803 | -7.2585
007401X | MV/LV Substation RA***401X |  | 10 kV | _ | LV | 100 kVA :Pole Substation | 0.1 | --> | 0.1 | 0.091 | 0.9 |  | --> | 0.095 | 0 | 0 | 0 | 0 | Constrained, otherwise capacity available =94 kW | --> | C15 ex CLONARD | Clonard [T41,T42] | WEXFORD |  | 52.3415 | -6.4868
156752X | MV/LV Substation KI***752X |  | 20 kV | _ | LV | 50 kVA :Pole Substation | 0.05 | --> | 0.05 | 0.039 | 2.47 |  | --> | 0.048 | 0 | 0 | 0 | 0 | Constrained, otherwise capacity available =46 kW | --> | E13 ex TELAYDON | Telaydon [T42,T421] | LISDRUM |  | 54.2613 | -7.0423
288121 | MV/LV Substation ST***121 |  | 10 kV | _ | LV | 400 kVA :Kiosk Substation | 0.4 | --> | 0.4 | 0.041 | 0.04 | Constrained, otherwise capacity available =344 kVA | --> | 0.38 | 0 | 0 | 0.372 | 0 |  | --> | C14 ex LITTLE BRAY | Little Bray [T41,T42] | FASSAROE |  | 53.2031 | -6.1339
034416 | MV/LV Substation TH***416 |  | 20 kV | _ | LV | 50 kVA :Pole Substation | 0.05 | --> | 0.05 | 0.036 | 5.88 |  | --> | 0.048 | 0 | 0.009 | 0 | 0 | Constrained, otherwise capacity available =39 kW | --> | C14 ex ARDGEEHA | Ardgeeha [T41,T42] | DOON |  | 52.3832 | -7.6973
042048Y | MV/LV Substation HE***048Y |  | 10 kV | _ | LV | 1000 kVA :Building Structure | 1 | --> | 1 | 0.5 | 1.93 |  | --> | 0.95 | 0 | 0 | 0 | 0 | Constrained, otherwise capacity available =939 kW | --> | C13 ex TURLOUGH ROAD | Turlough Road [T41,T42] | CASTLEBAR |  | 53.8558 | -9.3002
017074Y | MV/LV Substation FA***074Y |  | 10 kV | _ | LV | 200 kVA :Kiosk Substation | 0.2 | --> | 0.2 | 0.156 | 1.98 |  | --> | 0.19 | 0 | 0.016 | 0 | 0 | Constrained, otherwise capacity available =172 kW | --> | E18 ex RATHKEALE | Rathkeale [T421,T422] | RATHKEALE |  | 52.5261 | -8.9388
039147 | MV/LV Substation LI***147 |  | 10 kV | _ | LV | 400 kVA :Kiosk Substation | 0.4 | --> | 0.4 | 0 | 0 | Constrained, otherwise capacity available =337 kVA | --> | 0.38 | 0 | 0.045 | 0.338 | 0 |  | --> | C19 ex GALWAY 110KV | Galway 110kv [T102,T103] | GALWAY 110KV |  | 53.2739 | -9.0237
066895X | MV/LV Substation TU***895X |  | 20 kV | _ | LV | 200 kVA :Pole Substation | 0.2 | --> | 0.2 | 0 | 0 | Constrained, otherwise capacity available =174 kVA | --> | 0.19 | 0 | 0 | 0 | 0 | Constrained, otherwise capacity available =186 kW | --> | E15 ex BATTER LANE TEMPORARY | Batter Lane Temporary 38kv [T421] | GLASMORE |  | 53.4926 | -6.1937
029985X | MV/LV Substation HE***985X |  | 10 kV | _ | LV | 630 kVA :Building Structure | 0.63 | --> | 0.63 | 0 | 0 | Constrained, otherwise capacity available =630 kVA | --> | 0.598 | 0 | 0 | 0 | 0 | Constrained, otherwise capacity available =598 kW | --> | C17 ex CARRIGSHANE | Carrigshane [T41] | MIDLETON |  | 51.9021 | -8.1387
050378 | MV/LV Substation LI***378 |  | 10 kV | _ | LV | 200 kVA :Pole Substation | 0.2 | --> | 0.2 | 0.108 | 6.49 |  | --> | 0.19 | 0 | 0.007 | 0 | 0 | Constrained, otherwise capacity available =172 kW | --> | C18 ex BUSHFIELD | Bushfield [T41,T42] | ATHLONE |  | 53.4338 | -7.9153
066633 | MV/LV Substation EM***633 |  | 10 kV | _ | LV | 30 kVA :Pole Substation | 0.03 | --> | 0.03 | 0 | 0 | Constrained, otherwise capacity available =21 kVA | --> | 0.028 | 0 | 0 | 0 | 0 | Constrained, otherwise capacity available =27 kW | --> | C13 ex MALAHIDE | Malahide [T41,T42] | GLASMORE |  | 53.4215 | -6.1829
365281 | MV/LV Substation BR***281 |  | 10 kV | _ | LV | 630 kVA :Kiosk Substation | 0.63 | --> | 0.63 | 0 | 0 | Constrained, otherwise capacity available =388 kVA | --> | 0.598 | 0 | 0.208 | 0.41 | 0 |  | --> | C12 ex SAGGART | Saggart [T41,T42] | GRANGE CASTLE |  | 53.278 | -6.4846
021940 | MV/LV Substation LA***940 |  | 20 kV | _ | LV | 200 kVA :Pole Substation | 0.2 | --> | 0.2 | 0 | 0 | Constrained, otherwise capacity available =187 kVA | --> | 0.19 | 0 | 0 | 0 | 0 | Constrained, otherwise capacity available =188 kW | --> | E18 ex WHITECHURCH | Whitechurch [T421,T422] | KILBARRY |  | 51.9934 | -8.7248
062113Y | MV/LV Substation CL***113Y |  | 10 kV | _ | LV | 100 kVA :Pole Substation | 0.1 | --> | 0.1 | 0.071 | 1.03 |  | --> | 0.095 | 0 | 0.01 | 0 | 0 | Constrained, otherwise capacity available =84 kW | --> | C18 ex LITTLE MILLS | Little Mills [T41] | DUNDALK |  | 53.9553 | -6.3815
068134X | MV/LV Substation NO***134X |  | 10 kV | _ | LV | 1000 kVA :Building Structure | 1 | --> | 1 | 0.5 | 28.43 |  | --> | 0.95 | 0 | 0 | 0.5 | 0 |  | --> | C06 ex BEDFORD ROW | Bedford Row [T41,T42,T43,T44] | FRANCIS STREET |  | 53.3478 | -6.261
043305 | MV/LV Substation TH***305 |  | 10 kV | _ | LV | 50 kVA :Pole Substation | 0.05 | --> | 0.05 | 0.049 | 0.43 |  | --> | 0.048 | 0 | 0 | 0 | 0 | Constrained, otherwise capacity available =47 kW | --> | C13 ex SWINFORD | Swinford [T41,T42] | CASTLEBAR |  | 53.8911 | -9.101
062639Y | MV/LV Substation SE***639Y |  | 10 kV | _ | LV | 200 kVA :Kiosk Substation | 0.2 | --> | 0.2 | 0.16 | 0.72 |  | --> | 0.19 | 0 | 0.015 | 0 | 0 | Constrained, otherwise capacity available =173 kW | --> | C15 ex COES ROAD | Coes Road [T41,T42] | DUNDALK |  | 54.0051 | -6.3477
0114435 | MV/LV Substation FO***4435 |  | 10 kV | _ | LV | 400 kVA :Kiosk Substation | 0.4 | --> | 0.4 | 0 | 0 | Constrained, otherwise capacity available =391 kVA | --> | 0.38 | 0 | 0.006 | 0 | 0 | Constrained, otherwise capacity available =374 kW | --> | C11 ex ROSEHILL | Rosehill [T41,T42] | KILKENNY |  | 52.6629 | -7.2768
064813Y | MV/LV Substation BR***813Y |  | 10 kV | _ | LV | 400 kVA :Kiosk Substation | 0.4 | --> | 0.4 | 0 | 0 | Constrained, otherwise capacity available =341 kVA | --> | 0.38 | 0 | 0.005 | 0 | 0 | Constrained, otherwise capacity available =368 kW | --> | C18 ex RATHMULLAN | Rathmullan [T41,T42] | DRYBRIDGE |  | 53.7096 | -6.3394
237198X | MV/LV Substation CA***198X |  | 10 kV | _ | LV | 50 kVA :Pole Substation | 0.05 | --> | 0.05 | 0 | 0 | Constrained, otherwise capacity available =50 kVA | --> | 0.048 | 0 | 0 | 0 | 0 | Constrained, otherwise capacity available =48 kW | --> | C12 ex KILSARAN | Kilsaran [T42] | DRYBRIDGE |  | 53.8957 | -6.3936
0814172 | MV/LV Substation MA***4172 |  | 10 kV | _ | LV | 400 kVA :Kiosk Substation | 0.4 | --> | 0.4 | 0 | 0 | Constrained, otherwise capacity available =379 kVA | --> | 0.38 | 0 | 0.026 | 0 | 0 | Constrained, otherwise capacity available =358 kW | --> | C18 ex CELBRIDGE | Celbridge [T41,T42] | GRIFFINRATH |  | 53.3003 | -6.5026
011660Y | MV/LV Substation BO***660Y |  | 10 kV | _ | LV | 200 kVA :Pole Substation | 0.2 | --> | 0.2 | 0 | 0 | Constrained, otherwise capacity available =143 kVA | --> | 0.19 | 0 | 0 | 0 | 0 | Constrained, otherwise capacity available =182 kW | --> | C14 ex GORESBRIDGE | Goresbridge [T41,T42] | KILKENNY |  | 52.6052 | -6.9233
288225 | MV/LV Substation GR***225 |  | 10 kV | _ | LV | 400 kVA :Building Structure | 0.4 | --> | 0.4 | 0.247 | 1.16 |  | --> | 0.38 | 0 | 0 | 0.359 | 0 |  | --> | C17 ex BREWERY ROAD | Brewery Road [T41,T42] | CARRICKMINES |  | 53.2783 | -6.2208
417138X | MV/LV Substation ED***138X |  | 20 kV | _ | LV | 50 kVA :Pole Substation | 0.05 | --> | 0.05 | 0.042 | 8.5 |  | --> | 0.048 | 0 | 0 | 0 | 0 | Constrained, otherwise capacity available =46 kW | --> | E12 ex ARIGNA | Arigna [T121] | ARIGNA |  | 54.2357 | -7.8825
067870Y | MV/LV Substation LI***870Y |  | 10 kV | _ | LV | 400 kVA :Kiosk Substation | 0.4 | --> | 0.4 | 0 | 0 | Constrained, otherwise capacity available =313 kVA | --> | 0.38 | 0 | 0.017 | 0.355 | 0 |  | --> | C20 ex RAHEEN | Raheen [T41,T42] | LIMERICK |  | 52.6293 | -8.6389
093104Y | MV/LV Substation WE***104Y |  | 10 kV | _ | LV | 400 kVA :Kiosk Substation | 0.4 | --> | 0.4 | 0 | 0 | Constrained, otherwise capacity available =250 kVA | --> | 0.38 | 0 | 0.025 | 0.34 | 0 |  | --> | C19 ex GRANGE (DR) | Grange (dr) [T41,T42] | GRANGE (DR) |  | 53.399 | -6.1648
130184X | MV/LV Substation SH***184X |  | 20 kV | _ | LV | 400 kVA :Kiosk Substation | 0.4 | --> | 0.4 | 0.321 | 2.55 |  | --> | 0.38 | 0 | 0.011 | 0 | 0 | Constrained, otherwise capacity available =361 kW | --> | E17 ex EDGEWORTHSTOWN | Edgeworthstown [T421,T422] | RICHMOND |  | 53.6987 | -7.6136
0654203 | MV/LV Substation TA***4203 |  | 20 kV | _ | LV | 630 kVA :Kiosk Substation | 0.63 | --> | 0.63 | 0 | 0 | Constrained, otherwise capacity available =545 kVA | --> | 0.598 | 0 | 0.125 | 0.494 | 0 |  | --> | C26 ex STEPHENSTOWN | Stephenstown [T101,T102] | FINGLAS |  | 53.6091 | -6.2109
014271Z | MV/LV Substation CE***271Z |  | 10 kV | _ | LV | 200 kVA :Kiosk Substation | 0.2 | --> | 0.2 | 0 | 0 | Constrained, otherwise capacity available =166 kVA | --> | 0.19 | 0 | 0 | 0 | 0 | Constrained, otherwise capacity available =185 kW | --> | C17 ex ATHGARVAN | Athgarvan [T41,T44] | NEWBRIDGE |  | 53.174 | -6.7984
365091 | MV/LV Substation OR***091 |  | 10 kV | _ | LV | 630 kVA :Building Structure | 0.63 | --> | 0.63 | 0 | 0 | Constrained, otherwise capacity available =540 kVA | --> | 0.598 | 0 | 0 | 0.5 | 0 |  | --> | C18 ex FORTUNESTOWN | Fortunestown [T101,T102] | INCHICORE 220KV |  | 53.2872 | -6.4317
0314203 | MV/LV Substation KN***4203 |  | 20 kV | _ | LV | 50 kVA :Pole Substation | 0.05 | --> | 0.05 | 0 | 0 | Constrained, otherwise capacity available =50 kVA | --> | 0.048 | 0 | 0 | 0 | 0 | Constrained, otherwise capacity available =48 kW | --> | E16 ex KILMACTHOMAS | Kilmacthomas [T421,T422] | DUNGARVAN |  | 52.1392 | -7.5073
0844041 | MV/LV Substation KI***4041 |  | 20 kV | _ | LV | 50 kVA :Pole Substation | 0.05 | --> | 0.05 | 0 | 0 | Constrained, otherwise capacity available =39 kVA | --> | 0.048 | 0 | 0 | 0 | 0 | Constrained, otherwise capacity available =46 kW | --> | E11 ex KILCOLGAN | Kilcolgan [T42,T421] | GALWAY 110KV |  | 53.1983 | -8.8729
030131X | MV/LV Substation BR***131X |  | 20 kV | _ | LV | 50 kVA :Pole Substation | 0.05 | --> | 0.05 | 0 | 0 | Constrained, otherwise capacity available =39 kVA | --> | 0.048 | 0 | 0 | 0 | 0 | Constrained, otherwise capacity available =46 kW | --> | E19 ex FOXHOLE | Foxhole [T421,T422] | DUNGARVAN |  | 51.9771 | -7.9144
042040Y | MV/LV Substation CO***040Y |  | 10 kV | _ | LV | 200 kVA :Pole Substation | 0.2 | --> | 0.2 | 0 | 0 | Constrained, otherwise capacity available =185 kVA | --> | 0.19 | 0 | 0.005 | 0 | 0 | Constrained, otherwise capacity available =184 kW | --> | C20 ex KNOCKAPHUNTA | Knockaphunta [T41,T42] | CASTLEBAR |  | 53.8045 | -9.2154
111867Z | MV/LV Substation DU***867Z |  | 20 kV | _ | LV | 400 kVA :Kiosk Substation | 0.4 | --> | 0.4 | 0 | 0 | Constrained, otherwise capacity available =394 kVA | --> | 0.38 | 0 | 0 | 0 | 0 | Constrained, otherwise capacity available =379 kW | --> | C11 ex BANTRY | Bantry [T41,T42] | BALLYLICKY |  | 51.6654 | -9.4701
013403X | MV/LV Substation CA***403X |  | 10 kV | _ | LV | 100 kVA :Pole Substation | 0.1 | --> | 0.1 | 0.097 | 0.12 |  | --> | 0.095 | 0 | 0 | 0.095 | 0 |  | --> | C25 ex ATHY | Athy [T101,T102] | ATHY |  | 53.001 | -7
0674196 | MV/LV Substation BL***4196 |  | 10 kV | _ | LV | 400 kVA :Kiosk Substation | 0.4 | --> | 0.4 | 0 | 0 | Constrained, otherwise capacity available =344 kVA | --> | 0.38 | 0 | 0.103 | 0 | 0 | Constrained, otherwise capacity available =296 kW | --> | C21 ex CASTLETROY | Castletroy [T41,T42] | ARDNACRUSHA |  | 52.6606 | -8.5389
042766 | MV/LV Substation BE***766 |  | 10 kV | _ | LV | 100 kVA :Pole Substation | 0.1 | --> | 0.1 | 0 | 0 | Constrained, otherwise capacity available =93 kVA | --> | 0.095 | 0 | 0 | 0 | 0 | Constrained, otherwise capacity available =94 kW | --> | C20 ex KNOCKAPHUNTA | Knockaphunta [T41,T42] | CASTLEBAR |  | 53.8055 | -9.2166
139276 | MV/LV Substation KI***276 |  | 20 kV | _ | LV | 100 kVA :Pole Substation | 0.1 | --> | 0.1 | 0 | 0 | Constrained, otherwise capacity available =79 kVA | --> | 0.095 | 0 | 0.01 | 0 | 0 | Constrained, otherwise capacity available =85 kW | --> | E16 ex FINEA | Finea [T421,T422] | SHANKILL |  | 53.8272 | -7.4247
031053Y | MV/LV Substation TH***053Y |  | 10 kV | _ | LV | 200 kVA :Kiosk Substation | 0.2 | --> | 0.2 | 0 | 0 | Constrained, otherwise capacity available =163 kVA | --> | 0.19 | 0 | 0.015 | 0 | 0 | Constrained, otherwise capacity available =174 kW | --> | C14 ex COLLIGAN | Colligan [T41,T42] | DUNGARVAN |  | 52.0905 | -7.607
037575 | MV/LV Substation ST***575 |  | 10 kV | _ | LV | 100 kVA :Pole Substation | 0.1 | --> | 0.1 | 0 | 0 | Constrained, otherwise capacity available =72 kVA | --> | 0.095 | 0 | 0.015 | 0 | 0 | Constrained, otherwise capacity available =80 kW | --> | C17 ex CAHIRCALLA | Cahircalla [T41,T42] | ENNIS |  | 52.8324 | -8.9865
037283Y | MV/LV Substation RO***283Y |  | 10 kV | _ | LV | 200 kVA :Pole Substation | 0.2 | --> | 0.2 | 0 | 0 | Constrained, otherwise capacity available =200 kVA | --> | 0.19 | 0 | 0 | 0 | 0 | Constrained, otherwise capacity available =190 kW | --> | C15 ex CAHIRCALLA | Cahircalla [T41,T42] | ENNIS |  | 52.816 | -8.9641
0294354 | MV/LV Substation SO***4354 |  | 10 kV | _ | LV | 50 kVA :Pole Substation | 0.05 | --> | 0.05 | 0 | 0 | Constrained, otherwise capacity available =50 kVA | --> | 0.048 | 0 | 0 | 0.048 | 0 |  | --> | C19 ex MIDLETON | Midleton [T101,T102] | MIDLETON |  | 51.9327 | -8.2256
209449X | MV/LV Substation LA***449X |  | 10 kV | _ | LV | 200 kVA :Pole Substation | 0.2 | --> | 0.2 | 0 | 0 | Constrained, otherwise capacity available =198 kVA | --> | 0.19 | 0 | 0 | 0 | 0 | Constrained, otherwise capacity available =190 kW | --> | C19 ex MILFORD (NR) | Milford (nr) [T41,T42] | LETTERKENNY |  | 55.0756 | -7.6782
0144354 | MV/LV Substation MI***4354 |  | 20 kV | _ | LV | 400 kVA :Kiosk Substation | 0.4 | --> | 0.4 | 0 | 0 | Constrained, otherwise capacity available =331 kVA | --> | 0.38 | 0 | 0.025 | 0 | 0 | Constrained, otherwise capacity available =352 kW | --> | C14 ex KILDARE | Kildare [T41,T42] | NEWBRIDGE |  | 53.2183 | -6.9917
017703X | MV/LV Substation CA***703X |  | 10 kV | _ | LV | 100 kVA :Pole Substation | 0.1 | --> | 0.1 | 0.034 | 1.05 |  | --> | 0.095 | 0 | 0 | 0 | 0 | Constrained, otherwise capacity available =86 kW | --> | C18 ex NEWCASTLEWEST | Newcastlewest [T41,T42] | RATHKEALE |  | 52.4299 | -9.0086
068727 | MV/LV Substation LR***727 |  | 10 kV | _ | LV | 630 kVA :Building Structure | 0.63 | --> | 0.63 | 0.44 | 28.43 |  | --> | 0.598 | 0 | 0 | 0.5 | 0 |  | --> | C38 ex BEDFORD ROW | Bedford Row [T41,T42,T43,T44] | FRANCIS STREET |  | 53.3494 | -6.2557
0824054 | MV/LV Substation CA***4054 |  | 20 kV | _ | LV | 50 kVA :Pole Substation | 0.05 | --> | 0.05 | 0 | 0 | Constrained, otherwise capacity available =50 kVA | --> | 0.048 | 0 | 0 | 0 | 0 | Constrained, otherwise capacity available =48 kW | --> | E17 ex DULEEK | Duleek [T421,T422] | DRYBRIDGE |  | 53.6527 | -6.622
023558Y | MV/LV Substation AR***558Y |  | 20 kV | _ | LV | 200 kVA :Kiosk Substation | 0.2 | --> | 0.2 | 0 | 0 | Constrained, otherwise capacity available =135 kVA | --> | 0.19 | 0 | 0.012 | 0 | 0 | Constrained, otherwise capacity available =172 kW | --> | C14 ex FERMOY NORTH | Fermoy North [T41,T42] | BARRYMORE |  | 52.1898 | -8.3584
0074540 | MV/LV Substation EU***4540 |  | 10 kV | _ | LV | 1000 kVA :Building Structure | 1 | --> | 1 | 0.5 | 1.4 |  | --> | 0.95 | 0 | 0 | 0 | 0 | Constrained, otherwise capacity available =947 kW | --> | E17 ex KILLINICK | Killinick [T421,T422] | WEXFORD |  | 52.2524 | -6.3461
0664388 | MV/LV Substation GR***4388 |  | 10 kV | _ | LV | 400 kVA :Kiosk Substation | 0.4 | --> | 0.4 | 0 | 0 | Constrained, otherwise capacity available =356 kVA | --> | 0.38 | 0 | 0.03 | 0 | 0 | Constrained, otherwise capacity available =352 kW | --> | C13 ex MALAHIDE | Malahide [T41,T42] | GLASMORE |  | 53.4273 | -6.1715
0534218 | MV/LV Substation TO***4218 |  | 10 kV | _ | LV | 200 kVA :Pole Substation | 0.2 | --> | 0.2 | 0.185 | 2.39 |  | --> | 0.19 | 0 | 0 | 0 | 0 | Constrained, otherwise capacity available =188 kW | --> | C12 ex SRAH | Srah [T41,T42] | THORNSBERRY |  | 53.3005 | -7.5292
031481 | MV/LV Substation CR***481 |  | 20 kV | _ | LV | 100 kVA :Pole Substation | 0.1 | --> | 0.1 | 0 | 0 | Constrained, otherwise capacity available =81 kVA | --> | 0.095 | 0 | 0.005 | 0 | 0 | Constrained, otherwise capacity available =89 kW | --> | E18 ex SPRINGS | Springs [T421,T422] | DUNGARVAN |  | 52.0531 | -7.5508
281395 | MV/LV Substation AS***395 |  | 20 kV | _ | LV | 200 kVA :Pole Substation | 0.2 | --> | 0.2 | 0.173 | 17.47 |  | --> | 0.19 | 0 | 0.038 | 0.158 | 0 |  | --> | E13 ex COOLROE | Coolroe [T121,T122] | COOLROE |  | 51.8694 | -8.6609
030584 | MV/LV Substation BA***584 |  | 20 kV | _ | LV | 50 kVA :Pole Substation | 0.05 | --> | 0.05 | 0 | 0 | Constrained, otherwise capacity available =41 kVA | --> | 0.048 | 0 | 0 | 0 | 0 | Constrained, otherwise capacity available =46 kW | --> | C13 ex CLOYNE | Cloyne [T41] | MIDLETON |  | 51.8921 | -7.9533
066821Z | MV/LV Substation AI***821Z |  | 10 kV | _ | LV | 630 kVA :Building Structure | 0.63 | --> | 0.63 | 0 | 0 | Constrained, otherwise capacity available =366 kVA | --> | 0.598 | 0 | 0 | 0.5 | 0 |  | --> | C20 ex MOUNTGORRY | Mountgorry [T41,T42] | GRANGE (DR) |  | 53.4481 | -6.2211
132787X | MV/LV Substation HI***787X |  | 20 kV | _ | LV | 200 kVA :Pole Substation | 0.2 | --> | 0.2 | 0 | 0 | Constrained, otherwise capacity available =198 kVA | --> | 0.19 | 0 | 0 | 0 | 0 | Constrained, otherwise capacity available =190 kW | --> | E17 ex KILCOLGAN | Kilcolgan [T42,T421] | GALWAY 110KV |  | 53.177 | -8.821
120394Y | MV/LV Substation CL***394Y |  | 20 kV | _ | LV | 200 kVA :Kiosk Substation | 0.2 | --> | 0.2 | 0 | 0 | Constrained, otherwise capacity available =162 kVA | --> | 0.19 | 0 | 0.006 | 0 | 0 | Constrained, otherwise capacity available =180 kW | --> | E17 ex EDENDERRY | Edenderry [T421,T422] | BLAKE |  | 53.3477 | -7.0461
050144X | MV/LV Substation BL***144X |  | 10 kV | _ | LV | 400 kVA :Kiosk Substation | 0.4 | --> | 0.4 | 0.315 | 6.49 |  | --> | 0.38 | 0 | 0.008 | 0 | 0 | Constrained, otherwise capacity available =362 kW | --> | C18 ex BUSHFIELD | Bushfield [T41,T42] | ATHLONE |  | 53.4343 | -7.9305
069680 | MV/LV Substation CO***680 |  | 10 kV | _ | LV | 400 kVA :Kiosk Substation | 0.4 | --> | 0.4 | 0.254 | 0.91 |  | --> | 0.38 | 0 | 0.06 | 0.315 | 0 |  | --> | C15 ex KIMMAGE | Kimmage [T41,T42] | INCHICORE 220KV |  | 53.3029 | -6.3082
062284Y | MV/LV Substation GL***284Y |  | 10 kV | _ | LV | 200 kVA :Kiosk Substation | 0.2 | --> | 0.2 | 0.162 | 5.69 |  | --> | 0.19 | 0 | 0.011 | 0 | 0 | Constrained, otherwise capacity available =177 kW | --> | C11 ex RAMPARTS | Ramparts [T41,T42] | DUNDALK |  | 53.9894 | -6.3991
039250 | MV/LV Substation BE***250 |  | 10 kV | _ | LV | 200 kVA :Kiosk Substation | 0.2 | --> | 0.2 | 0 | 0 | Constrained, otherwise capacity available =129 kVA | --> | 0.19 | 0 | 0.011 | 0.172 | 0 |  | --> | C24 ex GALWAY 110KV | Galway 110kv [T102,T103] | GALWAY 110KV |  | 53.2726 | -9.0117
461008X | MV/LV Substation LA***008X |  | 20 kV | _ | LV | 50 kVA :Pole Substation | 0.05 | --> | 0.05 | 0.048 | 2.33 |  | --> | 0.048 | 0 | 0.005 | 0 | 0 | Constrained, otherwise capacity available =44 kW | --> | E11 ex MOY | Moy [T421,T422] | MOY |  | 54.1317 | -9.1664
034098Y | MV/LV Substation GL***098Y |  | 10 kV | _ | LV | 400 kVA :Kiosk Substation | 0.4 | --> | 0.4 | 0.333 | 0.57 |  | --> | 0.38 | 0 | 0 | 0 | 0 | Constrained, otherwise capacity available =371 kW | --> | C16 ex LAWLESSTOWN | Lawlesstown [T42,T421] | DOON |  | 52.3558 | -7.72
503916 | MV/LV Substation KE***916 |  | 10 kV | _ | LV | 200 kVA :Pole Substation | 0.2 | --> | 0.2 | 0.093 | 1.69 |  | --> | 0.19 | 0 | 0 | 0 | 0 | Constrained, otherwise capacity available =175 kW | --> | C16 ex NEWTOWNCUNNINGHAM | Newtowncunningham [T41,T42] | LETTERKENNY |  | 54.9978 | -7.5137
0664113 | MV/LV Substation CR***4113 |  | 20 kV | _ | LV | 400 kVA :Kiosk Substation | 0.4 | --> | 0.4 | 0 | 0 | Constrained, otherwise capacity available =225 kVA | --> | 0.38 | 0 | 0.129 | 0 | 0 | Constrained, otherwise capacity available =260 kW | --> | E21 ex BALTRASNA | Baltrasna [T121,T122] | BALTRASNA |  | 53.5036 | -6.3833
093375Z | MV/LV Substation PR***375Z |  | 10 kV | _ | LV | 630 kVA :Building Structure | 0.63 | --> | 0.63 | 0 | 0 | Constrained, otherwise capacity available =557 kVA | --> | 0.598 | 0 | 0 | 0.5 | 0 |  | --> | C16 ex MERVILLE | Merville [T41,T42] | FINGLAS |  | 53.3811 | -6.2915
039352 | MV/LV Substation RO***352 |  | 10 kV | _ | LV | 200 kVA :Kiosk Substation | 0.2 | --> | 0.2 | 0 | 0 | Constrained, otherwise capacity available =134 kVA | --> | 0.19 | 0 | 0.014 | 0.17 | 0 |  | --> | C19 ex GALWAY 110KV | Galway 110kv [T102,T103] | GALWAY 110KV |  | 53.2726 | -9.0157
065113 | MV/LV Substation GR***113 |  | 10 kV | _ | LV | 200 kVA :Kiosk Substation | 0.2 | --> | 0.2 | 0 | 0 | Constrained, otherwise capacity available =152 kVA | --> | 0.19 | 0 | 0.027 | 0 | 0 | Constrained, otherwise capacity available =163 kW | --> | C19 ex LOUGHSHINNY | Loughshinny [T41,T42] | GLASMORE |  | 53.5733 | -6.1136
026763Y | MV/LV Substation AI***763Y |  | 10 kV | _ | LV | 100 kVA :Pole Substation | 0.1 | --> | 0.1 | 0.085 | 8.66 |  | --> | 0.095 | 0 | 0 | 0 | 0 | Constrained, otherwise capacity available =93 kW | --> | C11 ex BANDON | Bandon [T101,T42] | BANDON |  | 51.7553 | -8.7309
368362X | MV/LV Substation RU***362X |  | 10 kV | _ | LV | 50 kVA :Pole Substation | 0.05 | --> | 0.05 | 0 | 0 | Constrained, otherwise capacity available =49 kVA | --> | 0.048 | 0 | 0 | 0 | 0 | Constrained, otherwise capacity available =47 kW | --> | C17 ex BALLYHAUNIS | Ballyhaunis [T41,T42] | DALTON |  | 53.7693 | -8.7747
064267Z | MV/LV Substation RI***267Z |  | 20 kV | _ | LV | 200 kVA :Kiosk Substation | 0.2 | --> | 0.2 | 0 | 0 | Constrained, otherwise capacity available =150 kVA | --> | 0.19 | 0 | 0 | 0 | 0 | Constrained, otherwise capacity available =183 kW | --> | E21 ex SLANE | Slane [T421] | DRYBRIDGE |  | 53.7053 | -6.539
066154Y | MV/LV Substation OL***154Y |  | 20 kV | _ | LV | 400 kVA :Kiosk Substation | 0.4 | --> | 0.4 | 0 | 0 | Constrained, otherwise capacity available =298 kVA | --> | 0.38 | 0 | 0.072 | 0 | 0 | Constrained, otherwise capacity available =312 kW | --> | E18 ex BALTRASNA | Baltrasna [T121,T122] | BALTRASNA |  | 53.5007 | -6.4641
350005 | MV/LV Substation AL***005 |  | 10 kV | _ | LV | 400 kVA :Kiosk Substation | 0.4 | --> | 0.4 | 0.312 | 1.57 |  | --> | 0.38 | 0 | 0 | 0 | 0 | Constrained, otherwise capacity available =368 kW | --> | C13 ex BUNDORAN | Bundoran [T41,T42] | CATHALEENS FALL |  | 54.4755 | -8.2834
066023Y | MV/LV Substation CA***023Y |  | 10 kV | _ | LV | 200 kVA :Kiosk Substation | 0.2 | --> | 0.2 | 0 | 0 | Constrained, otherwise capacity available =102 kVA | --> | 0.19 | 0 | 0.017 | 0 | 0 | Constrained, otherwise capacity available =164 kW | --> | C18 ex MALAHIDE | Malahide [T41,T42] | GLASMORE |  | 53.4424 | -6.1562
064132Y | MV/LV Substation LI***132Y |  | 10 kV | _ | LV | 400 kVA :Building Structure | 0.4 | --> | 0.4 | 0 | 0 | Constrained, otherwise capacity available =394 kVA | --> | 0.38 | 0 | 0.004 | 0 | 0 | Constrained, otherwise capacity available =376 kW | --> | C13 ex DRYBRIDGE | Drybridge [T41,T42] | DRYBRIDGE |  | 53.7296 | -6.3876
196033 | MV/LV Substation SU***033 |  | 10 kV | _ | LV | 200 kVA :Kiosk Substation | 0.2 | --> | 0.2 | 0 | 0 | Constrained, otherwise capacity available =164 kVA | --> | 0.19 | 0 | 0 | 0 | 0 | Constrained, otherwise capacity available =185 kW | --> | C18 ex TRIM | Trim [T41,T42] | NAVAN |  | 53.5493 | -6.7937
066245 | MV/LV Substation FO***245 |  | 10 kV | _ | LV | 400 kVA :Kiosk Substation | 0.4 | --> | 0.4 | 0 | 0 | Constrained, otherwise capacity available =236 kVA | --> | 0.38 | 0 | 0.071 | 0.304 | 0 |  | --> | C11 ex HOWTH JUNCTION | Howth Junction [T41,T42] | GRANGE (DR) |  | 53.3821 | -6.1558
093124Y | MV/LV Substation FI***124Y |  | 10 kV | _ | LV | 400 kVA :Kiosk Substation | 0.4 | --> | 0.4 | 0 | 0 | Constrained, otherwise capacity available =265 kVA | --> | 0.38 | 0 | 0.017 | 0.348 | 0 |  | --> | C20 ex MERVILLE | Merville [T41,T42] | FINGLAS |  | 53.3861 | -6.2985
093295 | MV/LV Substation RA***295 |  | 10 kV | _ | LV | 630 kVA :Kiosk Substation | 0.63 | --> | 0.63 | 0 | 0 | Constrained, otherwise capacity available =570 kVA | --> | 0.598 | 0 | 0.01 | 0.5 | 0 |  | --> | C12 ex MERVILLE | Merville [T41,T42] | FINGLAS |  | 53.383 | -6.316
0824158 | MV/LV Substation ME***4158 |  | 20 kV | _ | LV | 200 kVA :Pole Substation | 0.2 | --> | 0.2 | 0 | 0 | Constrained, otherwise capacity available =150 kVA | --> | 0.19 | 0 | 0.1 | 0 | 0 | Constrained, otherwise capacity available =109 kW | --> | E19 ex SLANE | Slane [T421] | DRYBRIDGE |  | 53.7875 | -6.6161
127195Y | MV/LV Substation TH***195Y |  | 10 kV | _ | LV | 200 kVA :Kiosk Substation | 0.2 | --> | 0.2 | 0 | 0 | Constrained, otherwise capacity available =136 kVA | --> | 0.19 | 0 | 0.014 | 0 | 0 | Constrained, otherwise capacity available =171 kW | --> | C11 ex HOLYCROSS ROAD | Holycross Road [T41,T42] | THURLES |  | 52.67 | -7.8063
127796 | MV/LV Substation IN***796 |  | 10 kV | _ | LV | 50 kVA :Pole Substation | 0.05 | --> | 0.05 | 0 | 0 | Constrained, otherwise capacity available =41 kVA | --> | 0.048 | 0 | 0.011 | 0 | 0 | Constrained, otherwise capacity available =38 kW | --> | C17 ex HOLYCROSS ROAD | Holycross Road [T41,T42] | THURLES |  | 52.7204 | -7.9217
0154194 | MV/LV Substation PU***4194 |  | 10 kV | _ | LV | 400 kVA :Building Structure | 0.4 | --> | 0.4 | 0.336 | 12.6 |  | --> | 0.38 | 0 | 0 | 0.371 | 0 |  | --> | C18 ex MONREAD | Monread [T101,T102] | MONREAD |  | 53.2211 | -6.7222
238020 | MV/LV Substation GR***020 |  | 20 kV | _ | LV | 50 kVA :Pole Substation | 0.05 | --> | 0.05 | 0 | 0 | Constrained, otherwise capacity available =22 kVA | --> | 0.048 | 0 | 0 | 0 | 0 | Constrained, otherwise capacity available =44 kW | --> | E13 ex BALLINROBE | Ballinrobe [T421,T422] | DALTON |  | 53.6244 | -9.2324
054806Y | MV/LV Substation DE***806Y |  | 10 kV | _ | LV | 100 kVA :Pole Substation | 0.1 | --> | 0.1 | 0.091 | 2.78 |  | --> | 0.095 | 0 | 0 | 0 | 0 | Constrained, otherwise capacity available =94 kW | --> | E16 ex BALLYRAGGET | Ballyragget [T421,T422] | BALLYRAGGET |  | 52.8351 | -7.4346
109045 | MV/LV Substation FA***045 |  | 10 kV | _ | LV | 1000 kVA :Building Structure | 1 | --> | 1 | 0 | 0 | Constrained, otherwise capacity available =510 kVA | --> | 0.95 | 0 | 0 | 0.5 | 0 |  | --> | C18 ex SHANNON | Shannon [T41,T42] | DRUMLINE |  | 52.7057 | -8.8966
066730Z | MV/LV Substation SE***730Z |  | 20 kV | _ | LV | 400 kVA :Kiosk Substation | 0.4 | --> | 0.4 | 0 | 0 | Constrained, otherwise capacity available =325 kVA | --> | 0.38 | 0 | 0 | 0 | 0 | Constrained, otherwise capacity available =370 kW | --> | E16 ex ASHBOURNE | Ashbourne [T421,T422] | FINGLAS |  | 53.5136 | -6.4039
059729Y | MV/LV Substation OL***729Y |  | 10 kV | _ | LV | 400 kVA :Kiosk Substation | 0.4 | --> | 0.4 | 0 | 0 | Constrained, otherwise capacity available =366 kVA | --> | 0.38 | 0 | 0.008 | 0 | 0 | Constrained, otherwise capacity available =370 kW | --> | C11 ex DERRYCRAMPH | Derrycramph [T41,T42] | SHANKILL |  | 53.9705 | -7.3504
158034 | MV/LV Substation FL***034 |  | 10 kV | _ | LV | 200 kVA :Pole Substation | 0.2 | --> | 0.2 | 0.18 | 0.83 |  | --> | 0.19 | 0 | 0.004 | 0 | 0 | Constrained, otherwise capacity available =184 kW | --> | C18 ex MILLTOWN MALBAY | Milltown Malbay [T42] | TULLABRACK |  | 52.8536 | -9.4049
075430Y | MV/LV Substation GL***430Y |  | 20 kV | _ | LV | 200 kVA :Kiosk Substation | 0.2 | --> | 0.2 | 0.175 | 4.38 |  | --> | 0.19 | 0 | 0.017 | 0.174 | 0 |  | --> | E18 ex CRANE | Crane [T122] | CRANE |  | 52.5279 | -6.4794
022039 | MV/LV Substation BA***039 |  | 10 kV | _ | LV | 400 kVA :Kiosk Substation | 0.4 | --> | 0.4 | 0.301 | 4.55 |  | --> | 0.38 | 0 | 0.007 | 0 | 0 | Constrained, otherwise capacity available =361 kW | --> | C11 ex MALLOW | Mallow [T41,T42] | MALLOW |  | 52.1323 | -8.6436
068833X | MV/LV Substation IG***833X |  | 10 kV | _ | LV | 630 kVA :Kiosk Substation | 0.63 | --> | 0.63 | 0.5 | 17.78 |  | --> | 0.598 | 0 | 0 | 0.5 | 0 |  | --> | C30 ex RINGSEND | Ringsend [T101,T102] | POOLBEG |  | 53.3397 | -6.2109
154307 | MV/LV Substation RO***307 |  | 10 kV | _ | LV | 630 kVA :Kiosk Substation | 0.63 | --> | 0.63 | 0 | 0 | Constrained, otherwise capacity available =392 kVA | --> | 0.598 | 0 | 0.085 | 0 | 0 | Constrained, otherwise capacity available =502 kW | --> | C13 ex COOLMINE | Coolmine [T41,T42] | FINGLAS |  | 53.3857 | -6.3829
144527X | MV/LV Substation RE***527X |  | 10 kV | _ | LV | 50 kVA :Pole Substation | 0.05 | --> | 0.05 | 0 | 0 | Constrained, otherwise capacity available =32 kVA | --> | 0.048 | 0 | 0 | 0 | 0 | Constrained, otherwise capacity available =45 kW | --> | C15 ex CASTLECOMER | Castlecomer [T41,T42] | BALLYRAGGET |  | 52.8676 | -7.1657
064732Y | MV/LV Substation TE***732Y |  | 10 kV | _ | LV | 400 kVA :Kiosk Substation | 0.4 | --> | 0.4 | 0 | 0 | Constrained, otherwise capacity available =271 kVA | --> | 0.38 | 0 | 0.053 | 0 | 0 | Constrained, otherwise capacity available =323 kW | --> | C16 ex TERMONFECKIN ROAD | Termonfeckin Road [T41,T42] | DRYBRIDGE |  | 53.729 | -6.3303
207435X | MV/LV Substation KI***435X |  | 10 kV | _ | LV | 100 kVA :Pole Substation | 0.1 | --> | 0.1 | 0.08 | 2.9 |  | --> | 0.095 | 0 | 0 | 0 | 0 | Constrained, otherwise capacity available =92 kW | --> | C18 ex GLENGOOLE | Glengoole [T42] | THURLES |  | 52.5661 | -7.6691
130064X | MV/LV Substation PO***064X |  | 20 kV | _ | LV | 630 kVA :Kiosk Substation | 0.63 | --> | 0.63 | 0.441 | 2.55 |  | --> | 0.598 | 0 | 0.05 | 0 | 0 | Constrained, otherwise capacity available =535 kW | --> | E17 ex EDGEWORTHSTOWN | Edgeworthstown [T421,T422] | RICHMOND |  | 53.6972 | -7.6096
016158Z | MV/LV Substation RY***158Z |  | 10 kV | _ | LV | 400 kVA :Kiosk Substation | 0.4 | --> | 0.4 | 0 | 0 | Constrained, otherwise capacity available =352 kVA | --> | 0.38 | 0 | 0 | 0 | 0 | Constrained, otherwise capacity available =373 kW | --> | C19 ex CELBRIDGE | Celbridge [T41,T42] | GRIFFINRATH |  | 53.3077 | -6.621
036095 | MV/LV Substation KE***095 |  | 20 kV | _ | LV | 50 kVA :Pole Substation | 0.05 | --> | 0.05 | 0 | 0 | Constrained, otherwise capacity available =45 kVA | --> | 0.048 | 0 | 0 | 0 | 0 | Constrained, otherwise capacity available =47 kW | --> | E19 ex GARRANACANTY | Garranacanty [T421,T422] | TIPPERARY |  | 52.4254 | -8.0929
021511Z | MV/LV Substation CH***511Z |  | 10 kV | _ | LV | 630 kVA :Building Structure | 0.63 | --> | 0.63 | 0 | 0 | Constrained, otherwise capacity available =582 kVA | --> | 0.598 | 0 | 0 | 0.5 | 0 |  | --> | C24 ex KILBARRY | Kilbarry [T101,T43] | KILBARRY |  | 51.9081 | -8.4897
074091 | MV/LV Substation JE***091 |  | 20 kV | _ | LV | 50 kVA :Pole Substation | 0.05 | --> | 0.05 | 0.038 | 8.5 |  | --> | 0.048 | 0 | 0 | 0 | 0 | Constrained, otherwise capacity available =46 kW | --> | E14 ex ARIGNA | Arigna [T121] | ARIGNA |  | 54.0204 | -7.9399
2534284 | MV/LV Substation LI***4284 |  | 20 kV | _ | LV | 50 kVA :Pole Substation | 0.05 | --> | 0.05 | 0 | 0 | Constrained, otherwise capacity available =44 kVA | --> | 0.048 | 0 | 0 | 0 | 0 | Constrained, otherwise capacity available =47 kW | --> | C23 ex TUAM NORTH | Tuam North [T41,T42] | CLOON |  | 53.5948 | -8.9359
005065 | MV/LV Substation GO***065 |  | 10 kV | _ | LV | 100 kVA :Pole Substation | 0.1 | --> | 0.1 | 0.07 | 17.8 |  | --> | 0.095 | 0 | 0 | 0.091 | 0 |  | --> | E24 ex BANOGE | Banoge [T121,T122] | BANOGE |  | 52.6589 | -6.2318
067101X | MV/LV Substation ST***101X |  | 10 kV | _ | LV | 400 kVA :Kiosk Substation | 0.4 | --> | 0.4 | 0 | 0 | Constrained, otherwise capacity available =251 kVA | --> | 0.38 | 0 | 0.044 | 0.327 | 0 |  | --> | C19 ex RAHEEN | Raheen [T41,T42] | LIMERICK |  | 52.6328 | -8.648
075029 | MV/LV Substation CL***029 |  | 20 kV | _ | LV | 200 kVA :Pole Substation | 0.2 | --> | 0.2 | 0.157 | 1.13 |  | --> | 0.19 | 0 | 0.005 | 0 | 0 | Constrained, otherwise capacity available =180 kW | --> | E18 ex BUNCLODY | Bunclody [T421,T422] | CRANE |  | 52.6356 | -6.6227
3654032 | MV/LV Substation CO***4032 |  | 10 kV | _ | LV | 200 kVA :Kiosk Substation | 0.2 | --> | 0.2 | 0.2 | 13.91 |  | --> | 0.19 | 0 | 0 | 0.19 | 0 |  | --> | C11 ex COOKSTOWN | Cookstown [T101,T102] | CARRICKMINES |  | 53.2933 | -6.3779
034412 | MV/LV Substation BA***412 |  | 10 kV | _ | LV | 200 kVA :Pole Substation | 0.2 | --> | 0.2 | 0.157 | 0.95 |  | --> | 0.19 | 0 | 0 | 0 | 0 | Constrained, otherwise capacity available =184 kW | --> | C18 ex SPA ROAD | Spa Road [T41,T42] | DOON |  | 52.3863 | -7.6132
281127 | MV/LV Substation RO***127 |  | 10 kV | _ | LV | 1000 kVA :Building Structure | 1 | --> | 1 | 0.5 | 7.88 |  | --> | 0.95 | 0 | 0.006 | 0.5 | 0 |  | --> | C13 ex LIBERTY STREET | Liberty Street [T101,T102] | LIBERTY STREET |  | 51.8966 | -8.4737
013824Y | MV/LV Substation AT***824Y |  | 10 kV | _ | LV | 50 kVA :Pole Substation | 0.05 | --> | 0.05 | 0.05 | 0.12 |  | --> | 0.048 | 0 | 0 | 0.047 | 0 |  | --> | C23 ex ATHY | Athy [T101,T102] | ATHY |  | 52.9799 | -6.9858
042687X | MV/LV Substation TR***687X |  | 10 kV | _ | LV | 200 kVA :Kiosk Substation | 0.2 | --> | 0.2 | 0 | 0 | Constrained, otherwise capacity available =172 kVA | --> | 0.19 | 0 | 0 | 0 | 0 | Constrained, otherwise capacity available =186 kW | --> | C22 ex KNOCKAPHUNTA | Knockaphunta [T41,T42] | CASTLEBAR |  | 53.8468 | -9.3074
0214289 | MV/LV Substation CO***4289 |  | 10 kV | _ | LV | 400 kVA :Building Structure | 0.4 | --> | 0.4 | 0 | 0 | Constrained, otherwise capacity available =368 kVA | --> | 0.38 | 0 | 0 | 0.376 | 0 |  | --> | C11 ex KILBARRY | Kilbarry [T101,T43] | KILBARRY |  | 51.9105 | -8.473
144261X | MV/LV Substation BA***261X |  | 10 kV | _ | LV | 200 kVA :Pole Substation | 0.2 | --> | 0.2 | 0 | 0 | Constrained, otherwise capacity available =63 kVA | --> | 0.19 | 0 | 0.005 | 0 | 0 | Constrained, otherwise capacity available =167 kW | --> | C16 ex CASTLECOMER | Castlecomer [T41,T42] | BALLYRAGGET |  | 52.8053 | -7.2125
142532X | MV/LV Substation CO***532X |  | 10 kV | _ | LV | 400 kVA :Kiosk Substation | 0.4 | --> | 0.4 | 0 | 0 | Constrained, otherwise capacity available =117 kVA | --> | 0.38 | 0 | 0.015 | 0 | 0 | Constrained, otherwise capacity available =330 kW | --> | C17 ex ATHENRY |  |  |  | 53.299 | -8.7452
281492Z | MV/LV Substation MA***492Z |  | 10 kV | _ | LV | 400 kVA :Kiosk Substation | 0.4 | --> | 0.4 | 0 | 0 | Constrained, otherwise capacity available =313 kVA | --> | 0.38 | 0 | 0.031 | 0 | 0 | Constrained, otherwise capacity available =345 kW | --> | C22 ex TOGHER | Togher [T41,T42] | TRABEG |  | 51.8648 | -8.4915
139407X | MV/LV Substation BA***407X |  | 10 kV | _ | LV | 400 kVA :Kiosk Substation | 0.4 | --> | 0.4 | 0 | 0 | Constrained, otherwise capacity available =400 kVA | --> | 0.38 | 0 | 0 | 0 | 0 | Constrained, otherwise capacity available =380 kW | --> | C17 ex VIRGINIA | Virginia [T41,T42] | MEATH HILL |  | 53.823 | -7.0511
210594Y | MV/LV Substation DR***594Y |  | 10 kV | _ | LV | 630 kVA :Building Structure | 0.63 | --> | 0.63 | 0 | 0 | Constrained, otherwise capacity available =367 kVA | --> | 0.598 | 0 | 0 | 0 | 0 | Constrained, otherwise capacity available =596 kW | --> | C19 ex CARRICKMACROSS | Carrickmacross [T41,T42] | MEATH HILL |  | 53.9325 | -6.7814
233001X | MV/LV Substation SA***001X |  | 20 kV | _ | LV | 50 kVA :Pole Substation | 0.05 | --> | 0.05 | 0 | 0 | Constrained, otherwise capacity available =33 kVA | --> | 0.048 | 0 | 0 | 0 | 0 | Constrained, otherwise capacity available =45 kW | --> | C21 ex CASTLEISLAND | Castleisland [T41,T42] | TRALEE |  | 52.2206 | -9.4878
021729X | MV/LV Substation WA***729X |  | 10 kV | _ | LV | 630 kVA :Building Structure | 0.63 | --> | 0.63 | 0.5 | 6.78 |  | --> | 0.598 | 0 | 0 | 0.5 | 0 |  | --> | C17 ex CASTLEVIEW | Castleview [T101,T102] | CASTLEVIEW |  | 51.8966 | -8.3782
068060X | MV/LV Substation PA***060X |  | 10 kV | _ | LV | 400 kVA :Kiosk Substation | 0.4 | --> | 0.4 | 0.368 | 4.6 |  | --> | 0.38 | 0 | 0 | 0.376 | 0 |  | --> | C17 ex KINGSBRIDGE | Kingsbridge [T41,T42] | INCHICORE 220KV |  | 53.3504 | -6.2898
069564 | MV/LV Substation SP***564 |  | 10 kV | _ | LV | 200 kVA :Kiosk Substation | 0.2 | --> | 0.2 | 0.088 | 4.47 |  | --> | 0.19 | 0 | 0 | 0.174 | 0 |  | --> | C20 ex TEMPLEOGUE | Templeogue [T41,T42] | MILLTOWN (DR) |  | 53.2932 | -6.323
055411X | MV/LV Substation TE***411X |  | 10 kV | _ | LV | 200 kVA :Pole Substation | 0.2 | --> | 0.2 | 0 | 0 | Constrained, otherwise capacity available =131 kVA | --> | 0.19 | 0 | 0.014 | 0 | 0 | Constrained, otherwise capacity available =170 kW | --> | C16 ex RATHDOWNEY | Rathdowney [T42] | IKERRIN |  | 52.8548 | -7.5783
036122Y | MV/LV Substation QU***122Y |  | 20 kV | _ | LV | 50 kVA :Pole Substation | 0.05 | --> | 0.05 | 0 | 0 | Constrained, otherwise capacity available =45 kVA | --> | 0.048 | 0 | 0 | 0 | 0 | Constrained, otherwise capacity available =47 kW | --> | E20 ex GARRANACANTY | Garranacanty [T421,T422] | TIPPERARY |  | 52.4755 | -7.9786
075903X | MV/LV Substation MO***903X |  | 20 kV | _ | LV | 50 kVA :Pole Substation | 0.05 | --> | 0.05 | 0.047 | 1.13 |  | --> | 0.048 | 0 | 0 | 0 | 0 | Constrained, otherwise capacity available =47 kW | --> | E22 ex BUNCLODY | Bunclody [T421,T422] | CRANE |  | 52.7209 | -6.6742
081618X | MV/LV Substation HE***618X |  | 10 kV | _ | LV | 400 kVA :Kiosk Substation | 0.4 | --> | 0.4 | 0 | 0 | Constrained, otherwise capacity available =201 kVA | --> | 0.38 | 0 | 0.063 | 0.305 | 0 |  | --> | C18 ex BALGADDY | Balgaddy [T41,T42] | GRANGE CASTLE |  | 53.3462 | -6.4231
004394Y | MV/LV Substation BR***394Y |  | 10 kV | _ | LV | 630 kVA :Building Structure | 0.63 | --> | 0.63 | 0.491 | 18.08 |  | --> | 0.598 | 0 | 0 | 0.5 | 0 |  | --> | C22 ex ARKLOW | Arklow [T101,T102] | ARKLOW |  | 52.7997 | -6.1472
365059X | MV/LV Substation PR***059X |  | 10 kV | _ | LV | 400 kVA :Kiosk Substation | 0.4 | --> | 0.4 | 0 | 0 | Constrained, otherwise capacity available =323 kVA | --> | 0.38 | 0 | 0.014 | 0.359 | 0 |  | --> | C20 ex CLONDALKIN | Clondalkin [T41,T42,T44] | INCHICORE 220KV |  | 53.3179 | -6.3925
122517 | MV/LV Substation CO***517 |  | 10 kV | _ | LV | 100 kVA :Pole Substation | 0.1 | --> | 0.1 | 0.084 | 4.18 |  | --> | 0.095 | 0 | 0.011 | 0 | 0 | Constrained, otherwise capacity available =85 kW | --> | C21 ex KINGSCOURT | Kingscourt [T41,T42] | MEATH HILL |  | 53.905 | -6.787
060038 | MV/LV Substation CL***038 |  | 10 kV | _ | LV | 200 kVA :Building Structure | 0.2 | --> | 0.2 | 0 | 0 | Constrained, otherwise capacity available =173 kVA | --> | 0.19 | 0 | 0 | 0 | 0 | Constrained, otherwise capacity available =186 kW | --> | C16 ex CLONES | Clones [T41,T42] | SHANKILL |  | 54.1834 | -7.2262
355250 | MV/LV Substation MU***250 |  | 10 kV | _ | LV | 100 kVA :Pole Substation | 0.1 | --> | 0.1 | 0.06 | 0.06 | Constrained, otherwise capacity available =99 kVA | --> | 0.095 | 0 | 0 | 0 | 0 | Constrained, otherwise capacity available =95 kW | --> | C18 ex TUBBERCURRY | Tubbercurry [T41,T42] | TONROE |  | 54.0436 | -8.6554
012111 | MV/LV Substation AV***111 |  | 10 kV | _ | LV | 630 kVA :Building Structure | 0.63 | --> | 0.63 | 0.5 | 1.99 |  | --> | 0.598 | 0 | 0 | 0 | 0 | Constrained, otherwise capacity available =591 kW | --> | C18 ex GRAIGUE | Graigue [T41,T42] | CARLOW |  | 52.8408 | -6.9479
0054248 | MV/LV Substation BA***4248 |  | 10 kV | _ | LV | 630 kVA :Kiosk Substation | 0.63 | --> | 0.63 | 0 | 0 | Constrained, otherwise capacity available =620 kVA | --> | 0.598 | 0 | 0.022 | 0 | 0 | Constrained, otherwise capacity available =581 kW | --> | C11 ex GARDEN CITY | Garden City [T41,T42] | ARKLOW |  | 52.6924 | -6.2697
340517 | MV/LV Substation R.***517 |  | 10 kV | _ | LV | 100 kVA :Pole Substation | 0.1 | --> | 0.1 | 0 | 0 | Constrained, otherwise capacity available =100 kVA | --> | 0.095 | 0 | 0 | 0 | 0 | Constrained, otherwise capacity available =95 kW | --> | C18 ex DUNGLOE | Dungloe [T41,T42] | ARDNAGAPPARY |  | 54.9974 | -8.4985
054321 | MV/LV Substation CL***321 |  | 20 kV | _ | LV | 50 kVA :Pole Substation | 0.05 | --> | 0.05 | 0 | 0 | Constrained, otherwise capacity available =50 kVA | --> | 0.048 | 0 | 0 | 0 | 0 | Constrained, otherwise capacity available =48 kW | --> | C15 ex MOUNTRATH | Mountrath [T41,T42] | PORTLAOISE |  | 52.9741 | -7.4749
139054X | MV/LV Substation GA***054X |  | 20 kV | _ | LV | 50 kVA :Pole Substation | 0.05 | --> | 0.05 | 0.049 | 2.68 |  | --> | 0.048 | 0 | 0 | 0 | 0 | Constrained, otherwise capacity available =47 kW | --> | E12 ex OLDCASTLE | Oldcastle [T41,T422] | MULLINGAR |  | 53.7149 | -7.1617
0934038 | MV/LV Substation BU***4038 |  | 10 kV | _ | LV | 400 kVA :Building Structure | 0.4 | --> | 0.4 | 0 | 0 | Constrained, otherwise capacity available =400 kVA | --> | 0.38 | 0 | 0 | 0.38 | 0 |  | --> | C28 ex KILMORE | Kilmore [T101,T102,T103] | FINGLAS |  | 53.4059 | -6.1795
214010X | MV/LV Substation HA***010X |  | 20 kV | _ | LV | 50 kVA :Pole Substation | 0.05 | --> | 0.05 | 0 | 0 | Constrained, otherwise capacity available =40 kVA | --> | 0.048 | 0 | 0 | 0 | 0 | Constrained, otherwise capacity available =46 kW | --> | C11 ex DRUMQUIN | Drumquin [T42] | ENNIS |  | 52.7873 | -9.088
192424X | MV/LV Substation MA***424X |  | 10 kV | _ | LV | 100 kVA :Pole Substation | 0.1 | --> | 0.1 | 0.076 | 1.7 |  | --> | 0.095 | 0 | 0.01 | 0 | 0 | Constrained, otherwise capacity available =84 kW | --> | E15 ex GWEEDORE | Gweedore [T421] | ARDNAGAPPARY |  | 55.1438 | -8.178
065848 | MV/LV Substation BL***848 |  | 10 kV | _ | LV | 200 kVA :Pole Substation | 0.2 | --> | 0.2 | 0 | 0 | Constrained, otherwise capacity available =144 kVA | --> | 0.19 | 0 | 0.027 | 0 | 0 | Constrained, otherwise capacity available =162 kW | --> | C18 ex LOUGHSHINNY | Loughshinny [T41,T42] | GLASMORE |  | 53.5422 | -6.1166
023887X | MV/LV Substation SO***887X |  | 20 kV | _ | LV | 200 kVA :Pole Substation | 0.2 | --> | 0.2 | 0 | 0 | Constrained, otherwise capacity available =126 kVA | --> | 0.19 | 0 | 0 | 0 | 0 | Constrained, otherwise capacity available =180 kW | --> | E14 ex CASTLELYONS | Castlelyons [T421,T422] | BARRYMORE |  | 52.1077 | -8.2709
220231X | MV/LV Substation CO***231X |  | 20 kV | _ | LV | 100 kVA :Pole Substation | 0.1 | --> | 0.1 | 0.099 | 2.33 |  | --> | 0.095 | 0 | 0 | 0 | 0 | Constrained, otherwise capacity available =95 kW | --> | E14 ex MOY | Moy [T421,T422] | MOY |  | 54.2238 | -9.271
059632X | MV/LV Substation BU***632X |  | 20 kV | _ | LV | 50 kVA :Pole Substation | 0.05 | --> | 0.05 | 0 | 0 | Constrained, otherwise capacity available =29 kVA | --> | 0.048 | 0 | 0 | 0 | 0 | Constrained, otherwise capacity available =45 kW | --> | E17 ex CAVAN | Cavan [T42,T421] | SHANKILL |  | 54.04 | -7.3718
005602X | MV/LV Substation SA***602X |  | 10 kV | _ | LV | 630 kVA :Kiosk Substation | 0.63 | --> | 0.63 | 0 | 0 | Constrained, otherwise capacity available =584 kVA | --> | 0.598 | 0 | 0.004 | 0 | 0 | Constrained, otherwise capacity available =589 kW | --> | C11 ex GARDEN CITY | Garden City [T41,T42] | ARKLOW |  | 52.6831 | -6.2115
020539X | MV/LV Substation EU***539X |  | 10 kV | _ | LV | 630 kVA :Building Structure | 0.63 | --> | 0.63 | 0 | 0 | Constrained, otherwise capacity available =359 kVA | --> | 0.598 | 0 | 0 | 0 | 0 | Constrained, otherwise capacity available =560 kW | --> | C11 ex COOLCORCORAN | Coolcorcoran [T41,T42] | KNOCKEARAGH |  | 52.0599 | -9.5022
099999 | MV/LV Substation KI***999 |  | 10 kV | _ | LV | 50 kVA :Pole Substation | 0.05 | --> | 0.05 | 0.039 | 2.96 |  | --> | 0.048 | 0 | 0 | 0 | 0 | Constrained, otherwise capacity available =46 kW | --> | C21 ex BALLYRAINE | Ballyraine [T41,T42] | LETTERKENNY |  | 54.9615 | -7.7003
0064124 | MV/LV Substation BO***4124 |  | 20 kV | _ | LV | 50 kVA :Pole Substation | 0.05 | --> | 0.05 | 0.046 | 4.38 |  | --> | 0.048 | 0 | 0 | 0.047 | 0 |  | --> | E13 ex CRANE | Crane [T122] | CRANE |  | 52.4811 | -6.4763
004488Y | MV/LV Substation KI***488Y |  | 10 kV | _ | LV | 630 kVA :Kiosk Substation | 0.63 | --> | 0.63 | 0 | 0 | Constrained, otherwise capacity available =572 kVA | --> | 0.598 | 0 | 0 | 0 | 0 | Constrained, otherwise capacity available =590 kW | --> | C12 ex TINAHASK | Tinahask [T41,T42] | ARKLOW |  | 52.7742 | -6.1726
025434X | MV/LV Substation VE***434X |  | 20 kV | _ | LV | 50 kVA :Pole Substation | 0.05 | --> | 0.05 | 0.05 | 2.96 |  | --> | 0.048 | 0 | 0 | 0 | 0 | Constrained, otherwise capacity available =48 kW | --> | E14 ex CHARLEVILLE | Charleville [T421,T422] | CHARLEVILLE |  | 52.3786 | -8.679
065838 | MV/LV Substation RE***838 |  | 20 kV | _ | LV | 50 kVA :Pole Substation | 0.05 | --> | 0.05 | 0 | 0 | Constrained, otherwise capacity available =32 kVA | --> | 0.048 | 0 | 0 | 0 | 0 | Constrained, otherwise capacity available =45 kW | --> | E14 ex BALTRASNA | Baltrasna [T121,T122] | BALTRASNA |  | 53.5491 | -6.502
405624 | MV/LV Substation MI***624 |  | 20 kV | _ | LV | 100 kVA :Pole Substation | 0.1 | --> | 0.1 | 0.088 | 3.03 |  | --> | 0.095 | 0 | 0 | 0 | 0 | Constrained, otherwise capacity available =93 kW | --> | E14 ex MOVILLE | Moville [T421,T422] | TRILLICK |  | 55.194 | -7.0518
015774 | MV/LV Substation MA***774 |  | 10 kV | _ | LV | 400 kVA :Kiosk Substation | 0.4 | --> | 0.4 | 0.144 | 12.6 |  | --> | 0.38 | 0 | 0.005 | 0.34 | 0 |  | --> | C23 ex MONREAD | Monread [T101,T102] | MONREAD |  | 53.2495 | -6.6654
405226 | MV/LV Substation BA***226 |  | 20 kV | _ | LV | 50 kVA :Pole Substation | 0.05 | --> | 0.05 | 0.039 | 3.03 |  | --> | 0.048 | 0 | 0.015 | 0 | 0 | Constrained, otherwise capacity available =35 kW | --> | E12 ex MOVILLE | Moville [T421,T422] | TRILLICK |  | 55.2003 | -7.0063
009104Y | MV/LV Substation IE***104Y |  | 10 kV | _ | LV | 400 kVA :Kiosk Substation | 0.4 | --> | 0.4 | 0.385 | 13.6 |  | --> | 0.38 | 0 | 0 | 0.378 | 0 |  | --> | C23 ex KILLOTERAN | Killoteran [T101,T102] | KILLOTERAN |  | 52.255 | -7.1493
053527Y | MV/LV Substation GL***527Y |  | 20 kV | _ | LV | 50 kVA :Pole Substation | 0.05 | --> | 0.05 | 0 | 0 | Constrained, otherwise capacity available =50 kVA | --> | 0.048 | 0 | 0 | 0.047 | 0 |  | --> | E18 ex CLONMINCH | Clonminch [T41,T422] | THORNSBERRY |  | 53.2584 | -7.5879
024936 | MV/LV Substation HA***936 |  | 10 kV | _ | LV | 50 kVA :Pole Substation | 0.05 | --> | 0.05 | 0.036 | 2.14 |  | --> | 0.048 | 0 | 0.005 | 0 | 0 | Constrained, otherwise capacity available =42 kW | --> | C13 ex BUTTEVANT | Buttevant [T41,T42] | MALLOW |  | 52.1947 | -8.6488
068645X | MV/LV Substation HE***645X |  | 10 kV | _ | LV | 1000 kVA :Building Structure | 1 | --> | 1 | 0.5 | 20.78 |  | --> | 0.95 | 0 | 0 | 0.5 | 0 |  | --> | C17 ex HEUSTON SQUARE | Heuston Square [T101,T102] | INCHICORE 220KV |  | 53.3453 | -6.2966
3404069 | MV/LV Substation BE***4069 |  | 10 kV | _ | LV | 50 kVA :Pole Substation | 0.05 | --> | 0.05 | 0.05 | 1.56 |  | --> | 0.048 | 0 | 0 | 0 | 0 | Constrained, otherwise capacity available =48 kW | --> | C13 ex DERRYBEG | Derrybeg [T41,T42] | ARDNAGAPPARY |  | 55.0058 | -8.396
095747X | MV/LV Substation DO***747X |  | 10 kV | _ | LV | 630 kVA :Building Structure | 0.63 | --> | 0.63 | 0.5 | 0.7 |  | --> | 0.598 | 0 | 0 | 0 | 0 | Constrained, otherwise capacity available =582 kW | --> | C20 ex KILRUSH | Kilrush [T41,T42] | TULLABRACK |  | 52.7463 | -9.504
161166Y | MV/LV Substation AI***166Y |  | 20 kV | _ | LV | 100 kVA :Pole Substation | 0.1 | --> | 0.1 | 0 | 0 | Constrained, otherwise capacity available =67 kVA | --> | 0.095 | 0 | 0 | 0 | 0 | Constrained, otherwise capacity available =90 kW | --> | C12 ex SPIDDAL |  |  |  | 53.2485 | -9.3867
154569Z | MV/LV Substation CJ***569Z |  | 20 kV | _ | LV | 630 kVA :Building Structure | 0.63 | --> | 0.63 | 0.5 | 41.3 |  | --> | 0.598 | 0 | 0 | 0.5 | 0 |  | --> | E13 ex CORDUFF | Corduff [T121,T122] | CORDUFF |  | 53.4202 | -6.3473
068031 | MV/LV Substation DR***031 |  | 10 kV | _ | LV | 1000 kVA :Building Structure | 1 | --> | 1 | 0 | 0 | Constrained, otherwise capacity available =531 kVA | --> | 0.95 | 0 | 0.012 | 0.5 | 0 |  | --> | C13 ex DRUMCONDRA | Drumcondra [T41,T42] | MCDERMOTT |  | 53.3666 | -6.2554
251067X | MV/LV Substation WO***067X |  | 20 kV | _ | LV | 200 kVA :Kiosk Substation | 0.2 | --> | 0.2 | 0 | 0 | Constrained, otherwise capacity available =146 kVA | --> | 0.19 | 0 | 0.022 | 0 | 0 | Constrained, otherwise capacity available =166 kW | --> | E47 ex CLAREGALWAY | Claregalway [T42,T421] | GALWAY 110KV |  | 53.3669 | -8.8892
022027 | MV/LV Substation MA***027 |  | 10 kV | _ | LV | 630 kVA :Building Structure | 0.63 | --> | 0.63 | 0.5 | 4.55 |  | --> | 0.598 | 0 | 0.19 | 0 | 0 | Constrained, otherwise capacity available =443 kW | --> | C11 ex MALLOW | Mallow [T41,T42] | MALLOW |  | 52.1294 | -8.6502
1274273 | MV/LV Substation CA***4273 |  | 10 kV | _ | LV | 200 kVA :Pole Substation | 0.2 | --> | 0.2 | 0 | 0 | Constrained, otherwise capacity available =164 kVA | --> | 0.19 | 0 | 0.05 | 0 | 0 | Constrained, otherwise capacity available =148 kW | --> | C11 ex TEMPLEMORE | Templemore [T41,T42] | IKERRIN |  | 52.7549 | -7.9611
068312 | MV/LV Substation CO***312 |  | 10 kV | _ | LV | 630 kVA :Building Structure | 0.63 | --> | 0.63 | 0.029 | 1.47 |  | --> | 0.598 | 0 | 0.011 | 0.5 | 0 |  | --> | C11 ex MARROWBONE LANE | Marrowbone Lane [T42] | INCHICORE 220KV |  | 53.3354 | -6.2888
0684129 | MV/LV Substation PH***4129 |  | 10 kV | _ | LV | 400 kVA :Kiosk Substation | 0.4 | --> | 0.4 | 0.295 | 11.14 |  | --> | 0.38 | 0 | 0.032 | 0.342 | 0 |  | --> | C12 ex CABRA | Cabra [T101,T102] | FINGLAS |  | 53.3764 | -6.3147
093515Z | MV/LV Substation BL***515Z |  | 10 kV | _ | LV | 630 kVA :Building Structure | 0.63 | --> | 0.63 | 0 | 0 | Constrained, otherwise capacity available =579 kVA | --> | 0.598 | 0 | 0 | 0.5 | 0 |  | --> | C17 ex POPPINTREE | Poppintree [T101,T102] | FINGLAS |  | 53.4021 | -6.2617
251113 | MV/LV Substation PA***113 |  | 10 kV | _ | LV | 400 kVA :Building Structure | 0.4 | --> | 0.4 | 0 | 0 | Constrained, otherwise capacity available =293 kVA | --> | 0.38 | 0 | 0 | 0 | 0 | Constrained, otherwise capacity available =365 kW | --> | C19 ex PARKMORE | Parkmore [T41,T42] | GALWAY 110KV |  | 53.2999 | -8.9893
081526X | MV/LV Substation HE***526X |  | 10 kV | _ | LV | 400 kVA :Kiosk Substation | 0.4 | --> | 0.4 | 0 | 0 | Constrained, otherwise capacity available =245 kVA | --> | 0.38 | 0 | 0.04 | 0.329 | 0 |  | --> | C13 ex LIFFEY VALLEY | Liffey Valley [T41,T42] | INCHICORE 220KV |  | 53.3573 | -6.4209
1804096 | MV/LV Substation KE***4096 |  | 10 kV | _ | LV | 200 kVA :Kiosk Substation | 0.2 | --> | 0.2 | 0.166 | 1.4 |  | --> | 0.19 | 0 | 0 | 0 | 0 | Constrained, otherwise capacity available =185 kW | --> | C14 ex KELLS | Kells [T41,T42] | NAVAN |  | 53.7251 | -6.8626
081538X | MV/LV Substation BA***538X |  | 10 kV | _ | LV | 400 kVA :Kiosk Substation | 0.4 | --> | 0.4 | 0 | 0 | Constrained, otherwise capacity available =315 kVA | --> | 0.38 | 0 | 0.01 | 0.361 | 0 |  | --> | C13 ex LIFFEY VALLEY | Liffey Valley [T41,T42] | INCHICORE 220KV |  | 53.3549 | -6.4194
127397Y | MV/LV Substation HA***397Y |  | 10 kV | _ | LV | 200 kVA :Kiosk Substation | 0.2 | --> | 0.2 | 0 | 0 | Constrained, otherwise capacity available =158 kVA | --> | 0.19 | 0 | 0.034 | 0 | 0 | Constrained, otherwise capacity available =159 kW | --> | C15 ex LOUGHTAGALLA | Loughtagalla [T41,T42] | THURLES |  | 52.6801 | -7.7912
1184251 | MV/LV Substation WA***4251 |  | 20 kV | _ | LV | 100 kVA :Pole Substation | 0.1 | --> | 0.1 | 0 | 0 | Constrained, otherwise capacity available =100 kVA | --> | 0.095 | 0 | 0 | 0 | 0 | Constrained, otherwise capacity available =95 kW | --> | E18 ex CREAGH | Creagh [T421,T422] | ATHLONE |  | 53.3926 | -8.3285
2484067 | MV/LV Substation SU***4067 |  | 20 kV | _ | LV | 400 kVA :Building Structure | 0.4 | --> | 0.4 | 0 | 0 | Constrained, otherwise capacity available =400 kVA | --> | 0.38 | 0 | 0 | 0 | 0 | Constrained, otherwise capacity available =380 kW | --> | E14 ex KILCOCK | Kilcock [T421,T422] | GRIFFINRATH |  | 53.4849 | -6.7272
365751X | MV/LV Substation PA***751X |  | 10 kV | _ | LV | 630 kVA :Kiosk Substation | 0.63 | --> | 0.63 | 0 | 0 | Constrained, otherwise capacity available =416 kVA | --> | 0.598 | 0 | 0.07 | 0.5 | 0 |  | --> | C17 ex TYMON | Tymon [T41,T42] | COOKSTOWN |  | 53.3018 | -6.3672
165980X | MV/LV Substation GU***980X |  | 10 kV | _ | LV | 50 kVA :Pole Substation | 0.05 | --> | 0.05 | 0 | 0 | Constrained, otherwise capacity available =47 kVA | --> | 0.048 | 0 | 0 | 0 | 0 | Constrained, otherwise capacity available =47 kW | --> | C16 ex CLONAKILTY | Clonakilty [T41,T42] | DUNMANWAY |  | 51.6374 | -8.871
251152X | MV/LV Substation PA***152X |  | 10 kV | _ | LV | 400 kVA :Building Structure | 0.4 | --> | 0.4 | 0 | 0 | Constrained, otherwise capacity available =400 kVA | --> | 0.38 | 0 | 0 | 0 | 0 | Constrained, otherwise capacity available =380 kW | --> | C18 ex PARKMORE | Parkmore [T41,T42] | GALWAY 110KV |  | 53.302 | -8.9976
039048 | MV/LV Substation SN***048 |  | 10 kV | _ | LV | 400 kVA :Kiosk Substation | 0.4 | --> | 0.4 | 0.156 | 11.03 |  | --> | 0.38 | 0 | 0.01 | 0.338 | 0 |  | --> | C34 ex SALTHILL | Salthill [T101,T102] | SALTHILL |  | 53.281 | -9.065
082776Y | MV/LV Substation AT***776Y |  | 10 kV | _ | LV | 400 kVA :Kiosk Substation | 0.4 | --> | 0.4 | 0 | 0 | Constrained, otherwise capacity available =215 kVA | --> | 0.38 | 0 | 0.039 | 0 | 0 | Constrained, otherwise capacity available =325 kW | --> | C30 ex ACADEMY STREET | Academy Street [T421,T422,T44] | NAVAN |  | 53.6452 | -6.6665
007419Y | MV/LV Substation TH***419Y |  | 20 kV | _ | LV | 200 kVA :Kiosk Substation | 0.2 | --> | 0.2 | 0.143 | 0.14 | Constrained, otherwise capacity available =166 kVA | --> | 0.19 | 0 | 0.014 | 0 | 0 | Constrained, otherwise capacity available =175 kW | --> | C12 ex CARRIGLAWN | Carriglawn [T41,T42] | WEXFORD |  | 52.3781 | -6.449
136521 | MV/LV Substation BA***521 |  | 10 kV | _ | LV | 200 kVA :Kiosk Substation | 0.2 | --> | 0.2 | 0 | 0 | Constrained, otherwise capacity available =165 kVA | --> | 0.19 | 0 | 0.004 | 0 | 0 | Constrained, otherwise capacity available =182 kW | --> | C12 ex AGHAMORE | Aghamore [T41,T42] | LANESBORO |  | 53.6773 | -8.0139
046506 | MV/LV Substation SE***506 |  | 10 kV | _ | LV | 200 kVA :Kiosk Substation | 0.2 | --> | 0.2 | 0.156 | 4.13 |  | --> | 0.19 | 0 | 0.044 | 0.151 | 0 |  | --> | C14 ex AGHAGAD | Aghagad [T41,T42] | SLIGO |  | 54.3388 | -8.528
015962Z | MV/LV Substation AR***962Z |  | 20 kV | _ | LV | 50 kVA :Pole Substation | 0.05 | --> | 0.05 | 0 | 0 | Constrained, otherwise capacity available =50 kVA | --> | 0.048 | 0 | 0 | 0 | 0 | Constrained, otherwise capacity available =48 kW | --> | E14 ex BLESSINGTON | Blessington [T421,T422] | KILTEEL |  | 53.1238 | -6.6288
029739Y | MV/LV Substation CL***739Y |  | 10 kV | _ | LV | 400 kVA :Kiosk Substation | 0.4 | --> | 0.4 | 0 | 0 | Constrained, otherwise capacity available =330 kVA | --> | 0.38 | 0 | 0.005 | 0 | 0 | Constrained, otherwise capacity available =367 kW | --> | C12 ex KILLACLOYNE | Killacloyne [T41,T42] | MIDLETON |  | 51.9128 | -8.2594
066385Z | MV/LV Substation CH***385Z |  | 20 kV | _ | LV | 630 kVA :Kiosk Substation | 0.63 | --> | 0.63 | 0 | 0 | Constrained, otherwise capacity available =403 kVA | --> | 0.598 | 0 | 0.077 | 0 | 0 | Constrained, otherwise capacity available =510 kW | --> | E15 ex BATTER LANE TEMPORARY | Batter Lane Temporary 38kv [T421] | GLASMORE |  | 53.5222 | -6.1705
125237 | MV/LV Substation KI***237 |  | 20 kV | _ | LV | 50 kVA :Pole Substation | 0.05 | --> | 0.05 | 0.04 | 0.22 |  | --> | 0.048 | 0 | 0 | 0 | 0 | Constrained, otherwise capacity available =46 kW | --> | C16 ex KILSHANNY | Kilshanny [T41,T42] | CAHIR |  | 52.2695 | -8.1256
184608 | MV/LV Substation AN***608 |  | 10 kV | _ | LV | 100 kVA :Pole Substation | 0.1 | --> | 0.1 | 0.09 | 3.38 |  | --> | 0.095 | 0 | 0 | 0 | 0 | Constrained, otherwise capacity available =94 kW | --> | C21 ex CASTLEBLAYNEY | Castleblayney [T41,T42] | DUNDALK |  | 54.16 | -6.7894
0644481 | MV/LV Substation MA***4481 |  | 10 kV | _ | LV | 50 kVA :Pole Substation | 0.05 | --> | 0.05 | 0 | 0 | Constrained, otherwise capacity available =50 kVA | --> | 0.048 | 0 | 0 | 0 | 0 | Constrained, otherwise capacity available =48 kW | --> | E11 ex SLANE | Slane [T421] | DRYBRIDGE |  | 53.7724 | -6.5403
1394371 | MV/LV Substation KI***4371 |  | 20 kV | _ | LV | 400 kVA :Building Structure | 0.4 | --> | 0.4 | 0 | 0 | Constrained, otherwise capacity available =400 kVA | --> | 0.38 | 0 | 0 | 0 | 0 | Constrained, otherwise capacity available =380 kW | --> | E21 ex FINEA | Finea [T421,T422] | SHANKILL |  | 53.8289 | -7.3624
067254 | MV/LV Substation DU***254 |  | 10 kV | _ | LV | 400 kVA :Kiosk Substation | 0.4 | --> | 0.4 | 0 | 0 | Constrained, otherwise capacity available =243 kVA | --> | 0.38 | 0 | 0.043 | 0 | 0 | Constrained, otherwise capacity available =326 kW | --> | C15 ex CASTLETROY | Castletroy [T41,T42] | ARDNACRUSHA |  | 52.6689 | -8.569
029491 | MV/LV Substation BA***491 |  | 20 kV | _ | LV | 50 kVA :Pole Substation | 0.05 | --> | 0.05 | 0 | 0 | Constrained, otherwise capacity available =26 kVA | --> | 0.048 | 0 | 0 | 0 | 0 | Constrained, otherwise capacity available =44 kW | --> | C13 ex CLOYNE | Cloyne [T41] | MIDLETON |  | 51.8674 | -8.0877
034989X | MV/LV Substation TA***989X |  | 20 kV | _ | LV | 50 kVA :Pole Substation | 0.05 | --> | 0.05 | 0.045 | 0.57 |  | --> | 0.048 | 0 | 0.005 | 0 | 0 | Constrained, otherwise capacity available =43 kW | --> | E25 ex LAWLESSTOWN | Lawlesstown [T42,T421] | DOON |  | 52.3772 | -7.6892
039559X | MV/LV Substation MA***559X |  | 10 kV | _ | LV | 400 kVA :Kiosk Substation | 0.4 | --> | 0.4 | 0.356 | 11.03 |  | --> | 0.38 | 0 | 0 | 0.374 | 0 |  | --> | C18 ex SALTHILL | Salthill [T101,T102] | SALTHILL |  | 53.2662 | -9.1266
249809 | MV/LV Substation BA***809 |  | 10 kV | _ | LV | 50 kVA :Pole Substation | 0.05 | --> | 0.05 | 0 | 0 | Constrained, otherwise capacity available =36 kVA | --> | 0.048 | 0 | 0.025 | 0 | 0 | Constrained, otherwise capacity available =27 kW | --> | C15 ex KILCLOHER | Kilcloher [T41,T42] | DUNGARVAN |  | 52.0881 | -7.7658
015078Z | MV/LV Substation CA***078Z |  | 10 kV | _ | LV | 200 kVA :Kiosk Substation | 0.2 | --> | 0.2 | 0.117 | 12.6 |  | --> | 0.19 | 0 | 0.025 | 0.16 | 0 |  | --> | C22 ex MONREAD | Monread [T101,T102] | MONREAD |  | 53.221 | -6.6805
405569 | MV/LV Substation CR***569 |  | 20 kV | _ | LV | 400 kVA :Kiosk Substation | 0.4 | --> | 0.4 | 0.259 | 3.03 |  | --> | 0.38 | 0 | 0.019 | 0 | 0 | Constrained, otherwise capacity available =346 kW | --> | E12 ex MOVILLE | Moville [T421,T422] | TRILLICK |  | 55.1894 | -7.0403
017476X | MV/LV Substation BA***476X |  | 10 kV | _ | LV | 150 kVA :Pole Substation | 0.15 | --> | 0.15 | 0.141 | 1.58 |  | --> | 0.142 | 0 | 0 | 0 | 0 | Constrained, otherwise capacity available =141 kW | --> | C18 ex FOYNES | Foynes [T41,T42] | RATHKEALE |  | 52.5934 | -9.0544
029256Y | MV/LV Substation OA***256Y |  | 10 kV | _ | LV | 200 kVA :Kiosk Substation | 0.2 | --> | 0.2 | 0 | 0 | Constrained, otherwise capacity available =117 kVA | --> | 0.19 | 0 | 0.022 | 0.162 | 0 |  | --> | C22 ex MIDLETON | Midleton [T101,T102] | MIDLETON |  | 51.9031 | -8.1653
009131Y | MV/LV Substation KE***131Y |  | 10 kV | _ | LV | 630 kVA :Kiosk Substation | 0.63 | --> | 0.63 | 0.5 | 13.6 |  | --> | 0.598 | 0 | 0.03 | 0.5 | 0 |  | --> | C27 ex KILLOTERAN | Killoteran [T101,T102] | KILLOTERAN |  | 52.2442 | -7.1586
081080Z | MV/LV Substation PO***080Z |  | 10 kV | _ | LV | 630 kVA :Building Structure | 0.63 | --> | 0.63 | 0 | 0 | Constrained, otherwise capacity available =378 kVA | --> | 0.598 | 0 | 0 | 0.5 | 0 |  | --> | C14 ex LIFFEY VALLEY | Liffey Valley [T41,T42] | INCHICORE 220KV |  | 53.3498 | -6.4071
157166 | MV/LV Substation OF***166 |  | 20 kV | _ | LV | 200 kVA :Pole Substation | 0.2 | --> | 0.2 | 0.2 | 1.55 |  | --> | 0.19 | 0 | 0 | 0 | 0 | Constrained, otherwise capacity available =190 kW | --> | E17 ex CARRIGALLEN | Carrigallen [T421] | CARRICK ON SHANNON |  | 53.9529 | -7.7451
065446Z | MV/LV Substation HA***446Z |  | 10 kV | _ | LV | 50 kVA :Pole Substation | 0.05 | --> | 0.05 | 0 | 0 | Constrained, otherwise capacity available =37 kVA | --> | 0.048 | 0 | 0.006 | 0 | 0 | Constrained, otherwise capacity available =41 kW | --> | C18 ex LOUGHSHINNY | Loughshinny [T41,T42] | GLASMORE |  | 53.527 | -6.1085
065398Z | MV/LV Substation WE***398Z |  | 20 kV | _ | LV | 50 kVA :Pole Substation | 0.05 | --> | 0.05 | 0 | 0 | Constrained, otherwise capacity available =50 kVA | --> | 0.048 | 0 | 0 | 0 | 0 | Constrained, otherwise capacity available =48 kW | --> | E21 ex ASHBOURNE | Ashbourne [T421,T422] | FINGLAS |  | 53.5522 | -6.3626
068358 | MV/LV Substation LE***358 |  | 10 kV | _ | LV | 1000 kVA :Building Structure | 1 | --> | 1 | 0.5 | 9.02 |  | --> | 0.95 | 0 | 0 | 0.5 | 0 |  | --> | C20 ex MISERY HILL | Misery Hill [T101,T102] | POOLBEG |  | 53.3416 | -6.2595
0054164 | MV/LV Substation AP***4164 |  | 10 kV | _ | LV | 400 kVA :Kiosk Substation | 0.4 | --> | 0.4 | 0.289 | 3.03 |  | --> | 0.38 | 0 | 0 | 0 | 0 | Constrained, otherwise capacity available =365 kW | --> | C18 ex RAMSTOWN | Ramstown [T41,T42] | CRANE |  | 52.6709 | -6.3004
021346Z | MV/LV Substation RY***346Z |  | 10 kV | _ | LV | 630 kVA :Building Structure | 0.63 | --> | 0.63 | 0 | 0 | Constrained, otherwise capacity available =411 kVA | --> | 0.598 | 0 | 0 | 0.5 | 0 |  | --> | C15 ex RIVERSTOWN | Riverstown [T41,T42] | KILBARRY |  | 51.9299 | -8.3952
068356 | MV/LV Substation MA***356 |  | 10 kV | _ | LV | 630 kVA :Kiosk Substation | 0.63 | --> | 0.63 | 0 | 0 | Constrained, otherwise capacity available =324 kVA | --> | 0.598 | 0 | 0.026 | 0.5 | 0 |  | --> | C16 ex WATLING STREET | Watling Street [T41,T42] | FRANCIS STREET |  | 53.3519 | -6.2828
184126X | MV/LV Substation OL***126X |  | 10 kV | _ | LV | 100 kVA :Pole Substation | 0.1 | --> | 0.1 | 0.078 | 3.38 |  | --> | 0.095 | 0 | 0.031 | 0 | 0 | Constrained, otherwise capacity available =69 kW | --> | C20 ex CASTLEBLAYNEY | Castleblayney [T41,T42] | DUNDALK |  | 54.108 | -6.7283
014586Z | MV/LV Substation DR***586Z |  | 10 kV | _ | LV | 100 kVA :Pole Substation | 0.1 | --> | 0.1 | 0 | 0 | Constrained, otherwise capacity available =73 kVA | --> | 0.095 | 0 | 0.007 | 0 | 0 | Constrained, otherwise capacity available =86 kW | --> | C13 ex ATHGARVAN | Athgarvan [T41,T44] | NEWBRIDGE |  | 53.1579 | -6.8158
109424 | MV/LV Substation BE***424 |  | 10 kV | _ | LV | 630 kVA :Building Structure | 0.63 | --> | 0.63 | 0 | 0 | Constrained, otherwise capacity available =479 kVA | --> | 0.598 | 0 | 0.016 | 0 | 0 | Constrained, otherwise capacity available =566 kW | --> | E16 ex DRUMLINE | Drumline [T421,T422] | DRUMLINE |  | 52.7198 | -8.8698
029556X | MV/LV Substation GY***556X |  | 10 kV | _ | LV | 100 kVA :Pole Substation | 0.1 | --> | 0.1 | 0 | 0 | Constrained, otherwise capacity available =91 kVA | --> | 0.095 | 0 | 0 | 0 | 0 | Constrained, otherwise capacity available =94 kW | --> | C17 ex CARRIGTWOHILL |  |  |  | 51.8984 | -8.2709
093100Z | MV/LV Substation CO***100Z |  | 10 kV | _ | LV | 50 kVA :Pole Substation | 0.05 | --> | 0.05 | 0 | 0 | Constrained, otherwise capacity available =50 kVA | --> | 0.048 | 0 | 0 | 0.047 | 0 |  | --> | C13 ex POPPINTREE | Poppintree [T101,T102] | FINGLAS |  | 53.416 | -6.2537
119944X | MV/LV Substation BA***944X |  | 10 kV | _ | LV | 50 kVA :Pole Substation | 0.05 | --> | 0.05 | 0 | 0 | Constrained, otherwise capacity available =41 kVA | --> | 0.048 | 0 | 0.056 | 0 | 0 | Constrained, otherwise capacity available =5 kW | --> | C11 ex KANTURK | Kanturk [T41,T42] | GLENLARA |  | 52.2059 | -8.8464
036093 | MV/LV Substation SP***093 |  | 20 kV | _ | LV | 50 kVA :Pole Substation | 0.05 | --> | 0.05 | 0 | 0 |  | --> | 0.048 | 0 | 0 | 0 | 0 | Constrained, otherwise capacity available =39 kW | --> | E20 ex GARRANACANTY | Garranacanty [T421,T422] | TIPPERARY |  | 52.5055 | -7.9904
158142 | MV/LV Substation PA***142 |  | 10 kV | _ | LV | 50 kVA :Pole Substation | 0.05 | --> | 0.05 | 0.035 | 0.83 |  | --> | 0.048 | 0 | 0.009 | 0 | 0 | Constrained, otherwise capacity available =39 kW | --> | C18 ex MILLTOWN MALBAY | Milltown Malbay [T42] | TULLABRACK |  | 52.8474 | -9.4196
015036 | MV/LV Substation HA***036 |  | 10 kV | _ | LV | 200 kVA :Pole Substation | 0.2 | --> | 0.2 | 0 | 0 | Constrained, otherwise capacity available =199 kVA | --> | 0.19 | 0 | 0 | 0 | 0 | Constrained, otherwise capacity available =190 kW | --> | C11 ex JOHNSTOWN | Johnstown [T41,T42] | KILTEEL |  | 53.2312 | -6.5798
196079 | MV/LV Substation EI***079 |  | 10 kV | _ | LV | 100 kVA :Pole Substation | 0.1 | --> | 0.1 | 0 | 0 | Constrained, otherwise capacity available =82 kVA | --> | 0.095 | 0 | 0.006 | 0 | 0 | Constrained, otherwise capacity available =88 kW | --> | C18 ex ATHBOY | Athboy [T42] | NAVAN |  | 53.6228 | -6.9061
066108Z | MV/LV Substation TH***108Z |  | 10 kV | _ | LV | 400 kVA :Kiosk Substation | 0.4 | --> | 0.4 | 0 | 0 | Constrained, otherwise capacity available =316 kVA | --> | 0.38 | 0 | 0.056 | 0 | 0 | Constrained, otherwise capacity available =327 kW | --> | C15 ex MALAHIDE | Malahide [T41,T42] | GLASMORE |  | 53.4324 | -6.1336
2814011 | MV/LV Substation KN***4011 |  | 10 kV | _ | LV | 100 kVA :Pole Substation | 0.1 | --> | 0.1 | 0 | 0 | Constrained, otherwise capacity available =97 kVA | --> | 0.095 | 0 | 0 | 0 | 0 | Constrained, otherwise capacity available =95 kW | --> | C16 ex CARRIGALINE | Carrigaline [T41,T42] | BARNAHELY |  | 51.8628 | -8.3722
046005 | MV/LV Substation CL***005 |  | 10 kV | _ | LV | 630 kVA :Building Structure | 0.63 | --> | 0.63 | 0.394 | 5.48 |  | --> | 0.598 | 0 | 0 | 0.5 | 0 |  | --> | C11 ex BALLYTIVNAN | Ballytivnan [T41,T42] | SLIGO |  | 54.2817 | -8.4619
158588X | MV/LV Substation MI***588X |  | 10 kV | _ | LV | 100 kVA :Pole Substation | 0.1 | --> | 0.1 | 0.087 | 0.83 |  | --> | 0.095 | 0 | 0.023 | 0 | 0 | Constrained, otherwise capacity available =76 kW | --> | C18 ex MILLTOWN MALBAY | Milltown Malbay [T42] | TULLABRACK |  | 52.8528 | -9.4097
238953X | MV/LV Substation GA***953X |  | 20 kV | _ | LV | 400 kVA :Kiosk Substation | 0.4 | --> | 0.4 | 0 | 0 | Constrained, otherwise capacity available =331 kVA | --> | 0.38 | 0 | 0 | 0 | 0 | Constrained, otherwise capacity available =370 kW | --> | E12 ex BALLINROBE | Ballinrobe [T421,T422] | DALTON |  | 53.6229 | -9.2234
010557X | MV/LV Substation SM***557X |  | 20 kV | _ | LV | 50 kVA :Pole Substation | 0.05 | --> | 0.05 | 0 | 0 | Constrained, otherwise capacity available =47 kVA | --> | 0.048 | 0 | 0 | 0 | 0 | Constrained, otherwise capacity available =47 kW | --> | E11 ex BALLYHALE | Ballyhale [T42,T421] | KILKENNY |  | 52.5458 | -7.1507
158780X | MV/LV Substation KI***780X |  | 20 kV | _ | LV | 50 kVA :Pole Substation | 0.05 | --> | 0.05 | 0 | 0 | Constrained, otherwise capacity available =47 kVA | --> | 0.048 | 0 | 0 | 0 | 0 | Constrained, otherwise capacity available =47 kW | --> | C19 ex ENNISTYMON | Ennistymon [T41,T42] | ENNIS |  | 52.9791 | -9.2168
127711Y | MV/LV Substation RO***711Y |  | 10 kV | _ | LV | 400 kVA :Kiosk Substation | 0.4 | --> | 0.4 | 0 | 0 | Constrained, otherwise capacity available =323 kVA | --> | 0.38 | 0 | 0.01 | 0 | 0 | Constrained, otherwise capacity available =362 kW | --> | C11 ex HOLYCROSS ROAD | Holycross Road [T41,T42] | THURLES |  | 52.6665 | -7.8154
005487X | MV/LV Substation BA***487X |  | 20 kV | _ | LV | 50 kVA :Pole Substation | 0.05 | --> | 0.05 | 0.046 | 17.8 |  | --> | 0.048 | 0 | 0 | 0.047 | 0 |  | --> | E19 ex BANOGE | Banoge [T121,T122] | BANOGE |  | 52.6162 | -6.3069
049694X | MV/LV Substation CA***694X |  | 20 kV | _ | LV | 50 kVA :Pole Substation | 0.05 | --> | 0.05 | 0.04 | 0.21 |  | --> | 0.048 | 0 | 0 | 0 | 0 | Constrained, otherwise capacity available =46 kW | --> | E12 ex LONGFORD | Longford [T421,T422] | RICHMOND |  | 53.9214 | -7.6677
067313Y | MV/LV Substation CA***313Y |  | 20 kV | _ | LV | 630 kVA :Building Structure | 0.63 | --> | 0.63 | 0 | 0 | Constrained, otherwise capacity available =610 kVA | --> | 0.598 | 0 | 0 | 0 | 0 | Constrained, otherwise capacity available =596 kW | --> | E11 ex DRUMLINE | Drumline [T421,T422] | DRUMLINE |  | 52.7181 | -8.8617
058492Y | MV/LV Substation LI***492Y |  | 10 kV | _ | LV | 400 kVA :Building Structure | 0.4 | --> | 0.4 | 0 | 0 | Constrained, otherwise capacity available =365 kVA | --> | 0.38 | 0 | 0 | 0 | 0 | Constrained, otherwise capacity available =375 kW | --> | C12 ex KYLEERAGH | Kyleeragh [T41,T42] | NENAGH |  | 52.864 | -8.2197
365623 | MV/LV Substation OA***623 |  | 10 kV | _ | LV | 200 kVA :Kiosk Substation | 0.2 | --> | 0.2 | 0 | 0 | Constrained, otherwise capacity available =115 kVA | --> | 0.19 | 0 | 0.015 | 0.167 | 0 |  | --> | C17 ex CLONDALKIN | Clondalkin [T41,T42,T44] | INCHICORE 220KV |  | 53.3281 | -6.4045
003544 | MV/LV Substation BA***544 |  | 10 kV | _ | LV | 50 kVA :Pole Substation | 0.05 | --> | 0.05 | 0.036 | 0.48 |  | --> | 0.048 | 0 | 0.006 | 0 | 0 | Constrained, otherwise capacity available =41 kW | --> | C15 ex KILMARTIN | Kilmartin [T41] | ARKLOW |  | 53.0252 | -6.1043
237845 | MV/LV Substation CL***845 |  | 20 kV | _ | LV | 200 kVA :Kiosk Substation | 0.2 | --> | 0.2 | 0 | 0 | Constrained, otherwise capacity available =155 kVA | --> | 0.19 | 0 | 0 | 0 | 0 | Constrained, otherwise capacity available =184 kW | --> | C12 ex DUNLEER | Dunleer [T41,T42] | DRYBRIDGE |  | 53.7888 | -6.2351
042889X | MV/LV Substation CU***889X |  | 10 kV | _ | LV | 50 kVA :Pole Substation | 0.05 | --> | 0.05 | 0 | 0 | Constrained, otherwise capacity available =45 kVA | --> | 0.048 | 0 | 0 | 0 | 0 | Constrained, otherwise capacity available =47 kW | --> | C20 ex KNOCKAPHUNTA | Knockaphunta [T41,T42] | CASTLEBAR |  | 53.8276 | -9.2755
158141Y | MV/LV Substation CA***141Y |  | 10 kV | _ | LV | 100 kVA :Pole Substation | 0.1 | --> | 0.1 | 0 | 0 | Constrained, otherwise capacity available =99 kVA | --> | 0.095 | 0 | 0 | 0 | 0 | Constrained, otherwise capacity available =95 kW | --> | C22 ex ENNISTYMON | Ennistymon [T41,T42] | ENNIS |  | 52.9554 | -9.2802
009409X | MV/LV Substation BA***409X |  | 10 kV | _ | LV | 50 kVA :Pole Substation | 0.05 | --> | 0.05 | 0.05 | 13.6 |  | --> | 0.048 | 0 | 0 | 0.048 | 0 |  | --> | C22 ex KILLOTERAN | Killoteran [T101,T102] | KILLOTERAN |  | 52.2335 | -7.1622
065039 | MV/LV Substation HA***039 |  | 10 kV | _ | LV | 200 kVA :Kiosk Substation | 0.2 | --> | 0.2 | 0 | 0 | Constrained, otherwise capacity available =8 kVA | --> | 0.19 | 0 | 0.023 | 0 | 0 | Constrained, otherwise capacity available =145 kW | --> | C19 ex LOUGHSHINNY | Loughshinny [T41,T42] | GLASMORE |  | 53.5828 | -6.105
365655X | MV/LV Substation MI***655X |  | 10 kV | _ | LV | 630 kVA :Kiosk Substation | 0.63 | --> | 0.63 | 0 | 0 | Constrained, otherwise capacity available =341 kVA | --> | 0.598 | 0 | 0.035 | 0.5 | 0 |  | --> | C19 ex OLDBAWN | Oldbawn [T41,T42] | COOKSTOWN |  | 53.2834 | -6.3558
081306Z | MV/LV Substation CO***306Z |  | 10 kV | _ | LV | 400 kVA :Kiosk Substation | 0.4 | --> | 0.4 | 0 | 0 | Constrained, otherwise capacity available =326 kVA | --> | 0.38 | 0 | 0 | 0.37 | 0 |  | --> | C17 ex LIFFEY VALLEY | Liffey Valley [T41,T42] | INCHICORE 220KV |  | 53.3475 | -6.3906
255140X | MV/LV Substation HE***140X |  | 10 kV | _ | LV | 50 kVA :Pole Substation | 0.05 | --> | 0.05 | 0 | 0 | Constrained, otherwise capacity available =49 kVA | --> | 0.048 | 0 | 0 | 0 | 0 | Constrained, otherwise capacity available =47 kW | --> | E12 ex KILLYBEGS | Killybegs [T422] | BINBANE |  | 54.6423 | -8.3214
252901 | MV/LV Substation I ***901 |  | 10 kV | _ | LV | 200 kVA :Building Structure | 0.2 | --> | 0.2 | 0.193 | 2.76 |  | --> | 0.19 | 0 | 0 | 0.189 | 0 |  | --> | C19 ex RECESS | Recess [T41] | SCREEB |  | 53.3916 | -9.9162
0644343 | MV/LV Substation FE***4343 |  | 20 kV | _ | LV | 400 kVA :Kiosk Substation | 0.4 | --> | 0.4 | 0 | 0 | Constrained, otherwise capacity available =354 kVA | --> | 0.38 | 0 | 0 | 0 | 0 | Constrained, otherwise capacity available =374 kW | --> | E21 ex SLANE | Slane [T421] | DRYBRIDGE |  | 53.7104 | -6.5394
249786 | MV/LV Substation WH***786 |  | 10 kV | _ | LV | 630 kVA :Building Structure | 0.63 | --> | 0.63 | 0 | 0 | Constrained, otherwise capacity available =623 kVA | --> | 0.598 | 0 | 0 | 0 | 0 | Constrained, otherwise capacity available =598 kW | --> | C15 ex KILCLOHER | Kilcloher [T41,T42] | DUNGARVAN |  | 52.1084 | -7.7459
001300 | MV/LV Substation RO***300 |  | 10 kV | _ | LV | 400 kVA :Building Structure | 0.4 | --> | 0.4 | 0.298 | 1.16 |  | --> | 0.38 | 0 | 0.022 | 0.35 | 0 |  | --> | C19 ex DEANSGRANGE | Deansgrange [T41,T42] | CARRICKMINES |  | 53.2878 | -6.1658
081290Z | MV/LV Substation TH***290Z |  | 10 kV | _ | LV | 630 kVA :Kiosk Substation | 0.63 | --> | 0.63 | 0 | 0 | Constrained, otherwise capacity available =400 kVA | --> | 0.598 | 0 | 0 | 0.5 | 0 |  | --> | C16 ex CLONDALKIN | Clondalkin [T41,T42,T44] | INCHICORE 220KV |  | 53.3242 | -6.3941
1604020 | MV/LV Substation BY***4020 |  | 10 kV | _ | LV | 50 kVA :Pole Substation | 0.05 | --> | 0.05 | 0 | 0 | Constrained, otherwise capacity available =50 kVA | --> | 0.048 | 0 | 0 | 0 | 0 | Constrained, otherwise capacity available =48 kW | --> | C18 ex PORTARLINGTON | Portarlington [T41,T42] | PORTLAOISE |  | 53.1679 | -7.2713
3054113 | MV/LV Substation DE***4113 |  | 20 kV | _ | LV | 100 kVA :Pole Substation | 0.1 | --> | 0.1 | 0.1 | 4.61 |  | --> | 0.095 | 0 | 0 | 0 | 0 | Constrained, otherwise capacity available =95 kW | --> | E11 ex LUMCLOON | Lumcloon [T421,T422] | DALLOW |  | 53.2177 | -7.835
017111Y | MV/LV Substation BA***111Y |  | 20 kV | _ | LV | 200 kVA :Pole Substation | 0.2 | --> | 0.2 | 0.152 | 1.58 |  | --> | 0.19 | 0 | 0 | 0 | 0 | Constrained, otherwise capacity available =183 kW | --> | C17 ex FOYNES | Foynes [T41,T42] | RATHKEALE |  | 52.5627 | -9.3285
048227X | MV/LV Substation ER***227X |  | 20 kV | _ | LV | 200 kVA :Kiosk Substation | 0.2 | --> | 0.2 | 0.178 | 2.03 |  | --> | 0.19 | 0 | 0 | 0 | 0 | Constrained, otherwise capacity available =187 kW | --> | E16 ex MOHILL | Mohill [T421,T422] | CARRICK ON SHANNON |  | 53.9036 | -7.8399
013989Y | MV/LV Substation RA***989Y |  | 10 kV | _ | LV | 200 kVA :Pole Substation | 0.2 | --> | 0.2 | 0.121 | 0.12 | Constrained, otherwise capacity available =150 kVA | --> | 0.19 | 0 | 0.012 | 0.174 | 0 |  | --> | C21 ex ATHY | Athy [T101,T102] | ATHY |  | 52.9422 | -7.0475
007165X | MV/LV Substation KI***165X |  | 10 kV | _ | LV | 400 kVA :Building Structure | 0.4 | --> | 0.4 | 0.343 | 0.9 |  | --> | 0.38 | 0 | 0 | 0 | 0 | Constrained, otherwise capacity available =372 kW | --> | C19 ex CLONARD | Clonard [T41,T42] | WEXFORD |  | 52.3263 | -6.4921
149623 | MV/LV Substation PO***623 |  | 10 kV | _ | LV | 400 kVA :Building Structure | 0.4 | --> | 0.4 | 0 | 0 | Constrained, otherwise capacity available =104 kVA | --> | 0.38 | 0 | 0 | 0 | 0 | Constrained, otherwise capacity available =338 kW | --> | C14 ex DONEGAL | Donegal [T41,T42] | CATHALEENS FALL |  | 54.6557 | -8.1099
0684132 | MV/LV Substation CL***4132 |  | 10 kV | _ | LV | 200 kVA :Kiosk Substation | 0.2 | --> | 0.2 | 0 | 0 | Constrained, otherwise capacity available =200 kVA | --> | 0.19 | 0 | 0 | 0 | 0 | Constrained, otherwise capacity available =190 kW | --> | C22 ex CLONTARF |  |  |  | 53.3691 | -6.1936
052858Y | MV/LV Substation HA***858Y |  | 10 kV | _ | LV | 630 kVA :Building Structure | 0.63 | --> | 0.63 | 0.454 | 10.9 |  | --> | 0.598 | 0 | 0 | 0.5 | 0 |  | --> | C19 ex MULLINGAR | Mullingar [T101,T102] | MULLINGAR |  | 53.5279 | -7.3365
3774090 | MV/LV Substation CL***4090 |  | 20 kV | _ | LV | 50 kVA :Pole Substation | 0.05 | --> | 0.05 | 0 | 0 | Constrained, otherwise capacity available =31 kVA | --> | 0.048 | 0 | 0 | 0 | 0 | Constrained, otherwise capacity available =45 kW | --> | E18 ex GURRANEBANE | Gurranebane [T421,T422] | OUGHTRAGH |  | 51.8535 | -10.253
288697 | MV/LV Substation WO***697 |  | 10 kV | _ | LV | 100 kVA :Pole Substation | 0.1 | --> | 0.1 | 0 | 0 | Constrained, otherwise capacity available =81 kVA | --> | 0.095 | 0 | 0.023 | 0.075 | 0 |  | --> | C13 ex SANDYFORD | Sandyford [T41,T42] | CARRICKMINES |  | 53.2659 | -6.3131
167500 | MV/LV Substation RA***500 |  | 20 kV | _ | LV | 50 kVA :Pole Substation | 0.05 | --> | 0.05 | 0 | 0 | Constrained, otherwise capacity available =50 kVA | --> | 0.048 | 0 | 0 | 0 | 0 | Constrained, otherwise capacity available =48 kW | --> | E11 ex WHITECHURCH | Whitechurch [T421,T422] | KILBARRY |  | 52.0148 | -8.5973
2514185 | MV/LV Substation KI***4185 |  | 10 kV | _ | LV | 50 kVA :Pole Substation | 0.05 | --> | 0.05 | 0 | 0 | Constrained, otherwise capacity available =45 kVA | --> | 0.048 | 0 | 0 | 0 | 0 | Constrained, otherwise capacity available =47 kW | --> | C19 ex PARKMORE | Parkmore [T41,T42] | GALWAY 110KV |  | 53.3052 | -8.9551
154358Z | MV/LV Substation AL***358Z |  | 10 kV | _ | LV | 400 kVA :Kiosk Substation | 0.4 | --> | 0.4 | 0 | 0 | Constrained, otherwise capacity available =316 kVA | --> | 0.38 | 0 | 0.009 | 0.362 | 0 |  | --> | C22 ex MACETOWN | Macetown [T101,T102] | MACETOWN |  | 53.3899 | -6.4263
012517Y | MV/LV Substation RO***517Y |  | 20 kV | _ | LV | 100 kVA :Pole Substation | 0.1 | --> | 0.1 | 0.091 | 2.83 |  | --> | 0.095 | 0 | 0 | 0 | 0 | Constrained, otherwise capacity available =94 kW | --> | E12 ex BAGENALSTOWN | Bagenalstown [T421,T422] | CARLOW |  | 52.7002 | -6.9873
281390Z | MV/LV Substation CA***390Z |  | 10 kV | _ | LV | 200 kVA :Kiosk Substation | 0.2 | --> | 0.2 | 0 | 0 | Constrained, otherwise capacity available =132 kVA | --> | 0.19 | 0 | 0.021 | 0 | 0 | Constrained, otherwise capacity available =165 kW | --> | C15 ex CARRIGALINE | Carrigaline [T41,T42] | BARNAHELY |  | 51.8274 | -8.3969
093088Z | MV/LV Substation PJ***088Z |  | 10 kV | _ | LV | 400 kVA :Building Structure | 0.4 | --> | 0.4 | 0 | 0 | Constrained, otherwise capacity available =371 kVA | --> | 0.38 | 0 | 0 | 0.376 | 0 |  | --> | C22 ex GRANGE (DR) | Grange (dr) [T41,T42] | GRANGE (DR) |  | 53.4052 | -6.182
069720 | MV/LV Substation TE***720 |  | 10 kV | _ | LV | 630 kVA :Kiosk Substation | 0.63 | --> | 0.63 | 0.5 | 9.28 |  | --> | 0.598 | 0 | 0 | 0.5 | 0 |  | --> | C15 ex PEMBROKE | Pembroke [T41,T42,T43,T44] | RINGSEND |  | 53.3334 | -6.2163
154380 | MV/LV Substation HA***380 |  | 10 kV | _ | LV | 400 kVA :Building Structure | 0.4 | --> | 0.4 | 0 | 0 | Constrained, otherwise capacity available =271 kVA | --> | 0.38 | 0 | 0 | 0 | 0 | Constrained, otherwise capacity available =362 kW | --> | C15 ex COOLMINE | Coolmine [T41,T42] | FINGLAS |  | 53.3925 | -6.4205
022993 | MV/LV Substation CA***993 |  | 10 kV | _ | LV | 200 kVA :Pole Substation | 0.2 | --> | 0.2 | 0.101 | 2.24 |  | --> | 0.19 | 0 | 0.01 | 0 | 0 | Constrained, otherwise capacity available =168 kW | --> | C19 ex CASTLETOWNROCHE | Castletownroche [T41] | MALLOW |  | 52.1714 | -8.4653
156203X | MV/LV Substation EM***203X |  | 20 kV | _ | LV | 50 kVA :Pole Substation | 0.05 | --> | 0.05 | 0.041 | 2.47 |  | --> | 0.048 | 0 | 0 | 0 | 0 | Constrained, otherwise capacity available =46 kW | --> | E19 ex TELAYDON | Telaydon [T42,T421] | LISDRUM |  | 54.3366 | -6.9559
207321 | MV/LV Substation FE***321 |  | 10 kV | _ | LV | 50 kVA :Pole Substation | 0.05 | --> | 0.05 | 0.037 | 3.38 |  | --> | 0.048 | 0 | 0 | 0 | 0 | Constrained, otherwise capacity available =46 kW | --> | C15 ex GLENGOOLE | Glengoole [T41] | THURLES |  | 52.7158 | -7.5998
256250X | MV/LV Substation VA***250X |  | 20 kV | _ | LV | 50 kVA :Pole Substation | 0.05 | --> | 0.05 | 0.05 | 1.28 |  | --> | 0.048 | 0 | 0 | 0 | 0 | Constrained, otherwise capacity available =48 kW | --> | C22 ex CASTLEREA | Castlerea [T41,T42] | CARRICK ON SHANNON |  | 53.7769 | -8.4018
036088Y | MV/LV Substation RA***088Y |  | 10 kV | _ | LV | 50 kVA :Pole Substation | 0.05 | --> | 0.05 | 0 | 0 | Constrained, otherwise capacity available =46 kVA | --> | 0.048 | 0 | 0 | 0 | 0 | Constrained, otherwise capacity available =47 kW | --> | E16 ex GARRANACANTY | Garranacanty [T421,T422] | TIPPERARY |  | 52.4752 | -8.1475
002822 | MV/LV Substation DE***822 |  | 10 kV | _ | LV | 50 kVA :Pole Substation | 0.05 | --> | 0.05 | 0.035 | 0.48 |  | --> | 0.048 | 0 | 0 | 0 | 0 | Constrained, otherwise capacity available =46 kW | --> | C20 ex KILMARTIN | Kilmartin [T41] | ARKLOW |  | 53.0519 | -6.2355
060845X | MV/LV Substation BU***845X |  | 10 kV | _ | LV | 50 kVA :Pole Substation | 0.05 | --> | 0.05 | 0.021 | 2.57 |  | --> | 0.048 | 0 | 0 | 0 | 0 | Constrained, otherwise capacity available =43 kW | --> | C17 ex ERRIGAL | Errigal [T41,T422] | SHANKILL |  | 54.092 | -7.1843
068116X | MV/LV Substation HA***116X |  | 10 kV | _ | LV | 1000 kVA :Building Structure | 1 | --> | 1 | 0 | 0 | Constrained, otherwise capacity available =617 kVA | --> | 0.95 | 0 | 0.031 | 0.5 | 0 |  | --> | C14 ex PHIBSBORO | Phibsboro [T41,T42] | FINGLAS |  | 53.3511 | -6.2757
154628Z | MV/LV Substation UN***628Z |  | 20 kV | _ | LV | 630 kVA :Building Structure | 0.63 | --> | 0.63 | 0 | 0 | Constrained, otherwise capacity available =545 kVA | --> | 0.598 | 0 | 0 | 0 | 0 | Constrained, otherwise capacity available =587 kW | --> | E14 ex CORDUFF |  |  |  | 53.4135 | -6.3471
281448 | MV/LV Substation WO***448 |  | 10 kV | _ | LV | 400 kVA :Kiosk Substation | 0.4 | --> | 0.4 | 0 | 0 | Constrained, otherwise capacity available =253 kVA | --> | 0.38 | 0 | 0.024 | 0 | 0 | Constrained, otherwise capacity available =342 kW | --> | C16 ex DOUGLAS | Douglas [T41,T42] | TRABEG |  | 51.8893 | -8.4235
248914X | MV/LV Substation ME***914X |  | 20 kV | _ | LV | 50 kVA :Pole Substation | 0.05 | --> | 0.05 | 0 | 0 | Constrained, otherwise capacity available =48 kVA | --> | 0.048 | 0 | 0 | 0 | 0 | Constrained, otherwise capacity available =47 kW | --> | E13 ex KILCOCK | Kilcock [T421,T422] | GRIFFINRATH |  | 53.5147 | -6.5643
160764Y | MV/LV Substation M.***764Y |  | 10 kV | _ | LV | 400 kVA :Kiosk Substation | 0.4 | --> | 0.4 | 0 | 0 | Constrained, otherwise capacity available =294 kVA | --> | 0.38 | 0 | 0 | 0 | 0 | Constrained, otherwise capacity available =365 kW | --> | C15 ex MOUNTMELLICK | Mountmellick [T41,T42] | PORTLAOISE |  | 53.1162 | -7.3296
026602X | MV/LV Substation AT***602X |  | 10 kV | _ | LV | 630 kVA :Kiosk Substation | 0.63 | --> | 0.63 | 0.5 | 8.66 |  | --> | 0.598 | 0 | 0 | 0 | 0 | Constrained, otherwise capacity available =598 kW | --> | C14 ex BANDON | Bandon [T101,T42] | BANDON |  | 51.7498 | -8.7198
062052 | MV/LV Substation WR***052 |  | 10 kV | _ | LV | 400 kVA :Building Structure | 0.4 | --> | 0.4 | 0.076 | 5.69 |  | --> | 0.38 | 0 | 0.01 | 0 | 0 | Constrained, otherwise capacity available =326 kW | --> | C23 ex RAMPARTS | Ramparts [T41,T42] | DUNDALK |  | 54.0071 | -6.4011
253737X | MV/LV Substation 1X***737X |  | 10 kV | _ | LV | 200 kVA :Building Structure | 0.2 | --> | 0.2 | 0 | 0 | Constrained, otherwise capacity available =184 kVA | --> | 0.19 | 0 | 0 | 0 | 0 | Constrained, otherwise capacity available =188 kW | --> | C16 ex TUAM NORTH | Tuam North [T41,T42] | CLOON |  | 53.5223 | -8.8801
366430 | MV/LV Substation CU***430 |  | 20 kV | _ | LV | 200 kVA :Pole Substation | 0.2 | --> | 0.2 | 0.185 | 0.45 |  | --> | 0.19 | 0 | 0.006 | 0 | 0 | Constrained, otherwise capacity available =184 kW | --> | C16 ex CARRAROE | Carraroe [T42] | SCREEB |  | 53.2622 | -9.612
039524 | MV/LV Substation CA***524 |  | 10 kV | _ | LV | 50 kVA :Pole Substation | 0.05 | --> | 0.05 | 0 | 0 | Constrained, otherwise capacity available =9 kVA | --> | 0.048 | 0 | 0.014 | 0 | 0 | Constrained, otherwise capacity available =31 kW | --> | C18 ex ORANMORE | Oranmore [T41,T44] | GALWAY 110KV |  | 53.2742 | -8.9255
305247 | MV/LV Substation BE***247 |  | 20 kV | _ | LV | 200 kVA :Pole Substation | 0.2 | --> | 0.2 | 0.177 | 4.61 |  | --> | 0.19 | 0 | 0.005 | 0 | 0 | Constrained, otherwise capacity available =183 kW | --> | E12 ex LUMCLOON | Lumcloon [T421,T422] | DALLOW |  | 53.2542 | -7.8958
041996X | MV/LV Substation RO***996X |  | 20 kV | _ | LV | 100 kVA :Pole Substation | 0.1 | --> | 0.1 | 0 | 0 | Constrained, otherwise capacity available =100 kVA | --> | 0.095 | 0 | 0 | 0 | 0 | Constrained, otherwise capacity available =95 kW | --> | E19 ex DALTON | Dalton [T421,T422] | DALTON |  | 53.6188 | -9.041
265199 | MV/LV Substation CA***199 |  | 20 kV | _ | LV | 200 kVA :Pole Substation | 0.2 | --> | 0.2 | 0.173 | 2.56 |  | --> | 0.19 | 0 | 0 | 0.186 | 0 |  | --> | C18 ex KILLESHANDRA | Killeshandra [T41,T42] | GORTAWEE |  | 53.9199 | -7.5455
138761 | MV/LV Substation TA***761 |  | 10 kV | _ | LV | 50 kVA :Pole Substation | 0.05 | --> | 0.05 | 0.041 | 2.18 |  | --> | 0.048 | 0 | 0.011 | 0 | 0 | Constrained, otherwise capacity available =38 kW | --> | C24 ex BAILIEBORO | Bailieboro [T41,T42] | MEATH HILL |  | 53.9112 | -6.9714
142021Y | MV/LV Substation TO***021Y |  | 10 kV | _ | LV | 200 kVA :Pole Substation | 0.2 | --> | 0.2 | 0 | 0 | Constrained, otherwise capacity available =196 kVA | --> | 0.19 | 0 | 0 | 0 | 0 | Constrained, otherwise capacity available =190 kW | --> | C11 ex ATHENRY | Athenry [T41,T42] | GALWAY 110KV |  | 53.3232 | -8.8023
049719Y | MV/LV Substation CL***719Y |  | 20 kV | _ | LV | 200 kVA :Kiosk Substation | 0.2 | --> | 0.2 | 0.109 | 0.21 |  | --> | 0.19 | 0 | 0.009 | 0 | 0 | Constrained, otherwise capacity available =170 kW | --> | E18 ex LONGFORD | Longford [T421,T422] | RICHMOND |  | 53.7472 | -7.7985
062718Y | MV/LV Substation NI***718Y |  | 10 kV | _ | LV | 630 kVA :Building Structure | 0.63 | --> | 0.63 | 0.366 | 5.69 |  | --> | 0.598 | 0 | 0.004 | 0 | 0 | Constrained, otherwise capacity available =558 kW | --> | C23 ex RAMPARTS | Ramparts [T41,T42] | DUNDALK |  | 54.0086 | -6.401
355364 | MV/LV Substation RO***364 |  | 10 kV | _ | LV | 100 kVA :Pole Substation | 0.1 | --> | 0.1 | 0.054 | 0.06 |  | --> | 0.095 | 0 | 0.021 | 0 | 0 | Constrained, otherwise capacity available =73 kW | --> | C15 ex TUBBERCURRY | Tubbercurry [T41,T42] | TONROE |  | 54.052 | -8.7222
120446Y | MV/LV Substation ED***446Y |  | 20 kV | _ | LV | 200 kVA :Kiosk Substation | 0.2 | --> | 0.2 | 0.148 | 3.5 |  | --> | 0.19 | 0 | 0.007 | 0 | 0 | Constrained, otherwise capacity available =178 kW | --> | E12 ex DUNFIRTH | Dunfirth [T122] | DUNFIRTH |  | 53.458 | -6.9287
365097X | MV/LV Substation CA***097X |  | 10 kV | _ | LV | 400 kVA :Kiosk Substation | 0.4 | --> | 0.4 | 0 | 0 | Constrained, otherwise capacity available =296 kVA | --> | 0.38 | 0 | 0.02 | 0.351 | 0 |  | --> | C15 ex CLONDALKIN | Clondalkin [T41,T42,T44] | INCHICORE 220KV |  | 53.3233 | -6.3892
009420 | MV/LV Substation SK***420 |  | 10 kV | _ | LV | 50 kVA :Pole Substation | 0.05 | --> | 0.05 | 0 | 0 | Constrained, otherwise capacity available =31 kVA | --> | 0.048 | 0 | 0.031 | 0 | 0 | Constrained, otherwise capacity available =22 kW | --> | C15 ex GRANAGH | Granagh [T41,T42] | WATERFORD |  | 52.3146 | -7.1459
0124065 | MV/LV Substation LA***4065 |  | 10 kV | _ | LV | 200 kVA :Pole Substation | 0.2 | --> | 0.2 | 0.2 | 1.99 |  | --> | 0.19 | 0 | 0 | 0 | 0 | Constrained, otherwise capacity available =190 kW | --> | C20 ex GRAIGUE | Graigue [T41,T42] | CARLOW |  | 52.8457 | -6.9571
093512Z | MV/LV Substation BR***512Z |  | 10 kV | _ | LV | 630 kVA :Building Structure | 0.63 | --> | 0.63 | 0.5 | 12.96 |  | --> | 0.598 | 0 | 0.006 | 0.5 | 0 |  | --> | C30 ex ARTANE | Artane [T101,T102] | FINGLAS |  | 53.3814 | -6.2005
006689Y | MV/LV Substation BA***689Y |  | 20 kV | _ | LV | 50 kVA :Pole Substation | 0.05 | --> | 0.05 | 0 | 0 | Constrained, otherwise capacity available =46 kVA | --> | 0.048 | 0 | 0 | 0 | 0 | Constrained, otherwise capacity available =47 kW | --> | E18 ex CLONROCHE | Clonroche [T421,T422] | WEXFORD |  | 52.4499 | -6.6591
067419Y | MV/LV Substation EA***419Y |  | 10 kV | _ | LV | 400 kVA :Building Structure | 0.4 | --> | 0.4 | 0 | 0 | Constrained, otherwise capacity available =326 kVA | --> | 0.38 | 0 | 0.015 | 0.359 | 0 |  | --> | C11 ex GARRYOWEN | Garryowen [T41,T42] | LIMERICK |  | 52.6484 | -8.5843
069688 | MV/LV Substation MO***688 |  | 10 kV | _ | LV | 630 kVA :Kiosk Substation | 0.63 | --> | 0.63 | 0.5 | 9.28 |  | --> | 0.598 | 0 | 0 | 0.5 | 0 |  | --> | C19 ex PEMBROKE | Pembroke [T41,T42,T43,T44] | RINGSEND |  | 53.3329 | -6.2234
006004 | MV/LV Substation ME***004 |  | 10 kV | _ | LV | 200 kVA :Pole Substation | 0.2 | --> | 0.2 | 0.172 | 3.12 |  | --> | 0.19 | 0 | 0.015 | 0 | 0 | Constrained, otherwise capacity available =175 kW | --> | C14 ex BELLFIELD | Bellfield [T41,T42] | CRANE |  | 52.5067 | -6.5553
081097Z | MV/LV Substation JO***097Z |  | 10 kV | _ | LV | 400 kVA :Kiosk Substation | 0.4 | --> | 0.4 | 0 | 0 | Constrained, otherwise capacity available =268 kVA | --> | 0.38 | 0 | 0.047 | 0.327 | 0 |  | --> | C13 ex BALGADDY | Balgaddy [T41,T42] | GRANGE CASTLE |  | 53.3418 | -6.4435
030823 | MV/LV Substation KI***823 |  | 10 kV | _ | LV | 100 kVA :Pole Substation | 0.1 | --> | 0.1 | 0 | 0 | Constrained, otherwise capacity available =96 kVA | --> | 0.095 | 0 | 0 | 0 | 0 | Constrained, otherwise capacity available =94 kW | --> | E19 ex FOXHOLE | Foxhole [T421,T422] | DUNGARVAN |  | 52.0599 | -7.9018
082276Z | MV/LV Substation KI***276Z |  | 20 kV | _ | LV | 200 kVA :Kiosk Substation | 0.2 | --> | 0.2 | 0 | 0 | Constrained, otherwise capacity available =200 kVA | --> | 0.19 | 0 | 0 | 0 | 0 | Constrained, otherwise capacity available =190 kW | --> | E11 ex ACADEMY STREET | Academy Street [T421,T422,T44] | NAVAN |  | 53.5334 | -6.5942
0154200 | MV/LV Substation ST***4200 |  | 10 kV | _ | LV | 400 kVA :Kiosk Substation | 0.4 | --> | 0.4 | 0 | 0 | Constrained, otherwise capacity available =237 kVA | --> | 0.38 | 0 | 0.025 | 0 | 0 | Constrained, otherwise capacity available =339 kW | --> | C11 ex NAAS | Naas [T41,T42] | KILTEEL |  | 53.2083 | -6.6476
266115X | MV/LV Substation AU***115X |  | 20 kV | _ | LV | 200 kVA :Pole Substation | 0.2 | --> | 0.2 | 0 | 0 | Constrained, otherwise capacity available =179 kVA | --> | 0.19 | 0 | 0 | 0 | 0 | Constrained, otherwise capacity available =187 kW | --> | E12 ex CARNDONAGH | Carndonagh [T421,T422] | TRILLICK |  | 55.2756 | -7.395
012279Y | MV/LV Substation CE***279Y |  | 10 kV | _ | LV | 630 kVA :Building Structure | 0.63 | --> | 0.63 | 0.5 | 1.99 |  | --> | 0.598 | 0 | 0 | 0 | 0 | Constrained, otherwise capacity available =594 kW | --> | C14 ex GRAIGUE | Graigue [T41,T42] | CARLOW |  | 52.8371 | -6.9341
068344X | MV/LV Substation GR***344X |  | 10 kV | _ | LV | 1000 kVA :Building Structure | 1 | --> | 1 | 0.5 | 2.6 |  | --> | 0.95 | 0 | 0 | 0.5 | 0 |  | --> | C31 ex WOLFE TONE STREET | Wolfe Tone Street [T101,T102] | FINGLAS |  | 53.3507 | -6.2703
154622Z | MV/LV Substation PL***622Z |  | 10 kV | _ | LV | 630 kVA :Building Structure | 0.63 | --> | 0.63 | 0 | 0 | Constrained, otherwise capacity available =352 kVA | --> | 0.598 | 0 | 0 | 0.5 | 0 |  | --> | C16 ex COLLEGE PARK | College Park [T101,T102,T103] | COLLEGE PARK |  | 53.3955 | -6.3896
118563Y | MV/LV Substation RA***563Y |  | 10 kV | _ | LV | 400 kVA :Kiosk Substation | 0.4 | --> | 0.4 | 0.383 | 2 |  | --> | 0.38 | 0 | 0.005 | 0 | 0 | Constrained, otherwise capacity available =374 kW | --> | C11 ex BALLINASLOE | Ballinasloe [T41,T42] | SOMERSET |  | 53.3262 | -8.1936
001201X | MV/LV Substation ST***201X |  | 10 kV | _ | LV | 1000 kVA :Building Structure | 1 | --> | 1 | 0.5 | 0.86 | Constrained, otherwise capacity available =974 kVA | --> | 0.95 | 0 | 0 | 0.5 | 0 |  | --> | C17 ex BELFIELD | Belfield [T41,T42] | BLACKROCK |  | 53.3128 | -6.204
180851 | MV/LV Substation FA***851 |  | 10 kV | _ | LV | 200 kVA :Pole Substation | 0.2 | --> | 0.2 | 0.196 | 0.68 |  | --> | 0.19 | 0 | 0 | 0 | 0 | Constrained, otherwise capacity available =190 kW | --> | C24 ex MULLAGH | Mullagh [T44] | MEATH HILL |  | 53.812 | -6.944
093398Z | MV/LV Substation SH***398Z |  | 10 kV | _ | LV | 630 kVA :Building Structure | 0.63 | --> | 0.63 | 0.5 | 2.86 |  | --> | 0.598 | 0 | 0.035 | 0.5 | 0 |  | --> | C24 ex BALLYMUN | Ballymun [T41,T42] | FINGLAS |  | 53.3947 | -6.2578
012359Y | MV/LV Substation CI***359Y |  | 10 kV | _ | LV | 400 kVA :Kiosk Substation | 0.4 | --> | 0.4 | 0.38 | 1.99 |  | --> | 0.38 | 0 | 0 | 0 | 0 | Constrained, otherwise capacity available =377 kW | --> | C18 ex GRAIGUE | Graigue [T41,T42] | CARLOW |  | 52.8393 | -6.9462
067826Y | MV/LV Substation ST***826Y |  | 10 kV | _ | LV | 630 kVA :Building Structure | 0.63 | --> | 0.63 | 0 | 0 | Constrained, otherwise capacity available =590 kVA | --> | 0.598 | 0 | 0.008 | 0 | 0 | Constrained, otherwise capacity available =587 kW | --> | C19 ex CASTLETROY | Castletroy [T41,T42] | ARDNACRUSHA |  | 52.6715 | -8.5512
1204236 | MV/LV Substation GA***4236 |  | 20 kV | _ | LV | 50 kVA :Pole Substation | 0.05 | --> | 0.05 | 0.029 | 3.5 |  | --> | 0.048 | 0 | 0 | 0 | 0 | Constrained, otherwise capacity available =44 kW | --> | E11 ex DUNFIRTH | Dunfirth [T122] | DUNFIRTH |  | 53.4198 | -6.9736
068540X | MV/LV Substation LO***540X |  | 10 kV | _ | LV | 1000 kVA :Building Structure | 1 | --> | 1 | 0.5 | 9.02 |  | --> | 0.95 | 0 | 0 | 0.5 | 0 |  | --> | C16 ex MISERY HILL | Misery Hill [T101,T102] | POOLBEG |  | 53.3452 | -6.2369
009518Y | MV/LV Substation LA***518Y |  | 10 kV | _ | LV | 200 kVA :Kiosk Substation | 0.2 | --> | 0.2 | 0 | 0 | Constrained, otherwise capacity available =162 kVA | --> | 0.19 | 0 | 0.005 | 0 | 0 | Constrained, otherwise capacity available =181 kW | --> | C21 ex WATERFORD IND EST | Waterford Ind Est [T41,T42,T44] | BUTLERSTOWN |  | 52.2409 | -7.1296
066615Z | MV/LV Substation AB***615Z |  | 10 kV | _ | LV | 200 kVA :Kiosk Substation | 0.2 | --> | 0.2 | 0 | 0 | Constrained, otherwise capacity available =166 kVA | --> | 0.19 | 0 | 0.01 | 0 | 0 | Constrained, otherwise capacity available =178 kW | --> | C13 ex MALAHIDE | Malahide [T41,T42] | GLASMORE |  | 53.4253 | -6.1748
064861 | MV/LV Substation TE***861 |  | 20 kV | _ | LV | 50 kVA :Pole Substation | 0.05 | --> | 0.05 | 0 | 0 | Constrained, otherwise capacity available =33 kVA | --> | 0.048 | 0 | 0 | 0 | 0 | Constrained, otherwise capacity available =45 kW | --> | C21 ex TERMONFECKIN ROAD | Termonfeckin Road [T41,T42] | DRYBRIDGE |  | 53.7619 | -6.2745
127010 | MV/LV Substation CR***010 |  | 10 kV | _ | LV | 630 kVA :Building Structure | 0.63 | --> | 0.63 | 0 | 0 | Constrained, otherwise capacity available =455 kVA | --> | 0.598 | 0 | 0.012 | 0 | 0 | Constrained, otherwise capacity available =565 kW | --> | C14 ex HOLYCROSS ROAD | Holycross Road [T41,T42] | THURLES |  | 52.679 | -7.8165
132585X | MV/LV Substation MO***585X |  | 20 kV | _ | LV | 50 kVA :Pole Substation | 0.05 | --> | 0.05 | 0 | 0 | Constrained, otherwise capacity available =50 kVA | --> | 0.048 | 0 | 0 | 0 | 0 | Constrained, otherwise capacity available =48 kW | --> | E28 ex LOUGHREA | Loughrea [T41,T42] | SOMERSET |  | 53.2055 | -8.5339
068583X | MV/LV Substation EC***583X |  | 10 kV | _ | LV | 630 kVA :Kiosk Substation | 0.63 | --> | 0.63 | 0.5 | 2.6 |  | --> | 0.598 | 0 | 0 | 0.5 | 0 |  | --> | C18 ex WOLFE TONE STREET | Wolfe Tone Street [T101,T102] | FINGLAS |  | 53.3588 | -6.2685
069463 | MV/LV Substation EL***463 |  | 10 kV | _ | LV | 630 kVA :Kiosk Substation | 0.63 | --> | 0.63 | 0 | 0 | Constrained, otherwise capacity available =445 kVA | --> | 0.598 | 0 | 0.066 | 0.5 | 0 |  | --> | C11 ex BALLYBODEN | Ballyboden [T41,T42] | COOKSTOWN |  | 53.2825 | -6.2671
093448Z | MV/LV Substation NO***448Z |  | 10 kV | _ | LV | 630 kVA :Building Structure | 0.63 | --> | 0.63 | 0 | 0 | Constrained, otherwise capacity available =563 kVA | --> | 0.598 | 0 | 0 | 0.5 | 0 |  | --> | C33 ex KILMORE | Kilmore [T101,T102,T103] | FINGLAS |  | 53.4042 | -6.2413
253028Z | MV/LV Substation AI***028Z |  | 10 kV | _ | LV | 200 kVA :Pole Substation | 0.2 | --> | 0.2 | 0 | 0 | Constrained, otherwise capacity available =171 kVA | --> | 0.19 | 0 | 0 | 0 | 0 | Constrained, otherwise capacity available =186 kW | --> | C16 ex TUAM NORTH | Tuam North [T41,T42] | CLOON |  | 53.5289 | -8.8747
1564040 | MV/LV Substation GE***4040 |  | 10 kV | _ | LV | 400 kVA :Building Structure | 0.4 | --> | 0.4 | 0 | 0 | Constrained, otherwise capacity available =347 kVA | --> | 0.38 | 0 | 0 | 0 | 0 | Constrained, otherwise capacity available =373 kW | --> | C20 ex DRUMBEAR | Drumbear [T41,T42] | LISDRUM |  | 54.2309 | -6.9553
012120 | MV/LV Substation PO***120 |  | 10 kV | _ | LV | 200 kVA :Pole Substation | 0.2 | --> | 0.2 | 0 | 0 | Constrained, otherwise capacity available =156 kVA | --> | 0.19 | 0 | 0 | 0 | 0 | Constrained, otherwise capacity available =184 kW | --> | C20 ex POLLERTON | Pollerton [T41,T42] | CARLOW |  | 52.8365 | -6.9098
1584008 | MV/LV Substation WH***4008 |  | 10 kV | _ | LV | 50 kVA :Pole Substation | 0.05 | --> | 0.05 | 0.038 | 0.83 |  | --> | 0.048 | 0 | 0 | 0 | 0 | Constrained, otherwise capacity available =46 kW | --> | C15 ex MILLTOWN MALBAY | Milltown Malbay [T42] | TULLABRACK |  | 52.8034 | -9.4793
069415 | MV/LV Substation IV***415 |  | 10 kV | _ | LV | 400 kVA :Kiosk Substation | 0.4 | --> | 0.4 | 0.388 | 9.28 |  | --> | 0.38 | 0 | 0 | 0.378 | 0 |  | --> | C05 ex PEMBROKE | Pembroke [T41,T42,T43,T44] | RINGSEND |  | 53.3333 | -6.2301
089128X | MV/LV Substation BU***128X |  | 10 kV | _ | LV | 630 kVA :Kiosk Substation | 0.63 | --> | 0.63 | 0.5 | 9.1 |  | --> | 0.598 | 0 | 0 | 0 | 0 | Constrained, otherwise capacity available =591 kW | --> | C14 ex ARDNAREE | Ardnaree [T42,T421] | MOY |  | 54.1126 | -9.1585
008811X | MV/LV Substation NE***811X |  | 10 kV | _ | LV | 50 kVA :Pole Substation | 0.05 | --> | 0.05 | 0 | 0 | Constrained, otherwise capacity available =43 kVA | --> | 0.048 | 0 | 0.005 | 0 | 0 | Constrained, otherwise capacity available =43 kW | --> | E11 ex KNOCKMULLEN | Knockmullen [T42,T421] | GREAT ISLAND |  | 52.4245 | -6.9218
052243Z | MV/LV Substation LA***243Z |  | 10 kV | _ | LV | 630 kVA :Kiosk Substation | 0.63 | --> | 0.63 | 0 | 0 | Constrained, otherwise capacity available =474 kVA | --> | 0.598 | 0 | 0.047 | 0 | 0 | Constrained, otherwise capacity available =542 kW | --> | C17 ex BALLINDERRY | Ballinderry [T41,T422] | MULLINGAR |  | 53.5304 | -7.3146
093011Y | MV/LV Substation MC***011Y |  | 10 kV | _ | LV | 400 kVA :Building Structure | 0.4 | --> | 0.4 | 0 | 0 | Constrained, otherwise capacity available =316 kVA | --> | 0.38 | 0 | 0 | 0.368 | 0 |  | --> | C19 ex KILMORE | Kilmore [T101,T102,T103] | FINGLAS |  | 53.4074 | -6.2209
160491Y | MV/LV Substation TH***491Y |  | 10 kV | _ | LV | 200 kVA :Kiosk Substation | 0.2 | --> | 0.2 | 0 | 0 | Constrained, otherwise capacity available =143 kVA | --> | 0.19 | 0 | 0.012 | 0 | 0 | Constrained, otherwise capacity available =173 kW | --> | C14 ex PORTLAOISE | Portlaoise [T41,T42] | PORTLAOISE |  | 53.053 | -7.2779
093408Z | MV/LV Substation SA***408Z |  | 10 kV | _ | LV | 1000 kVA :Building Structure | 1 | --> | 1 | 0 | 0 | Constrained, otherwise capacity available =810 kVA | --> | 0.95 | 0 | 0 | 0.5 | 0 |  | --> | C12 ex SANTRY | Santry [T41,T42] | FINGLAS |  | 53.3917 | -6.2468
001867 | MV/LV Substation LI***867 |  | 10 kV | _ | LV | 630 kVA :Kiosk Substation | 0.63 | --> | 0.63 | 0.5 | 4.37 |  | --> | 0.598 | 0 | 0.01 | 0.5 | 0 |  | --> | C11 ex DUN LAOGHAIRE | Dun Laoghaire [T41,T42] | BLACKROCK |  | 53.2934 | -6.1411
142722 | MV/LV Substation LI***722 |  | 20 kV | _ | LV | 50 kVA :Pole Substation | 0.05 | --> | 0.05 | 0 | 0 | Constrained, otherwise capacity available =43 kVA | --> | 0.048 | 0 | 0 | 0 | 0 | Constrained, otherwise capacity available =47 kW | --> | E21 ex ATHENRY | Athenry [T423] | GALWAY 110KV |  | 53.432 | -8.7378
082984X | MV/LV Substation BR***984X |  | 20 kV | _ | LV | 200 kVA :Pole Substation | 0.2 | --> | 0.2 | 0 | 0 | Constrained, otherwise capacity available =192 kVA | --> | 0.19 | 0 | 0 | 0 | 0 | Constrained, otherwise capacity available =189 kW | --> | E11 ex ACADEMY STREET | Academy Street [T421,T422,T44] | NAVAN |  | 53.6298 | -6.5512
117456 | MV/LV Substation SP***456 |  | 20 kV | _ | LV | 100 kVA :Pole Substation | 0.1 | --> | 0.1 | 0 | 0 | Constrained, otherwise capacity available =79 kVA | --> | 0.095 | 0 | 0 | 0 | 0 | Constrained, otherwise capacity available =92 kW | --> | E20 ex COLLOONEY | Collooney [T421,T422] | SLIGO |  | 54.2089 | -8.5257
081109 | MV/LV Substation HI***109 |  | 10 kV | _ | LV | 400 kVA :Kiosk Substation | 0.4 | --> | 0.4 | 0 | 0 | Constrained, otherwise capacity available =245 kVA | --> | 0.38 | 0 | 0.023 | 0.341 | 0 |  | --> | C15 ex LUCAN EAST | Lucan East [T41,T42] | GRANGE CASTLE |  | 53.3494 | -6.4646
0674284 | MV/LV Substation AM***4284 |  | 10 kV | _ | LV | 400 kVA :Kiosk Substation | 0.4 | --> | 0.4 | 0.283 | 13.8 |  | --> | 0.38 | 0 | 0 | 0.364 | 0 |  | --> | C21 ex SINGLAND | Singland [T101,T102] | SINGLAND |  | 52.6576 | -8.5868
039271 | MV/LV Substation WE***271 |  | 10 kV | _ | LV | 200 kVA :Kiosk Substation | 0.2 | --> | 0.2 | 0 | 0 | Constrained, otherwise capacity available =107 kVA | --> | 0.19 | 0 | 0.004 | 0 | 0 | Constrained, otherwise capacity available =174 kW | --> | C18 ex MONEENAGEISHA | Moneenageisha [T41,T42] | GALWAY 110KV |  | 53.2818 | -9.0263
062267X | MV/LV Substation UD***267X |  | 20 kV | _ | LV | 50 kVA :Pole Substation | 0.05 | --> | 0.05 | 0.022 | 2.33 |  | --> | 0.048 | 0 | 0 | 0 | 0 | Constrained, otherwise capacity available =44 kW | --> | C18 ex DUNDALK | Dundalk [T41,T42] | DUNDALK |  | 54.0353 | -6.3862
021737 | MV/LV Substation GL***737 |  | 10 kV | _ | LV | 50 kVA :Pole Substation | 0.05 | --> | 0.05 | 0 | 0 | Constrained, otherwise capacity available =21 kVA | --> | 0.048 | 0 | 0.006 | 0 | 0 | Constrained, otherwise capacity available =39 kW | --> | C16 ex KILLACLOYNE | Killacloyne [T41,T42] | MIDLETON |  | 51.9132 | -8.3333
082331Z | MV/LV Substation PU***331Z |  | 20 kV | _ | LV | 50 kVA :Pole Substation | 0.05 | --> | 0.05 | 0 | 0 | Constrained, otherwise capacity available =44 kVA | --> | 0.048 | 0 | 0 | 0 | 0 | Constrained, otherwise capacity available =47 kW | --> | E17 ex DULEEK | Duleek [T421,T422] | DRYBRIDGE |  | 53.6452 | -6.6086
068494 | MV/LV Substation DU***494 |  | 10 kV | _ | LV | 630 kVA :Building Structure | 0.63 | --> | 0.63 | 0 | 0 | Constrained, otherwise capacity available =266 kVA | --> | 0.598 | 0 | 0.009 | 0.5 | 0 |  | --> | C20 ex GLOUCESTER PLACE | Gloucester Place [T41,T42] | MCDERMOTT |  | 53.3564 | -6.2479
0334371 | MV/LV Substation CH***4371 |  | 10 kV | _ | LV | 400 kVA :Kiosk Substation | 0.4 | --> | 0.4 | 0 | 0 | Constrained, otherwise capacity available =400 kVA | --> | 0.38 | 0 | 0 | 0 | 0 | Constrained, otherwise capacity available =380 kW | --> | C11 ex PORTLAW | Portlaw [T41,T42] | BUTLERSTOWN |  | 52.2894 | -7.3182
252073 | MV/LV Substation RO***073 |  | 10 kV | _ | LV | 400 kVA :Kiosk Substation | 0.4 | --> | 0.4 | 0.354 | 2.76 |  | --> | 0.38 | 0 | 0 | 0.374 | 0 |  | --> | C19 ex RECESS | Recess [T41] | SCREEB |  | 53.3955 | -9.9184
068814 | MV/LV Substation BE***814 |  | 10 kV | _ | LV | 1000 kVA :Building Structure | 1 | --> | 1 | 0.5 | 2.6 |  | --> | 0.95 | 0 | 0 | 0.5 | 0 |  | --> | C24 ex WOLFE TONE STREET | Wolfe Tone Street [T101,T102] | FINGLAS |  | 53.3484 | -6.2732
069364 | MV/LV Substation MT***364 |  | 10 kV | _ | LV | 630 kVA :Building Structure | 0.63 | --> | 0.63 | 0.355 | 9.99 |  | --> | 0.598 | 0 | 0.028 | 0.5 | 0 |  | --> | C14 ex HAROLDS CROSS | Harolds Cross [T101,T102] | POOLBEG |  | 53.3264 | -6.2733
032781 | MV/LV Substation KN***781 |  | 20 kV | _ | LV | 200 kVA :Pole Substation | 0.2 | --> | 0.2 | 0 | 0 | Constrained, otherwise capacity available =146 kVA | --> | 0.19 | 0 | 0 | 0 | 0 | Constrained, otherwise capacity available =183 kW | --> | C21 ex TRAMORE | Tramore [T41,T42] | BUTLERSTOWN |  | 52.1409 | -7.3675
066072Y | MV/LV Substation GR***072Y |  | 20 kV | _ | LV | 400 kVA :Kiosk Substation | 0.4 | --> | 0.4 | 0 | 0 | Constrained, otherwise capacity available =252 kVA | --> | 0.38 | 0 | 0.034 | 0 | 0 | Constrained, otherwise capacity available =334 kW | --> | E15 ex BATTER LANE TEMPORARY | Batter Lane Temporary 38kv [T421] | GLASMORE |  | 53.5292 | -6.1702
293776Z | MV/LV Substation CO***776Z |  | 20 kV | _ | LV | 200 kVA :Kiosk Substation | 0.2 | --> | 0.2 | 0.185 | 0.43 |  | --> | 0.19 | 0 | 0.015 | 0 | 0 | Constrained, otherwise capacity available =177 kW | --> | E15 ex TULLOW | Tullow [T421,T422] | CARLOW |  | 52.8024 | -6.7497
065066Z | MV/LV Substation BA***066Z |  | 20 kV | _ | LV | 400 kVA :Kiosk Substation | 0.4 | --> | 0.4 | 0 | 0 | Constrained, otherwise capacity available =399 kVA | --> | 0.38 | 0 | 5.137 | 0 | 0 |  | --> | C11 ex LOUGHSHINNY | Loughshinny [T41,T42] | GLASMORE |  | 53.5089 | -6.1487
064417X | MV/LV Substation CO***417X |  | 10 kV | _ | LV | 50 kVA :Pole Substation | 0.05 | --> | 0.05 | 0 | 0 | Constrained, otherwise capacity available =32 kVA | --> | 0.048 | 0 | 0.011 | 0 | 0 | Constrained, otherwise capacity available =37 kW | --> | C18 ex RATHMULLAN | Rathmullan [T41,T42] | DRYBRIDGE |  | 53.7036 | -6.3175
288055 | MV/LV Substation LU***055 |  | 10 kV | _ | LV | 400 kVA :Building Structure | 0.4 | --> | 0.4 | 0 | 0 | Constrained, otherwise capacity available =323 kVA | --> | 0.38 | 0 | 0.042 | 0.338 | 0 |  | --> | C25 ex DUNDRUM | Dundrum [T41,T42] | BLACKROCK |  | 53.2813 | -6.2505
252415 | MV/LV Substation LE***415 |  | 10 kV | _ | LV | 50 kVA :Pole Substation | 0.05 | --> | 0.05 | 0.046 | 2.76 |  | --> | 0.048 | 0 | 0 | 0.047 | 0 |  | --> | C19 ex RECESS | Recess [T41] | SCREEB |  | 53.4128 | -9.9192
136585Y | MV/LV Substation ST***585Y |  | 20 kV | _ | LV | 50 kVA :Pole Substation | 0.05 | --> | 0.05 | 0 | 0 | Constrained, otherwise capacity available =37 kVA | --> | 0.048 | 0 | 0.003 | 0 | 0 | Constrained, otherwise capacity available =44 kW | --> | C20 ex ROSCOMMON | Roscommon [T41,T42] | LANESBORO |  | 53.7757 | -8.242
025417X | MV/LV Substation GL***417X |  | 10 kV | _ | LV | 200 kVA :Kiosk Substation | 0.2 | --> | 0.2 | 0 | 0 | Constrained, otherwise capacity available =158 kVA | --> | 0.19 | 0 | 0.005 | 0 | 0 | Constrained, otherwise capacity available =180 kW | --> | C17 ex KILMALLOCK | Kilmallock [T41,T42] | CHARLEVILLE |  | 52.4051 | -8.5801
139264Y | MV/LV Substation PA***264Y |  | 10 kV | _ | LV | 200 kVA :Kiosk Substation | 0.2 | --> | 0.2 | 0.171 | 4 |  | --> | 0.19 | 0 | 0.021 | 0 | 0 | Constrained, otherwise capacity available =170 kW | --> | C17 ex BALLYJAMESDUFF | Ballyjamesduff [T41,T42] | SHANKILL |  | 53.8606 | -7.2081
068474X | MV/LV Substation NE***474X |  | 10 kV | _ | LV | 1000 kVA :Building Structure | 1 | --> | 1 | 0 | 0 | Constrained, otherwise capacity available =777 kVA | --> | 0.95 | 0 | 0.01 | 0.5 | 0 |  | --> | C13 ex GRANBY ROW | Granby Row [T41] | MCDERMOTT |  | 53.3562 | -6.2617
151006 | MV/LV Substation BR***006 |  | 20 kV | _ | LV | 200 kVA :Pole Substation | 0.2 | --> | 0.2 | 0 | 0 | Constrained, otherwise capacity available =21 kVA | --> | 0.19 | 0 | 0.018 | 0.151 | 0 |  | --> | E17 ex BRUFF | Bruff [T42,T421] | LIMERICK |  | 52.4751 | -8.5449
016257Z | MV/LV Substation GR***257Z |  | 20 kV | _ | LV | 630 kVA :Building Structure | 0.63 | --> | 0.63 | 0 | 0 | Constrained, otherwise capacity available =556 kVA | --> | 0.598 | 0 | 0 | 0 | 0 | Constrained, otherwise capacity available =588 kW | --> | E58 ex GRANGE CASTLE |  |  |  | 53.296 | -6.475
033206Y | MV/LV Substation PU***206Y |  | 10 kV | _ | LV | 50 kVA :Pole Substation | 0.05 | --> | 0.05 | 0 | 0 | Constrained, otherwise capacity available =28 kVA | --> | 0.048 | 0 | 0 | 0.044 | 0 |  | --> | C16 ex CREGG ROAD | Cregg Road [T41,T42] | BALLYDINE |  | 52.3524 | -7.381
009787 | MV/LV Substation HA***787 |  | 10 kV | _ | LV | 100 kVA :Pole Substation | 0.1 | --> | 0.1 | 0 | 0 | Constrained, otherwise capacity available =100 kVA | --> | 0.095 | 0 | 0 | 0 | 0 | Constrained, otherwise capacity available =95 kW | --> | C15 ex GRANAGH | Granagh [T41,T42] | WATERFORD |  | 52.2915 | -7.1638
089199 | MV/LV Substation GO***199 |  | 20 kV | _ | LV | 100 kVA :Pole Substation | 0.1 | --> | 0.1 | 0.012 | 3.56 |  | --> | 0.095 | 0 | 0.06 | 0 | 0 | Constrained, otherwise capacity available =38 kW | --> | E20 ex ENNISCRONE | Enniscrone [T421,T422] | MOY |  | 54.2074 | -9.1054
093244X | MV/LV Substation TH***244X |  | 10 kV | _ | LV | 630 kVA :Kiosk Substation | 0.63 | --> | 0.63 | 0 | 0 | Constrained, otherwise capacity available =581 kVA | --> | 0.598 | 0 | 0 | 0.5 | 0 |  | --> | C11 ex HOWTH JUNCTION | Howth Junction [T41,T42] | GRANGE (DR) |  | 53.3762 | -6.1663
037140 | MV/LV Substation TR***140 |  | 10 kV | _ | LV | 1000 kVA :Kiosk Substation | 1 | --> | 1 | 0.5 | 13.05 |  | --> | 0.95 | 0 | 0 | 0.5 | 0 |  | --> | C12 ex ENNIS | Ennis [T101,T102] | ENNIS |  | 52.8438 | -8.9692
059011Y | MV/LV Substation NE***011Y |  | 10 kV | _ | LV | 400 kVA :Kiosk Substation | 0.4 | --> | 0.4 | 0 | 0 | Constrained, otherwise capacity available =238 kVA | --> | 0.38 | 0 | 0 | 0 | 0 | Constrained, otherwise capacity available =357 kW | --> | C22 ex CAVAN | Cavan [T42,T421] | SHANKILL |  | 53.9923 | -7.3587
136550Y | MV/LV Substation SL***550Y |  | 10 kV | _ | LV | 630 kVA :Building Structure | 0.63 | --> | 0.63 | 0 | 0 | Constrained, otherwise capacity available =357 kVA | --> | 0.598 | 0 | 0 | 0 | 0 | Constrained, otherwise capacity available =587 kW | --> | C17 ex ROSCOMMON | Roscommon [T41,T42] | LANESBORO |  | 53.6171 | -8.1899
3554055 | MV/LV Substation BR***4055 |  | 10 kV | _ | LV | 50 kVA :Pole Substation | 0.05 | --> | 0.05 | 0.047 | 0.06 |  | --> | 0.048 | 0 | 0 | 0 | 0 | Constrained, otherwise capacity available =47 kW | --> | C18 ex TUBBERCURRY | Tubbercurry [T41,T42] | TONROE |  | 54.044 | -8.6476
005189Y | MV/LV Substation CR***189Y |  | 10 kV | _ | LV | 100 kVA :Pole Substation | 0.1 | --> | 0.1 | 0 | 0 | Constrained, otherwise capacity available =81 kVA | --> | 0.095 | 0 | 0 | 0 | 0 | Constrained, otherwise capacity available =92 kW | --> | C11 ex GARDEN CITY | Garden City [T41,T42] | ARKLOW |  | 52.685 | -6.3137
164877X | MV/LV Substation ME***877X |  | 10 kV | _ | LV | 100 kVA :Pole Substation | 0.1 | --> | 0.1 | 0 | 0 | Constrained, otherwise capacity available =100 kVA | --> | 0.095 | 0 | 0 | 0 | 0 | Constrained, otherwise capacity available =95 kW | --> | C12 ex SKIBBEREEN | Skibbereen [T41,T42] | DUNMANWAY |  | 51.5518 | -9.2613
108423 | MV/LV Substation FR***423 |  | 10 kV | _ | LV | 50 kVA :Pole Substation | 0.05 | --> | 0.05 | 0.02 | 1.57 |  | --> | 0.048 | 0 | 0.005 | 0 | 0 | Constrained, otherwise capacity available =40 kW | --> | C16 ex BALLYSHANNON | Ballyshannon [T41,T42] | CATHALEENS FALL |  | 54.5473 | -8.2048
0234230 | MV/LV Substation TO***4230 |  | 20 kV | _ | LV | 630 kVA :Building Structure | 0.63 | --> | 0.63 | 0 | 0 | Constrained, otherwise capacity available =373 kVA | --> | 0.598 | 0 | 0 | 0 | 0 | Constrained, otherwise capacity available =562 kW | --> | C14 ex FERMOY NORTH | Fermoy North [T41,T42] | BARRYMORE |  | 52.164 | -8.2644
180628X | MV/LV Substation RA***628X |  | 10 kV | _ | LV | 50 kVA :Pole Substation | 0.05 | --> | 0.05 | 0.045 | 3.27 |  | --> | 0.048 | 0 | 0 | 0 | 0 | Constrained, otherwise capacity available =47 kW | --> | C11 ex LLOYD | Lloyd [T41,T42] | NAVAN |  | 53.7451 | -6.9273
069388 | MV/LV Substation MA***388 |  | 10 kV | _ | LV | 400 kVA :Kiosk Substation | 0.4 | --> | 0.4 | 0 | 0 | Constrained, otherwise capacity available =285 kVA | --> | 0.38 | 0 | 0.072 | 0.311 | 0 |  | --> | C11 ex BALLYBODEN | Ballyboden [T41,T42] | COOKSTOWN |  | 53.2845 | -6.2682
288221 | MV/LV Substation SA***221 |  | 10 kV | _ | LV | 200 kVA :Kiosk Substation | 0.2 | --> | 0.2 | 0 | 0 | Constrained, otherwise capacity available =199 kVA | --> | 0.19 | 0 | 0.005 | 0.186 | 0 |  | --> | C18 ex SANDYFORD | Sandyford [T41,T42] | CARRICKMINES |  | 53.2711 | -6.2238
288354 | MV/LV Substation RE***354 |  | 10 kV | _ | LV | 400 kVA :Building Structure | 0.4 | --> | 0.4 | 0 | 0 | Constrained, otherwise capacity available =358 kVA | --> | 0.38 | 0 | 0 | 0.374 | 0 |  | --> | C18 ex SANDYFORD | Sandyford [T41,T42] | CARRICKMINES |  | 53.2728 | -6.2145
047231X | MV/LV Substation DE***231X |  | 10 kV | _ | LV | 100 kVA :Pole Substation | 0.1 | --> | 0.1 | 0.096 | 1.04 |  | --> | 0.095 | 0 | 0 | 0 | 0 | Constrained, otherwise capacity available =94 kW | --> | C16 ex BOYLE | Boyle [T41,T42] | CARRICK ON SHANNON |  | 53.9834 | -8.2995
153786 | MV/LV Substation AN***786 |  | 20 kV | _ | LV | 200 kVA :Pole Substation | 0.2 | --> | 0.2 | 0 | 0 | Constrained, otherwise capacity available =151 kVA | --> | 0.19 | 0 | 0.05 | 0 | 0 | Constrained, otherwise capacity available =146 kW | --> | E18 ex BIRDHILL | Birdhill [T421,T422] | ARDNACRUSHA |  | 52.7341 | -8.4655
522018 | MV/LV Substation CO***018 |  | 10 kV | _ | LV | 200 kVA :Pole Substation | 0.2 | --> | 0.2 | 0 | 0 | Constrained, otherwise capacity available =200 kVA | --> | 0.19 | 0 | 0 | 0 | 0 | Constrained, otherwise capacity available =190 kW | --> | C18 ex MEELICK |  |  |  | 53.0192 | -7.2966
288950 | MV/LV Substation DU***950 |  | 10 kV | _ | LV | 200 kVA :Kiosk Substation | 0.2 | --> | 0.2 | 0.182 | 19.52 |  | --> | 0.19 | 0 | 0.003 | 0.185 | 0 |  | --> | C30 ex TANEY | Taney [T101,T102] | CARRICKMINES |  | 53.2853 | -6.2463
021081Z | MV/LV Substation GL***081Z |  | 10 kV | _ | LV | 200 kVA :Pole Substation | 0.2 | --> | 0.2 | 0 | 0 | Constrained, otherwise capacity available =167 kVA | --> | 0.19 | 0 | 0 | 0.185 | 0 |  | --> | C31 ex KILBARRY | Kilbarry [T101,T43] | KILBARRY |  | 51.9525 | -8.4303
014949 | MV/LV Substation BR***949 |  | 10 kV | _ | LV | 100 kVA :Pole Substation | 0.1 | --> | 0.1 | 0.085 | 0.63 |  | --> | 0.095 | 0 | 0 | 0 | 0 | Constrained, otherwise capacity available =93 kW | --> | C16 ex KILCULLEN | Kilcullen [T41,T42,T424] | STRATFORD |  | 53.126 | -6.8447
033984X | MV/LV Substation TH***984X |  | 10 kV | _ | LV | 100 kVA :Pole Substation | 0.1 | --> | 0.1 | 0 | 0 | Constrained, otherwise capacity available =52 kVA | --> | 0.095 | 0 | 0 | 0 | 0 | Constrained, otherwise capacity available =88 kW | --> | C16 ex PORTLAW | Portlaw [T41,T42] | BUTLERSTOWN |  | 52.2838 | -7.3147
054209Z | MV/LV Substation G ***209Z |  | 10 kV | _ | LV | 200 kVA :Pole Substation | 0.2 | --> | 0.2 | 0 | 0 | Constrained, otherwise capacity available =140 kVA | --> | 0.19 | 0 | 0.04 | 0 | 0 | Constrained, otherwise capacity available =152 kW | --> | E14 ex ABBEYLEIX | Abbeyleix [T422] | PORTLAOISE |  | 52.9052 | -7.2999
196290X | MV/LV Substation TR***290X |  | 10 kV | _ | LV | 400 kVA :Building Structure | 0.4 | --> | 0.4 | 0 | 0 | Constrained, otherwise capacity available =315 kVA | --> | 0.38 | 0 | 0 | 0 | 0 | Constrained, otherwise capacity available =368 kW | --> | C18 ex TRIM | Trim [T41,T42] | NAVAN |  | 53.5538 | -6.7907
099100 | MV/LV Substation CO***100 |  | 10 kV | _ | LV | 50 kVA :Pole Substation | 0.05 | --> | 0.05 | 0 | 0 | Constrained, otherwise capacity available =50 kVA | --> | 0.048 | 0 | 0 | 0 | 0 | Constrained, otherwise capacity available =48 kW | --> | C15 ex CULLION | Cullion [T41,T42] | LETTERKENNY |  | 54.9483 | -7.6651
053060 | MV/LV Substation ZA***060 |  | 10 kV | _ | LV | 400 kVA :Building Structure | 0.4 | --> | 0.4 | 0.376 | 3.28 |  | --> | 0.38 | 0 | 0 | 0.377 | 0 |  | --> | C25 ex SRAH | Srah [T43] | THORNSBERRY |  | 53.2835 | -7.5069
281043Z | MV/LV Substation KY***043Z |  | 10 kV | _ | LV | 630 kVA :Building Structure | 0.63 | --> | 0.63 | 0 | 0 | Constrained, otherwise capacity available =525 kVA | --> | 0.598 | 0 | 0 | 0.5 | 0 |  | --> | C27 ex KILBARRY | Kilbarry [T101,T43] | KILBARRY |  | 51.901 | -8.4791
066606 | MV/LV Substation BA***606 |  | 20 kV | _ | LV | 200 kVA :Pole Substation | 0.2 | --> | 0.2 | 0 | 0 | Constrained, otherwise capacity available =122 kVA | --> | 0.19 | 0 | 0 | 0 | 0 | Constrained, otherwise capacity available =179 kW | --> | E12 ex ASHBOURNE | Ashbourne [T421,T422] | FINGLAS |  | 53.4899 | -6.3952
252931 | MV/LV Substation M ***931 |  | 10 kV | _ | LV | 100 kVA :Pole Substation | 0.1 | --> | 0.1 | 0.094 | 2.76 |  | --> | 0.095 | 0 | 0 | 0.094 | 0 |  | --> | C19 ex RECESS | Recess [T41] | SCREEB |  | 53.3824 | -9.9457
2934216 | MV/LV Substation IR***4216 |  | 20 kV | _ | LV | 100 kVA :Pole Substation | 0.1 | --> | 0.1 | 0.1 | 0.43 |  | --> | 0.095 | 0 | 0 | 0 | 0 | Constrained, otherwise capacity available =95 kW | --> | E18 ex TULLOW | Tullow [T421,T422] | CARLOW |  | 52.8686 | -6.5687
068525X | MV/LV Substation RI***525X |  | 10 kV | _ | LV | 630 kVA :Kiosk Substation | 0.63 | --> | 0.63 | 0.5 | 11.14 |  | --> | 0.598 | 0 | 0 | 0.5 | 0 |  | --> | C12 ex CABRA | Cabra [T101,T102] | FINGLAS |  | 53.3789 | -6.3203
052804Z | MV/LV Substation GL***804Z |  | 10 kV | _ | LV | 200 kVA :Kiosk Substation | 0.2 | --> | 0.2 | 0 | 0 | Constrained, otherwise capacity available =160 kVA | --> | 0.19 | 0 | 0.047 | 0 | 0 | Constrained, otherwise capacity available =150 kW | --> | C19 ex BALLINDERRY | Ballinderry [T41,T422] | MULLINGAR |  | 53.5226 | -7.3243
082795Y | MV/LV Substation BL***795Y |  | 10 kV | _ | LV | 630 kVA :Kiosk Substation | 0.63 | --> | 0.63 | 0.494 | 2.01 |  | --> | 0.598 | 0 | 0.057 | 0 | 0 | Constrained, otherwise capacity available =537 kW | --> | C12 ex ABBEYLAND | Abbeyland [T41,T42] | NAVAN |  | 53.6605 | -6.6718
066205Y | MV/LV Substation SO***205Y |  | 10 kV | _ | LV | 630 kVA :Building Structure | 0.63 | --> | 0.63 | 0 | 0 | Constrained, otherwise capacity available =618 kVA | --> | 0.598 | 0 | 0.12 | 0 | 0 | Constrained, otherwise capacity available =508 kW | --> | C17 ex SWORDS | Swords [T41,T42] | GLASMORE |  | 53.4592 | -6.2063
009009 | MV/LV Substation BA***009 |  | 10 kV | _ | LV | 630 kVA :Kiosk Substation | 0.63 | --> | 0.63 | 0.172 | 0.95 |  | --> | 0.598 | 0 | 0.04 | 0 | 0 | Constrained, otherwise capacity available =503 kW | --> | C13 ex TYCOR | Tycor [T41,T42] | WATERFORD |  | 52.2556 | -7.1214
068205X | MV/LV Substation MA***205X |  | 10 kV | _ | LV | 630 kVA :Building Structure | 0.63 | --> | 0.63 | 0.492 | 9.02 |  | --> | 0.598 | 0 | 0 | 0.5 | 0 |  | --> | C25 ex MISERY HILL | Misery Hill [T101,T102] | POOLBEG |  | 53.346 | -6.2545
216088X | MV/LV Substation AR***088X |  | 10 kV | _ | LV | 200 kVA :Pole Substation | 0.2 | --> | 0.2 | 0 | 0 | Constrained, otherwise capacity available =174 kVA | --> | 0.19 | 0 | 0 | 0 | 0 | Constrained, otherwise capacity available =186 kW | --> | C23 ex GLENTIES | Glenties [T41,T42] | BINBANE |  | 54.7616 | -8.4018
065617 | MV/LV Substation CA***617 |  | 10 kV | _ | LV | 200 kVA :Pole Substation | 0.2 | --> | 0.2 | 0 | 0 | Constrained, otherwise capacity available =165 kVA | --> | 0.19 | 0 | 0.015 | 0 | 0 | Constrained, otherwise capacity available =174 kW | --> | C18 ex LOUGHSHINNY | Loughshinny [T41,T42] | GLASMORE |  | 53.5471 | -6.1069
256001X | MV/LV Substation KN***001X |  | 10 kV | _ | LV | 50 kVA :Pole Substation | 0.05 | --> | 0.05 | 0.036 | 1.28 |  | --> | 0.048 | 0 | 0.005 | 0 | 0 | Constrained, otherwise capacity available =42 kW | --> | C17 ex CASTLEREA | Castlerea [T41,T42] | CARRICK ON SHANNON |  | 53.7597 | -8.4708
039985X | MV/LV Substation GA***985X |  | 10 kV | _ | LV | 400 kVA :Building Structure | 0.4 | --> | 0.4 | 0.215 | 11.03 |  | --> | 0.38 | 0 | 0 | 0.355 | 0 |  | --> | C21 ex SALTHILL | Salthill [T101,T102] | SALTHILL |  | 53.2722 | -9.1005
109533 | MV/LV Substation WE***533 |  | 10 kV | _ | LV | 630 kVA :Building Structure | 0.63 | --> | 0.63 | 0.381 | 0.38 | Constrained, otherwise capacity available =514 kVA | --> | 0.598 | 0 | 0.03 | 0.5 | 0 |  | --> | C16 ex RINEANNA | Rineanna [T41,T42] | DRUMLINE |  | 52.7135 | -8.8916
288262 | MV/LV Substation FI***262 |  | 10 kV | _ | LV | 400 kVA :Building Structure | 0.4 | --> | 0.4 | 0.394 | 1.16 |  | --> | 0.38 | 0 | 0 | 0.379 | 0 |  | --> | C17 ex BREWERY ROAD | Brewery Road [T41,T42] | CARRICKMINES |  | 53.2777 | -6.2216
281606X | MV/LV Substation SH***606X |  | 10 kV | _ | LV | 200 kVA :Pole Substation | 0.2 | --> | 0.2 | 0 | 0 | Constrained, otherwise capacity available =72 kVA | --> | 0.19 | 0 | 0 | 0.172 | 0 |  | --> | C24 ex BISHOPSTOWN | Bishopstown [T41,T42] | KILBARRY |  | 51.869 | -8.5406
109575 | MV/LV Substation BO***575 |  | 10 kV | _ | LV | 400 kVA :Building Structure | 0.4 | --> | 0.4 | 0 | 0 | Constrained, otherwise capacity available =348 kVA | --> | 0.38 | 0 | 0.05 | 0 | 0 | Constrained, otherwise capacity available =341 kW | --> | E16 ex DRUMLINE | Drumline [T421,T422] | DRUMLINE |  | 52.7199 | -8.8727
066407 | MV/LV Substation LY***407 |  | 20 kV | _ | LV | 200 kVA :Pole Substation | 0.2 | --> | 0.2 | 0 | 0 | Constrained, otherwise capacity available =150 kVA | --> | 0.19 | 0 | 0.005 | 0 | 0 | Constrained, otherwise capacity available =179 kW | --> | E21 ex ASHBOURNE | Ashbourne [T421,T422] | FINGLAS |  | 53.4793 | -6.2855
281571Z | MV/LV Substation HE***571Z |  | 10 kV | _ | LV | 400 kVA :Kiosk Substation | 0.4 | --> | 0.4 | 0 | 0 | Constrained, otherwise capacity available =314 kVA | --> | 0.38 | 0 | 0.075 | 0.312 | 0 |  | --> | C11 ex BALLINCOLLIG | Ballincollig [T41,T42] | KILBARRY |  | 51.8586 | -8.5532
014921X | MV/LV Substation OU***921X |  | 20 kV | _ | LV | 50 kVA :Pole Substation | 0.05 | --> | 0.05 | 0.028 | 0.12 |  | --> | 0.048 | 0 | 0 | 0.044 | 0 |  | --> | C26 ex ATHY | Athy [T101,T102] | ATHY |  | 53.1273 | -6.998
258419 | MV/LV Substation PO***419 |  | 20 kV | _ | LV | 400 kVA :Kiosk Substation | 0.4 | --> | 0.4 | 0.377 | 1.86 |  | --> | 0.38 | 0 | 0 | 0 | 0 | Constrained, otherwise capacity available =377 kW | --> | E17 ex CREESLOUGH | Creeslough [T421] | ARDNAGAPPARY |  | 55.1782 | -7.9351
0114384 | MV/LV Substation CR***4384 |  | 10 kV | _ | LV | 400 kVA :Kiosk Substation | 0.4 | --> | 0.4 | 0 | 0 | Constrained, otherwise capacity available =346 kVA | --> | 0.38 | 0 | 0 | 0 | 0 | Constrained, otherwise capacity available =373 kW | --> | C11 ex ROSEHILL | Rosehill [T41,T42] | KILKENNY |  | 52.6535 | -7.267
2504133 | MV/LV Substation CA***4133 |  | 20 kV | _ | LV | 50 kVA :Pole Substation | 0.05 | --> | 0.05 | 0.048 | 1.26 |  | --> | 0.048 | 0 | 0 | 0 | 0 | Constrained, otherwise capacity available =47 kW | --> | E15 ex BALLYCROSSAUN | Ballycrossaun [T421,T422] | SOMERSET |  | 53.1503 | -8.1877
120043Y | MV/LV Substation RO***043Y |  | 20 kV | _ | LV | 50 kVA :Pole Substation | 0.05 | --> | 0.05 | 0.036 | 3.5 |  | --> | 0.048 | 0 | 0 | 0 | 0 | Constrained, otherwise capacity available =46 kW | --> | E12 ex DUNFIRTH | Dunfirth [T122] | DUNFIRTH |  | 53.4755 | -6.9567
055047 | MV/LV Substation BI***047 |  | 10 kV | _ | LV | 100 kVA :Pole Substation | 0.1 | --> | 0.1 | 0 | 0 | Constrained, otherwise capacity available =17 kVA | --> | 0.095 | 0 | 0.025 | 0 | 0 | Constrained, otherwise capacity available =64 kW | --> | C13 ex ROSCREA | Roscrea [T41,T42] | IKERRIN |  | 52.9589 | -7.8029
255946 | MV/LV Substation BR***946 |  | 20 kV | _ | LV | 100 kVA :Pole Substation | 0.1 | --> | 0.1 | 0 | 0 | Constrained, otherwise capacity available =23 kVA | --> | 0.095 | 0 | 0.005 | 0 | 0 | Constrained, otherwise capacity available =80 kW | --> | E20 ex KILLYBEGS | Killybegs [T422] | BINBANE |  | 54.6382 | -8.4424
281757X | MV/LV Substation BO***757X |  | 10 kV | _ | LV | 400 kVA :Building Structure | 0.4 | --> | 0.4 | 0.062 | 4.67 |  | --> | 0.38 | 0 | 0 | 0.337 | 0 |  | --> | C18 ex CENTRE PARK ROAD | Marina [T105,T106] | MARINA |  | 51.8846 | -8.4152
063993 | MV/LV Substation TA***993 |  | 10 kV | _ | LV | 100 kVA :Pole Substation | 0.1 | --> | 0.1 | 0 | 0 | Constrained, otherwise capacity available =50 kVA | --> | 0.095 | 0 | 0.012 | 0 | 0 | Constrained, otherwise capacity available =79 kW | --> | C18 ex BALLYBAILIE | Ballybailie [T41,T42] | DUNDALK |  | 53.946 | -6.54
099005 | MV/LV Substation CO***005 |  | 10 kV | _ | LV | 200 kVA :Pole Substation | 0.2 | --> | 0.2 | 0 | 0 | Constrained, otherwise capacity available =143 kVA | --> | 0.19 | 0 | 0 | 0 | 0 | Constrained, otherwise capacity available =182 kW | --> | C12 ex CULLION | Cullion [T41,T42] | LETTERKENNY |  | 54.9488 | -7.7449
089087X | MV/LV Substation SO***087X |  | 20 kV | _ | LV | 50 kVA :Pole Substation | 0.05 | --> | 0.05 | 0.041 | 3.56 |  | --> | 0.048 | 0 | 0.005 | 0 | 0 | Constrained, otherwise capacity available =43 kW | --> | E20 ex ENNISCRONE | Enniscrone [T421,T422] | MOY |  | 54.2219 | -9.0815
019498 | MV/LV Substation KI***498 |  | 10 kV | _ | LV | 50 kVA :Pole Substation | 0.05 | --> | 0.05 | 0.012 | 2.18 |  | --> | 0.048 | 0 | 0.015 | 0 | 0 | Constrained, otherwise capacity available =31 kW | --> | C12 ex BALLYRICKARD | Ballyrickard [T41,T42] | TRALEE |  | 52.2775 | -9.8268
281435Z | MV/LV Substation CO***435Z |  | 10 kV | _ | LV | 630 kVA :Kiosk Substation | 0.63 | --> | 0.63 | 0 | 0 | Constrained, otherwise capacity available =349 kVA | --> | 0.598 | 0 | 0.005 | 0 | 0 | Constrained, otherwise capacity available =555 kW | --> | C19 ex KILMONEY | Kilmoney [T41,T42] | TRABEG |  | 51.8143 | -8.3929
051494X | MV/LV Substation HE***494X |  | 20 kV | _ | LV | 200 kVA :Kiosk Substation | 0.2 | --> | 0.2 | 0.14 | 2.22 |  | --> | 0.19 | 0 | 0 | 0.182 | 0 |  | --> | E13 ex CLARA | Clara [T421,T422] | THORNSBERRY |  | 53.3471 | -7.5895
161081 | MV/LV Substation AR***081 |  | 10 kV | _ | LV | 400 kVA :Building Structure | 0.4 | --> | 0.4 | 0 | 0 | Constrained, otherwise capacity available =382 kVA | --> | 0.38 | 0 | 0 | 0 | 0 | Constrained, otherwise capacity available =378 kW | --> | C13 ex SPIDDAL |  |  |  | 53.2489 | -9.283
0224090 | MV/LV Substation BR***4090 |  | 10 kV | _ | LV | 400 kVA :Building Structure | 0.4 | --> | 0.4 | 0.338 | 4.55 |  | --> | 0.38 | 0 | 0 | 0 | 0 | Constrained, otherwise capacity available =371 kW | --> | C14 ex MALLOW | Mallow [T41,T42] | MALLOW |  | 52.1442 | -8.6422
3504012 | MV/LV Substation HO***4012 |  | 10 kV | _ | LV | 50 kVA :Pole Substation | 0.05 | --> | 0.05 | 0.048 | 1.57 |  | --> | 0.048 | 0 | 0 | 0 | 0 | Constrained, otherwise capacity available =47 kW | --> | C15 ex BUNDORAN | Bundoran [T41,T42] | CATHALEENS FALL |  | 54.4103 | -8.4087
0684362 | MV/LV Substation CL***4362 |  | 10 kV | _ | LV | 1000 kVA :Building Structure | 1 | --> | 1 | 0 | 0 | Constrained, otherwise capacity available =1000 kVA | --> | 0.95 | 0 | 0 | 0.5 | 0 |  | --> | C11 ex GLOUCESTER PLACE | Gloucester Place [T41,T42] | MCDERMOTT |  | 53.3496 | -6.2588
293658X | MV/LV Substation RA***658X |  | 20 kV | _ | LV | 50 kVA :Pole Substation | 0.05 | --> | 0.05 | 0.031 | 0.43 |  | --> | 0.048 | 0 | 0.005 | 0 | 0 | Constrained, otherwise capacity available =41 kW | --> | E13 ex TULLOW | Tullow [T421,T422] | CARLOW |  | 52.7878 | -6.8008
281635X | MV/LV Substation TE***635X |  | 10 kV | _ | LV | 200 kVA :Kiosk Substation | 0.2 | --> | 0.2 | 0.13 | 4.67 |  | --> | 0.19 | 0 | 0.048 | 0.145 | 0 |  | --> | C11 ex CENTRE PARK ROAD | Marina [T105,T106] | MARINA |  | 51.8938 | -8.4272
060486X | MV/LV Substation DR***486X |  | 10 kV | _ | LV | 100 kVA :Pole Substation | 0.1 | --> | 0.1 | 0.095 | 2.57 |  | --> | 0.095 | 0 | 0 | 0 | 0 | Constrained, otherwise capacity available =94 kW | --> | C17 ex ERRIGAL | Errigal [T41,T422] | SHANKILL |  | 54.1043 | -7.144
248407X | MV/LV Substation HA***407X |  | 20 kV | _ | LV | 50 kVA :Pole Substation | 0.05 | --> | 0.05 | 0 | 0 | Constrained, otherwise capacity available =25 kVA | --> | 0.048 | 0 | 0 | 0 | 0 | Constrained, otherwise capacity available =44 kW | --> | E14 ex KILCOCK | Kilcock [T421,T422] | GRIFFINRATH |  | 53.4498 | -6.709
075246 | MV/LV Substation CA***246 |  | 20 kV | _ | LV | 100 kVA :Pole Substation | 0.1 | --> | 0.1 | 0.082 | 4.38 |  | --> | 0.095 | 0 | 0 | 0.092 | 0 |  | --> | E18 ex CRANE | Crane [T122] | CRANE |  | 52.5137 | -6.2446
065350Z | MV/LV Substation WE***350Z |  | 20 kV | _ | LV | 400 kVA :Kiosk Substation | 0.4 | --> | 0.4 | 0 | 0 | Constrained, otherwise capacity available =303 kVA | --> | 0.38 | 0 | 0.049 | 0 | 0 | Constrained, otherwise capacity available =330 kW | --> | C11 ex LOUGHSHINNY | Loughshinny [T41,T42] | GLASMORE |  | 53.5264 | -6.1589
363673 | MV/LV Substation GO***673 |  | 20 kV | _ | LV | 200 kVA :Kiosk Substation | 0.2 | --> | 0.2 | 0.183 | 3.25 |  | --> | 0.19 | 0 | 0.006 | 0 | 0 | Constrained, otherwise capacity available =183 kW | --> | E15 ex BALLYBUNION | Ballybunion [T421,T422] | TRIEN |  | 52.5058 | -9.6504
009347Y | MV/LV Substation SP***347Y |  | 10 kV | _ | LV | 200 kVA :Kiosk Substation | 0.2 | --> | 0.2 | 0.193 | 0.95 |  | --> | 0.19 | 0 | 0 | 0 | 0 | Constrained, otherwise capacity available =189 kW | --> | C22 ex TYCOR | Tycor [T41,T42] | WATERFORD |  | 52.2598 | -7.1443
019031 | MV/LV Substation CL***031 |  | 10 kV | _ | LV | 630 kVA :Kiosk Substation | 0.63 | --> | 0.63 | 0.047 | 0.05 | Constrained, otherwise capacity available =516 kVA | --> | 0.598 | 0 | 0.028 | 0 | 0 | Constrained, otherwise capacity available =562 kW | --> | C11 ex BALLYBEGGAN | Ballybeggan [T43,T44] | TRALEE |  | 52.2748 | -9.6928
207171 | MV/LV Substation UR***171 |  | 10 kV | _ | LV | 200 kVA :Pole Substation | 0.2 | --> | 0.2 | 0.148 | 3.38 |  | --> | 0.19 | 0 | 0.018 | 0 | 0 | Constrained, otherwise capacity available =169 kW | --> | C15 ex GLENGOOLE | Glengoole [T41] | THURLES |  | 52.7214 | -7.5764
019264X | MV/LV Substation MA***264X |  | 10 kV | _ | LV | 630 kVA :Building Structure | 0.63 | --> | 0.63 | 0.047 | 0.05 | Constrained, otherwise capacity available =432 kVA | --> | 0.598 | 0 | 0 | 0 | 0 | Constrained, otherwise capacity available =571 kW | --> | C19 ex BALLYBEGGAN | Ballybeggan [T43,T44] | TRALEE |  | 52.2638 | -9.6762
180654X | MV/LV Substation AT***654X |  | 10 kV | _ | LV | 200 kVA :Pole Substation | 0.2 | --> | 0.2 | 0.105 | 1.4 |  | --> | 0.19 | 0 | 0 | 0 | 0 | Constrained, otherwise capacity available =177 kW | --> | C26 ex KELLS | Kells [T41,T42] | NAVAN |  | 53.6896 | -6.8308
119255Y | MV/LV Substation HE***255Y |  | 20 kV | _ | LV | 50 kVA :Pole Substation | 0.05 | --> | 0.05 | 0 | 0 | Constrained, otherwise capacity available =50 kVA | --> | 0.048 | 0 | 0 | 0 | 0 | Constrained, otherwise capacity available =48 kW | --> | C18 ex KANTURK | Kanturk [T41,T42] | GLENLARA |  | 52.1147 | -8.8927
049934X | MV/LV Substation LI***934X |  | 10 kV | _ | LV | 100 kVA :Pole Substation | 0.1 | --> | 0.1 | 0 | 0 | Constrained, otherwise capacity available =76 kVA | --> | 0.095 | 0 | 0 | 0 | 0 | Constrained, otherwise capacity available =92 kW | --> | C17 ex AGHAMORE | Aghamore [T41,T42] | LANESBORO |  | 53.6412 | -7.9813
0014079 | MV/LV Substation BR***4079 |  | 10 kV | _ | LV | 400 kVA :Kiosk Substation | 0.4 | --> | 0.4 | 0.291 | 1.16 |  | --> | 0.38 | 0 | 0 | 0.365 | 0 |  | --> | C21 ex DEANSGRANGE | Deansgrange [T41,T42] | CARRICKMINES |  | 53.2617 | -6.1823
064618 | MV/LV Substation TH***618 |  | 20 kV | _ | LV | 50 kVA :Pole Substation | 0.05 | --> | 0.05 | 0 | 0 | Constrained, otherwise capacity available =36 kVA | --> | 0.048 | 0 | 0.008 | 0 | 0 | Constrained, otherwise capacity available =40 kW | --> | E17 ex DULEEK | Duleek [T421,T422] | DRYBRIDGE |  | 53.6314 | -6.4835
067140Y | MV/LV Substation FI***140Y |  | 20 kV | _ | LV | 100 kVA :Pole Substation | 0.1 | --> | 0.1 | 0.029 | 6.81 |  | --> | 0.095 | 0 | 0 | 0.085 | 0 |  | --> | C06 ex AHANE | Ahane [T102] | AHANE |  | 52.672 | -8.5177
034701X | MV/LV Substation LA***701X |  | 20 kV | _ | LV | 50 kVA :Pole Substation | 0.05 | --> | 0.05 | 0.044 | 0.57 |  | --> | 0.048 | 0 | 0.005 | 0 | 0 | Constrained, otherwise capacity available =43 kW | --> | E23 ex LAWLESSTOWN | Lawlesstown [T42,T421] | DOON |  | 52.392 | -7.8036
0354062 | MV/LV Substation BA***4062 |  | 20 kV | _ | LV | 50 kVA :Pole Substation | 0.05 | --> | 0.05 | 0.043 | 0.49 |  | --> | 0.048 | 0 | 0 | 0 | 0 | Constrained, otherwise capacity available =46 kW | --> | E11 ex ARDFINNAN | Ardfinnan [T421] | CAHIR |  | 52.3227 | -7.9092
138404 | MV/LV Substation TU***404 |  | 10 kV | _ | LV | 50 kVA :Pole Substation | 0.05 | --> | 0.05 | 0.036 | 2.18 |  | --> | 0.048 | 0 | 0.027 | 0 | 0 | Constrained, otherwise capacity available =26 kW | --> | C18 ex BAILIEBORO | Bailieboro [T41,T42] | MEATH HILL |  | 53.8833 | -6.957
0564068 | MV/LV Substation BO***4068 |  | 10 kV | _ | LV | 50 kVA :Pole Substation | 0.05 | --> | 0.05 | 0.05 | 0.89 |  | --> | 0.048 | 0 | 0 | 0 | 0 | Constrained, otherwise capacity available =48 kW | --> | C21 ex BIRR | Birr [T41,T422] | DALLOW |  | 53.0803 | -7.8603
118173Y | MV/LV Substation FR***173Y |  | 20 kV | _ | LV | 50 kVA :Pole Substation | 0.05 | --> | 0.05 | 0 | 0 | Constrained, otherwise capacity available =42 kVA | --> | 0.048 | 0 | 0 | 0 | 0 | Constrained, otherwise capacity available =46 kW | --> | E18 ex CREAGH | Creagh [T421,T422] | ATHLONE |  | 53.4643 | -8.4892
052112X | MV/LV Substation MA***112X |  | 10 kV | _ | LV | 50 kVA :Pole Substation | 0.05 | --> | 0.05 | 0 | 0 | Constrained, otherwise capacity available =42 kVA | --> | 0.048 | 0 | 0 | 0 | 0 | Constrained, otherwise capacity available =46 kW | --> | C23 ex BALLINDERRY | Ballinderry [T41,T422] | MULLINGAR |  | 53.5208 | -7.3076
118469 | MV/LV Substation AN***469 |  | 20 kV | _ | LV | 50 kVA :Pole Substation | 0.05 | --> | 0.05 | 0.037 | 0.3 |  | --> | 0.048 | 0 | 0 | 0 | 0 | Constrained, otherwise capacity available =46 kW | --> | C17 ex BANAGHER | Banagher [T41,T42] | DALLOW |  | 53.2168 | -8.2161
033942X | MV/LV Substation PO***942X |  | 10 kV | _ | LV | 50 kVA :Pole Substation | 0.05 | --> | 0.05 | 0 | 0 | Constrained, otherwise capacity available =32 kVA | --> | 0.048 | 0 | 0 | 0 | 0 | Constrained, otherwise capacity available =45 kW | --> | C16 ex PORTLAW | Portlaw [T41,T42] | BUTLERSTOWN |  | 52.286 | -7.3102
069316 | MV/LV Substation CH***316 |  | 10 kV | _ | LV | 400 kVA :Building Structure | 0.4 | --> | 0.4 | 0.399 | 3.34 |  | --> | 0.38 | 0 | 0 | 0.38 | 0 |  | --> | C18 ex GREENHILLS | Greenhills [T42] | INCHICORE 220KV |  | 53.3133 | -6.3381
011083Z | MV/LV Substation CO***083Z |  | 20 kV | _ | LV | 100 kVA :Pole Substation | 0.1 | --> | 0.1 | 0 | 0 | Constrained, otherwise capacity available =96 kVA | --> | 0.095 | 0 | 0 | 0 | 0 | Constrained, otherwise capacity available =94 kW | --> | E25 ex TALBOTS INCH | Talbots Inch [T41,T42] | KILKENNY |  | 52.6741 | -7.2826
014391Z | MV/LV Substation RA***391Z |  | 20 kV | _ | LV | 200 kVA :Kiosk Substation | 0.2 | --> | 0.2 | 0 | 0 | Constrained, otherwise capacity available =164 kVA | --> | 0.19 | 0 | 0 | 0 | 0 | Constrained, otherwise capacity available =185 kW | --> | C14 ex KILDARE | Kildare [T41,T42] | NEWBRIDGE |  | 53.2174 | -6.9962
009271 | MV/LV Substation IE***271 |  | 10 kV | _ | LV | 630 kVA :Building Structure | 0.63 | --> | 0.63 | 0.5 | 0.95 |  | --> | 0.598 | 0 | 0 | 0 | 0 | Constrained, otherwise capacity available =592 kW | --> | C22 ex TYCOR | Tycor [T41,T42] | WATERFORD |  | 52.2578 | -7.1473
075275 | MV/LV Substation BA***275 |  | 20 kV | _ | LV | 200 kVA :Pole Substation | 0.2 | --> | 0.2 | 0.136 | 17.8 |  | --> | 0.19 | 0 | 0 | 0.181 | 0 |  | --> | E13 ex BANOGE | Banoge [T121,T122] | BANOGE |  | 52.5383 | -6.2394
082343Y | MV/LV Substation NA***343Y |  | 10 kV | _ | LV | 400 kVA :Kiosk Substation | 0.4 | --> | 0.4 | 0.37 | 2.01 |  | --> | 0.38 | 0 | 0 | 0 | 0 | Constrained, otherwise capacity available =376 kW | --> | C12 ex ABBEYLAND | Abbeyland [T41,T42] | NAVAN |  | 53.6833 | -6.6748
055830 | MV/LV Substation DR***830 |  | 10 kV | _ | LV | 50 kVA :Pole Substation | 0.05 | --> | 0.05 | 0.033 | 0.18 |  | --> | 0.048 | 0 | 0 | 0 | 0 | Constrained, otherwise capacity available =45 kW | --> | C16 ex TOOMEVARA | Toomevara [T42] | NENAGH |  | 52.8872 | -7.9434
029571Y | MV/LV Substation CO***571Y |  | 10 kV | _ | LV | 200 kVA :Kiosk Substation | 0.2 | --> | 0.2 | 0 | 0 | Constrained, otherwise capacity available =128 kVA | --> | 0.19 | 0 | 0.009 | 0 | 0 | Constrained, otherwise capacity available =173 kW | --> | C17 ex CARRIGSHANE | Carrigshane [T41] | MIDLETON |  | 51.8641 | -8.1647
249719 | MV/LV Substation MC***719 |  | 10 kV | _ | LV | 50 kVA :Pole Substation | 0.05 | --> | 0.05 | 0 | 0 | Constrained, otherwise capacity available =48 kVA | --> | 0.048 | 0 | 0 | 0 | 0 | Constrained, otherwise capacity available =47 kW | --> | C19 ex LISMORE | Lismore [T41,T42] | DUNGARVAN |  | 52.1019 | -7.9762
068150 | MV/LV Substation LE***150 |  | 10 kV | _ | LV | 1000 kVA :Building Structure | 1 | --> | 1 | 0.5 | 0.98 |  | --> | 0.95 | 0 | 0 | 0.5 | 0 |  | --> | C20 ex LEESON STREET | Leeson Street [T41,T42] | MILLTOWN (DR) |  | 53.3341 | -6.2536
253271Y | MV/LV Substation TH***271Y |  | 20 kV | _ | LV | 400 kVA :Kiosk Substation | 0.4 | --> | 0.4 | 0 | 0 | Constrained, otherwise capacity available =331 kVA | --> | 0.38 | 0 | 0.024 | 0 | 0 | Constrained, otherwise capacity available =353 kW | --> | C17 ex BALLYGAR | Ballygar [T41,T42] | ATHLONE |  | 53.487 | -8.5624
039884 | MV/LV Substation GL***884 |  | 10 kV | _ | LV | 400 kVA :Kiosk Substation | 0.4 | --> | 0.4 | 0 | 0 | Constrained, otherwise capacity available =305 kVA | --> | 0.38 | 0 | 0.014 | 0.356 | 0 |  | --> | C24 ex GALWAY 110KV | Galway 110kv [T102,T103] | GALWAY 110KV |  | 53.2724 | -9.0068
068045 | MV/LV Substation AM***045 |  | 10 kV | _ | LV | 200 kVA :Kiosk Substation | 0.2 | --> | 0.2 | 0.166 | 20.78 |  | --> | 0.19 | 0 | 0 | 0.185 | 0 |  | --> | C21 ex HEUSTON SQUARE | Heuston Square [T101,T102] | INCHICORE 220KV |  | 53.3586 | -6.3333
0934121 | MV/LV Substation BA***4121 |  | 10 kV | _ | LV | 400 kVA :Kiosk Substation | 0.4 | --> | 0.4 | 0 | 0 | Constrained, otherwise capacity available =391 kVA | --> | 0.38 | 0 | 0 | 0.379 | 0 |  | --> | C19 ex KILMORE | Kilmore [T101,T102,T103] | FINGLAS |  | 53.4081 | -6.2238
006035Y | MV/LV Substation RE***035Y |  | 10 kV | _ | LV | 200 kVA :Pole Substation | 0.2 | --> | 0.2 | 0.163 | 3.12 |  | --> | 0.19 | 0 | 0 | 0 | 0 | Constrained, otherwise capacity available =185 kW | --> | C11 ex BELLFIELD | Bellfield [T41,T42] | CRANE |  | 52.5038 | -6.6068
1094030 | MV/LV Substation CH***4030 |  | 10 kV | _ | LV | 630 kVA :Building Structure | 0.63 | --> | 0.63 | 0.381 | 0.38 | Constrained, otherwise capacity available =443 kVA | --> | 0.598 | 0 | 0 | 0.5 | 0 |  | --> | C20 ex RINEANNA | Rineanna [T41,T42] | DRUMLINE |  | 52.7167 | -8.8785
068149 | MV/LV Substation VA***149 |  | 10 kV | _ | LV | 630 kVA :Building Structure | 0.63 | --> | 0.63 | 0 | 0 | Constrained, otherwise capacity available =324 kVA | --> | 0.598 | 0 | 0.067 | 0.5 | 0 |  | --> | C13 ex WHITEHALL | Whitehall [T41] | FINGLAS |  | 53.3754 | -6.2574
031110 | MV/LV Substation RA***110 |  | 20 kV | _ | LV | 50 kVA :Pole Substation | 0.05 | --> | 0.05 | 0 | 0 | Constrained, otherwise capacity available =48 kVA | --> | 0.048 | 0 | 0 | 0 | 0 | Constrained, otherwise capacity available =47 kW | --> | E13 ex FOXHOLE | Foxhole [T421,T422] | DUNGARVAN |  | 51.9729 | -7.8078
021410X | MV/LV Substation LE***410X |  | 10 kV | _ | LV | 50 kVA :Pole Substation | 0.05 | --> | 0.05 | 0 | 0 | Constrained, otherwise capacity available =30 kVA | --> | 0.048 | 0 | 0.006 | 0.04 | 0 |  | --> | C26 ex BISHOPSTOWN | Bishopstown [T41,T42] | KILBARRY |  | 51.9012 | -8.5426
009924 | MV/LV Substation LU***924 |  | 10 kV | _ | LV | 50 kVA :Pole Substation | 0.05 | --> | 0.05 | 0 | 0 | Constrained, otherwise capacity available =34 kVA | --> | 0.048 | 0 | 0.01 | 0 | 0 | Constrained, otherwise capacity available =38 kW | --> | C12 ex GRANAGH | Granagh [T41,T42] | WATERFORD |  | 52.2697 | -7.2265
281935Z | MV/LV Substation IA***935Z |  | 10 kV | _ | LV | 400 kVA :Kiosk Substation | 0.4 | --> | 0.4 | 0.323 | 5.49 |  | --> | 0.38 | 0 | 0 | 0.369 | 0 |  | --> | C22 ex TRABEG | Trabeg [T101,T102] | TRABEG |  | 51.8442 | -8.4982
2514211 | MV/LV Substation GR***4211 |  | 10 kV | _ | LV | 630 kVA :Building Structure | 0.63 | --> | 0.63 | 0 | 0 | Constrained, otherwise capacity available =539 kVA | --> | 0.598 | 0 | 0.01 | 0 | 0 | Constrained, otherwise capacity available =578 kW | --> | C17 ex PARKMORE | Parkmore [T41,T42] | GALWAY 110KV |  | 53.3018 | -8.982
053523Y | MV/LV Substation KI***523Y |  | 20 kV | _ | LV | 100 kVA :Pole Substation | 0.1 | --> | 0.1 | 0 | 0 | Constrained, otherwise capacity available =81 kVA | --> | 0.095 | 0 | 0.006 | 0.088 | 0 |  | --> | E18 ex CLONMINCH | Clonminch [T41,T422] | THORNSBERRY |  | 53.271 | -7.5973
011432Z | MV/LV Substation TA***432Z |  | 10 kV | _ | LV | 50 kVA :Pole Substation | 0.05 | --> | 0.05 | 0 | 0 | Constrained, otherwise capacity available =47 kVA | --> | 0.048 | 0 | 0 | 0 | 0 | Constrained, otherwise capacity available =47 kW | --> | C16 ex TALBOTS INCH | Talbots Inch [T41,T42] | KILKENNY |  | 52.6694 | -7.2646
156011 | MV/LV Substation NO***011 |  | 10 kV | _ | LV | 200 kVA :Kiosk Substation | 0.2 | --> | 0.2 | 0.098 | 2.47 |  | --> | 0.19 | 0 | 0.014 | 0 | 0 | Constrained, otherwise capacity available =165 kW | --> | E21 ex TELAYDON | Telaydon [T42,T421] | LISDRUM |  | 54.2514 | -6.9717
2064134 | MV/LV Substation BR***4134 |  | 20 kV | _ | LV | 50 kVA :Pole Substation | 0.05 | --> | 0.05 | 0.041 | 1.6 |  | --> | 0.048 | 0 | 0 | 0 | 0 | Constrained, otherwise capacity available =46 kW | --> | E17 ex BELMULLET | Belmullet [T421] | BELLACORICK |  | 54.2146 | -9.9701
071076 | MV/LV Substation BU***076 |  | 10 kV | _ | LV | 400 kVA :Kiosk Substation | 0.4 | --> | 0.4 | 0 | 0 | Constrained, otherwise capacity available =293 kVA | --> | 0.38 | 0 | 0.068 | 0.315 | 0 |  | --> | C22 ex GREYSTONES | Greystones [T41,T42] | FASSAROE |  | 53.138 | -6.0749
015849Y | MV/LV Substation TI***849Y |  | 10 kV | _ | LV | 200 kVA :Pole Substation | 0.2 | --> | 0.2 | 0 | 0 | Constrained, otherwise capacity available =170 kVA | --> | 0.19 | 0 | 0 | 0 | 0 | Constrained, otherwise capacity available =186 kW | --> | E18 ex BLESSINGTON | Blessington [T421,T422] | KILTEEL |  | 53.2096 | -6.4902
021451 | MV/LV Substation BE***451 |  | 10 kV | _ | LV | 50 kVA :Pole Substation | 0.05 | --> | 0.05 | 0 | 0 | Constrained, otherwise capacity available =31 kVA | --> | 0.048 | 0 | 0.012 | 0.036 | 0 |  | --> | C12 ex RIVERSTOWN | Riverstown [T41,T42] | KILBARRY |  | 51.9501 | -8.3974
003928X | MV/LV Substation CA***928X |  | 10 kV | _ | LV | 50 kVA :Pole Substation | 0.05 | --> | 0.05 | 0.04 | 0.48 |  | --> | 0.048 | 0 | 0.003 | 0 | 0 | Constrained, otherwise capacity available =44 kW | --> | C15 ex KILMARTIN | Kilmartin [T41] | ARKLOW |  | 53.0588 | -6.1363
017064Z | MV/LV Substation ST***064Z |  | 10 kV | _ | LV | 50 kVA :Pole Substation | 0.05 | --> | 0.05 | 0.045 | 1.05 |  | --> | 0.048 | 0 | 0 | 0 | 0 | Constrained, otherwise capacity available =47 kW | --> | C19 ex NEWCASTLEWEST | Newcastlewest [T41,T42] | RATHKEALE |  | 52.3982 | -9.1081
0264023 | MV/LV Substation CA***4023 |  | 10 kV | _ | LV | 200 kVA :Pole Substation | 0.2 | --> | 0.2 | 0 | 0 | Constrained, otherwise capacity available =89 kVA | --> | 0.19 | 0 | 0 | 0 | 0 | Constrained, otherwise capacity available =174 kW | --> | E41 ex KINSALE | Kinsale [T423] | TRABEG |  | 51.7021 | -8.5371
093447Z | MV/LV Substation SE***447Z |  | 10 kV | _ | LV | 630 kVA :Kiosk Substation | 0.63 | --> | 0.63 | 0 | 0 | Constrained, otherwise capacity available =458 kVA | --> | 0.598 | 0 | 0.03 | 0.5 | 0 |  | --> | C24 ex POPPINTREE | Poppintree [T101,T102] | FINGLAS |  | 53.4059 | -6.2941
363893 | MV/LV Substation CL***893 |  | 20 kV | _ | LV | 630 kVA :Kiosk Substation | 0.63 | --> | 0.63 | 0.5 | 3.25 |  | --> | 0.598 | 0 | 0 | 0 | 0 | Constrained, otherwise capacity available =592 kW | --> | E15 ex BALLYBUNION | Ballybunion [T421,T422] | TRIEN |  | 52.5155 | -9.6739
060440Y | MV/LV Substation CO***440Y |  | 10 kV | _ | LV | 50 kVA :Pole Substation | 0.05 | --> | 0.05 | 0.047 | 2.57 |  | --> | 0.048 | 0 | 0 | 0 | 0 | Constrained, otherwise capacity available =47 kW | --> | C13 ex ERRIGAL | Errigal [T41,T422] | SHANKILL |  | 54.0478 | -7.1953
031137 | MV/LV Substation CU***137 |  | 10 kV | _ | LV | 400 kVA :Kiosk Substation | 0.4 | --> | 0.4 | 0 | 0 | Constrained, otherwise capacity available =279 kVA | --> | 0.38 | 0 | 0.014 | 0 | 0 | Constrained, otherwise capacity available =353 kW | --> | C19 ex COLLIGAN | Colligan [T41,T42] | DUNGARVAN |  | 52.0878 | -7.6219
165451X | MV/LV Substation LI***451X |  | 10 kV | _ | LV | 100 kVA :Pole Substation | 0.1 | --> | 0.1 | 0.073 | 0.88 |  | --> | 0.095 | 0 | 0.015 | 0 | 0 | Constrained, otherwise capacity available =80 kW | --> | C21 ex ROSS CARBERY | Ross Carbery [T41,T42] | DUNMANWAY |  | 51.6017 | -8.9601
093480Z | MV/LV Substation CH***480Z |  | 10 kV | _ | LV | 630 kVA :Building Structure | 0.63 | --> | 0.63 | 0 | 0 | Constrained, otherwise capacity available =604 kVA | --> | 0.598 | 0 | 0 | 0.5 | 0 |  | --> | C28 ex POPPINTREE | Poppintree [T101,T102] | FINGLAS |  | 53.4046 | -6.302
024757X | MV/LV Substation CO***757X |  | 10 kV | _ | LV | 630 kVA :Building Structure | 0.63 | --> | 0.63 | 0.5 | 2.14 |  | --> | 0.598 | 0 | 0 | 0 | 0 | Constrained, otherwise capacity available =598 kW | --> | C18 ex BUTTEVANT | Buttevant [T41,T42] | MALLOW |  | 52.185 | -8.6989
066733Z | MV/LV Substation PO***733Z |  | 20 kV | _ | LV | 400 kVA :Kiosk Substation | 0.4 | --> | 0.4 | 0 | 0 | Constrained, otherwise capacity available =390 kVA | --> | 0.38 | 0 | 0.005 | 0 | 0 | Constrained, otherwise capacity available =375 kW | --> | E15 ex BATTER LANE TEMPORARY | Batter Lane Temporary 38kv [T421] | GLASMORE |  | 53.5274 | -6.1693
059279Y | MV/LV Substation RO***279Y |  | 10 kV | _ | LV | 200 kVA :Kiosk Substation | 0.2 | --> | 0.2 | 0 | 0 | Constrained, otherwise capacity available =177 kVA | --> | 0.19 | 0 | 0.012 | 0 | 0 | Constrained, otherwise capacity available =178 kW | --> | C11 ex DERRYCRAMPH | Derrycramph [T41,T42] | SHANKILL |  | 53.9667 | -7.3446
052898Z | MV/LV Substation CA***898Z |  | 10 kV | _ | LV | 200 kVA :Kiosk Substation | 0.2 | --> | 0.2 | 0 | 0 | Constrained, otherwise capacity available =167 kVA | --> | 0.19 | 0 | 0.005 | 0 | 0 | Constrained, otherwise capacity available =182 kW | --> | C17 ex DELVIN | Delvin [T41,T42] | MULLINGAR |  | 53.6093 | -7.096
0034246 | MV/LV Substation KI***4246 |  | 10 kV | _ | LV | 50 kVA :Pole Substation | 0.05 | --> | 0.05 | 0.05 | 0.48 |  | --> | 0.048 | 0 | 0 | 0 | 0 | Constrained, otherwise capacity available =48 kW | --> | C15 ex KILMARTIN | Kilmartin [T41] | ARKLOW |  | 53.0572 | -6.0976
019762 | MV/LV Substation PA***762 |  | 10 kV | _ | LV | 50 kVA :Pole Substation | 0.05 | --> | 0.05 | 0 | 1.54 |  | --> | 0.048 | 0 | 0.005 | 0 | 0 | Constrained, otherwise capacity available =36 kW | --> | C11 ex BALLYARD | Ballyard [T41,T42] | TRALEE |  | 52.265 | -9.7022
3774067 | MV/LV Substation CU***4067 |  | 20 kV | _ | LV | 100 kVA :Pole Substation | 0.1 | --> | 0.1 | 0 | 0 | Constrained, otherwise capacity available =65 kVA | --> | 0.095 | 0 | 0 | 0 | 0 | Constrained, otherwise capacity available =90 kW | --> | E16 ex GURRANEBANE | Gurranebane [T421,T422] | OUGHTRAGH |  | 51.8155 | -10.1561
093592Z | MV/LV Substation NO***592Z |  | 10 kV | _ | LV | 630 kVA :Building Structure | 0.63 | --> | 0.63 | 0 | 0 | Constrained, otherwise capacity available =447 kVA | --> | 0.598 | 0 | 0 | 0.5 | 0 |  | --> | C27 ex POPPINTREE | Poppintree [T101,T102] | FINGLAS |  | 53.3977 | -6.3209
0174488 | MV/LV Substation CR***4488 |  | 20 kV | _ | LV | 630 kVA :Kiosk Substation | 0.63 | --> | 0.63 | 0.5 | 1.98 |  | --> | 0.598 | 0 | 0 | 0 | 0 | Constrained, otherwise capacity available =596 kW | --> | E14 ex RATHKEALE | Rathkeale [T421,T422] | RATHKEALE |  | 52.523 | -8.7131
0394184 | MV/LV Substation CL***4184 |  | 10 kV | _ | LV | 400 kVA :Kiosk Substation | 0.4 | --> | 0.4 | 0.4 | 11.03 |  | --> | 0.38 | 0 | 0 | 0.38 | 0 |  | --> | C17 ex SALTHILL | Salthill [T101,T102] | SALTHILL |  | 53.2706 | -9.1242
068275X | MV/LV Substation IV***275X |  | 10 kV | _ | LV | 1000 kVA :Building Structure | 1 | --> | 1 | 0.5 | 9.99 |  | --> | 0.95 | 0 | 0 | 0.5 | 0 |  | --> | C24 ex HAROLDS CROSS | Harolds Cross [T101,T102] | POOLBEG |  | 53.3322 | -6.2616
184343X | MV/LV Substation DR***343X |  | 10 kV | _ | LV | 100 kVA :Pole Substation | 0.1 | --> | 0.1 | 0.099 | 3.38 |  | --> | 0.095 | 0 | 0 | 0 | 0 | Constrained, otherwise capacity available =95 kW | --> | C18 ex CASTLEBLAYNEY | Castleblayney [T41,T42] | DUNDALK |  | 54.1299 | -6.6956
109215 | MV/LV Substation LI***215 |  | 10 kV | _ | LV | 50 kVA :Pole Substation | 0.05 | --> | 0.05 | 0.037 | 0.38 |  | --> | 0.048 | 0 | 0.005 | 0.042 | 0 |  | --> | C14 ex RINEANNA | Rineanna [T41,T42] | DRUMLINE |  | 52.7256 | -8.9099
006631Y | MV/LV Substation ES***631Y |  | 10 kV | _ | LV | 400 kVA :Building Structure | 0.4 | --> | 0.4 | 0.292 | 4.38 |  | --> | 0.38 | 0 | 0.02 | 0.351 | 0 |  | --> | E11 ex CRANE | Crane [T122] | CRANE |  | 52.5271 | -6.5573
064508X | MV/LV Substation WA***508X |  | 10 kV | _ | LV | 50 kVA :Pole Substation | 0.05 | --> | 0.05 | 0 | 0 | Constrained, otherwise capacity available =37 kVA | --> | 0.048 | 0 | 0 | 0 | 0 | Constrained, otherwise capacity available =46 kW | --> | C19 ex DRYBRIDGE | Drybridge [T41,T42] | DRYBRIDGE |  | 53.726 | -6.3831
162825 | MV/LV Substation ST***825 |  | 10 kV | _ | LV | 200 kVA :Pole Substation | 0.2 | --> | 0.2 | 0.122 | 7.25 |  | --> | 0.19 | 0 | 0.005 | 0 | 0 | Constrained, otherwise capacity available =175 kW | --> | C18 ex CONVOY | Convoy [T41,T42] | LETTERKENNY |  | 54.8715 | -7.6039
063430 | MV/LV Substation LI***430 |  | 10 kV | _ | LV | 100 kVA :Pole Substation | 0.1 | --> | 0.1 | 0 | 0 | Constrained, otherwise capacity available =89 kVA | --> | 0.095 | 0 | 0 | 0 | 0 | Constrained, otherwise capacity available =94 kW | --> | C15 ex BALLYBAILIE | Ballybailie [T41,T42] | DUNDALK |  | 53.8952 | -6.5513
059719Y | MV/LV Substation CE***719Y |  | 10 kV | _ | LV | 630 kVA :Building Structure | 0.63 | --> | 0.63 | 0 | 0 | Constrained, otherwise capacity available =581 kVA | --> | 0.598 | 0 | 0.01 | 0 | 0 | Constrained, otherwise capacity available =584 kW | --> | C22 ex CAVAN | Cavan [T42,T421] | SHANKILL |  | 53.9867 | -7.3331
254398 | MV/LV Substation CA***398 |  | 20 kV | _ | LV | 50 kVA :Pole Substation | 0.05 | --> | 0.05 | 0 | 0 | Constrained, otherwise capacity available =49 kVA | --> | 0.048 | 0 | 0 | 0 | 0 | Constrained, otherwise capacity available =47 kW | --> | E47 ex CLAREGALWAY | Claregalway [T42,T421] | GALWAY 110KV |  | 53.4175 | -8.7842
1254009 | MV/LV Substation CO***4009 |  | 20 kV | _ | LV | 50 kVA :Pole Substation | 0.05 | --> | 0.05 | 0.05 | 0.22 |  | --> | 0.048 | 0 | 0 | 0 | 0 | Constrained, otherwise capacity available =47 kW | --> | C16 ex KILSHANNY | Kilshanny [T41,T42] | CAHIR |  | 52.2975 | -8.102
039115 | MV/LV Substation MO***115 |  | 10 kV | _ | LV | 400 kVA :Kiosk Substation | 0.4 | --> | 0.4 | 0.322 | 11.03 |  | --> | 0.38 | 0 | 0.019 | 0.355 | 0 |  | --> | C31 ex SALTHILL | Salthill [T101,T102] | SALTHILL |  | 53.2826 | -9.0691
5034090 | MV/LV Substation TO***4090 |  | 10 kV | _ | LV | 50 kVA :Pole Substation | 0.05 | --> | 0.05 | 0.05 | 1.69 |  | --> | 0.048 | 0 | 0 | 0 | 0 | Constrained, otherwise capacity available =48 kW | --> | C16 ex NEWTOWNCUNNINGHAM | Newtowncunningham [T41,T42] | LETTERKENNY |  | 55.0073 | -7.488
426479 | MV/LV Substation BA***479 |  | 20 kV | _ | LV | 50 kVA :Pole Substation | 0.05 | --> | 0.05 | 0 | 0 | Constrained, otherwise capacity available =33 kVA | --> | 0.048 | 0 | 0.015 | 0 | 0 | Constrained, otherwise capacity available =34 kW | --> | E15 ex DINGLE | Dingle [T421,T422] | OUGHTRAGH |  | 52.1757 | -10.3825
054008 | MV/LV Substation QU***008 |  | 10 kV | _ | LV | 200 kVA :Pole Substation | 0.2 | --> | 0.2 | 0 | 2.78 |  | --> | 0.19 | 0 | 0.038 | 0 | 0 | Constrained, otherwise capacity available =132 kW | --> | E16 ex BALLYRAGGET | Ballyragget [T421,T422] | BALLYRAGGET |  | 52.8458 | -7.3944
251418X | MV/LV Substation CL***418X |  | 10 kV | _ | LV | 50 kVA :Pole Substation | 0.05 | --> | 0.05 | 0 | 0 | Constrained, otherwise capacity available =49 kVA | --> | 0.048 | 0 | 0 | 0 | 0 | Constrained, otherwise capacity available =47 kW | --> | C28 ex CLAREGALWAY | Claregalway [T42,T421] | GALWAY 110KV |  | 53.325 | -8.973
050924Y | MV/LV Substation CI***924Y |  | 10 kV | _ | LV | 400 kVA :Kiosk Substation | 0.4 | --> | 0.4 | 0 | 0 | Constrained, otherwise capacity available =400 kVA | --> | 0.38 | 0 | 0 | 0 | 0 | Constrained, otherwise capacity available =380 kW | --> | C17 ex ATHLONE | Athlone [T41,T42] | ATHLONE |  | 53.4275 | -7.9393
426647 | MV/LV Substation QU***647 |  | 20 kV | _ | LV | 630 kVA :Kiosk Substation | 0.63 | --> | 0.63 | 0 | 0 | Constrained, otherwise capacity available =258 kVA | --> | 0.598 | 0 | 0.036 | 0 | 0 | Constrained, otherwise capacity available =519 kW | --> | E16 ex DINGLE | Dingle [T421,T422] | OUGHTRAGH |  | 52.1391 | -10.2732
0204055 | MV/LV Substation SI***4055 |  | 10 kV | _ | LV | 50 kVA :Pole Substation | 0.05 | --> | 0.05 | 0 | 0 | Constrained, otherwise capacity available =46 kVA | --> | 0.048 | 0 | 0 | 0 | 0 | Constrained, otherwise capacity available =47 kW | --> | C16 ex COOLCORCORAN | Coolcorcoran [T41,T42] | KNOCKEARAGH |  | 52.0807 | -9.5071
137450 | MV/LV Substation CA***450 |  | 10 kV | _ | LV | 400 kVA :Kiosk Substation | 0.4 | --> | 0.4 | 0.361 | 2 |  | --> | 0.38 | 0 | 0.026 | 0 | 0 | Constrained, otherwise capacity available =355 kW | --> | C12 ex CAUSEWAY | Causeway [T41,T42] | TRALEE |  | 52.4135 | -9.7365
049676X | MV/LV Substation FO***676X |  | 20 kV | _ | LV | 200 kVA :Kiosk Substation | 0.2 | --> | 0.2 | 0.141 | 0.21 |  | --> | 0.19 | 0 | 0.014 | 0 | 0 | Constrained, otherwise capacity available =171 kW | --> | E17 ex LONGFORD | Longford [T421,T422] | RICHMOND |  | 53.7505 | -7.8012
365332X | MV/LV Substation AL***332X |  | 10 kV | _ | LV | 630 kVA :Kiosk Substation | 0.63 | --> | 0.63 | 0 | 0 | Constrained, otherwise capacity available =434 kVA | --> | 0.598 | 0 | 0.023 | 0.5 | 0 |  | --> | C16 ex WHITESTOWN | Whitestown [T41,T42] | COOKSTOWN |  | 53.2864 | -6.3804
127001Z | MV/LV Substation RO***001Z |  | 10 kV | _ | LV | 630 kVA :Kiosk Substation | 0.63 | --> | 0.63 | 0.5 | 5.89 |  | --> | 0.598 | 0 | 0.02 | 0 | 0 | Constrained, otherwise capacity available =574 kW | --> | C17 ex CASHEL | Cashel [T41,T42] | CAHIR |  | 52.5119 | -7.8963
005776X | MV/LV Substation AS***776X |  | 10 kV | _ | LV | 400 kVA :Building Structure | 0.4 | --> | 0.4 | 0 | 0 | Constrained, otherwise capacity available =299 kVA | --> | 0.38 | 0 | 0 | 0 | 0 | Constrained, otherwise capacity available =366 kW | --> | C14 ex GARDEN CITY | Garden City [T41,T42] | ARKLOW |  | 52.679 | -6.2845
023717Y | MV/LV Substation CA***717Y |  | 10 kV | _ | LV | 200 kVA :Kiosk Substation | 0.2 | --> | 0.2 | 0 | 0 | Constrained, otherwise capacity available =147 kVA | --> | 0.19 | 0 | 0.026 | 0 | 0 | Constrained, otherwise capacity available =163 kW | --> | C19 ex CURRAGLASS | Curraglass [T41] | BARRYMORE |  | 52.0922 | -8.0998
0814220 | MV/LV Substation ST***4220 |  | 10 kV | _ | LV | 630 kVA :Kiosk Substation | 0.63 | --> | 0.63 | 0 | 0 | Constrained, otherwise capacity available =491 kVA | --> | 0.598 | 0 | 0.056 | 0.5 | 0 |  | --> | C11 ex LIFFEY VALLEY | Liffey Valley [T41,T42] | INCHICORE 220KV |  | 53.3446 | -6.4051
0714027 | MV/LV Substation KI***4027 |  | 10 kV | _ | LV | 400 kVA :Kiosk Substation | 0.4 | --> | 0.4 | 0.4 | 5.58 |  | --> | 0.38 | 0 | 0 | 0.38 | 0 |  | --> | C12 ex KILCOOLE | Kilcoole [T41,T42] | FASSAROE |  | 53.111 | -6.06
051320X | MV/LV Substation LO***320X |  | 20 kV | _ | LV | 630 kVA :Kiosk Substation | 0.63 | --> | 0.63 | 0.5 | 2.22 |  | --> | 0.598 | 0 | 0.05 | 0.5 | 0 |  | --> | E21 ex CLARA | Clara [T421,T422] | THORNSBERRY |  | 53.3924 | -7.6959
007998Z | MV/LV Substation CL***998Z |  | 10 kV | _ | LV | 630 kVA :Kiosk Substation | 0.63 | --> | 0.63 | 0.5 | 0.9 |  | --> | 0.598 | 0 | 0 | 0 | 0 | Constrained, otherwise capacity available =590 kW | --> | C19 ex CLONARD | Clonard [T41,T42] | WEXFORD |  | 52.3261 | -6.496
120787Y | MV/LV Substation DE***787Y |  | 20 kV | _ | LV | 100 kVA :Pole Substation | 0.1 | --> | 0.1 | 0 | 0 | Constrained, otherwise capacity available =69 kVA | --> | 0.095 | 0 | 0 | 0 | 0 | Constrained, otherwise capacity available =91 kW | --> | E14 ex EDENDERRY | Edenderry [T421,T422] | BLAKE |  | 53.3353 | -6.9409
0504467 | MV/LV Substation WA***4467 |  | 10 kV | _ | LV | 200 kVA :Pole Substation | 0.2 | --> | 0.2 | 0.2 | 7.61 |  | --> | 0.19 | 0 | 0 | 0 | 0 | Constrained, otherwise capacity available =190 kW | --> | C11 ex GARRYCASTLE | Garrycastle [T41,T42] | ATHLONE |  | 53.4178 | -7.9358
050133Y | MV/LV Substation CA***133Y |  | 10 kV | _ | LV | 100 kVA :Pole Substation | 0.1 | --> | 0.1 | 0.082 | 7.61 |  | --> | 0.095 | 0 | 0.01 | 0 | 0 | Constrained, otherwise capacity available =85 kW | --> | C11 ex GARRYCASTLE | Garrycastle [T41,T42] | ATHLONE |  | 53.42 | -7.9101
108005 | MV/LV Substation CA***005 |  | 10 kV | _ | LV | 200 kVA :Pole Substation | 0.2 | --> | 0.2 | 0.106 | 1.57 |  | --> | 0.19 | 0 | 0.01 | 0 | 0 | Constrained, otherwise capacity available =169 kW | --> | C15 ex BALLYSHANNON | Ballyshannon [T41,T42] | CATHALEENS FALL |  | 54.4986 | -8.1896
0434055 | MV/LV Substation HE***4055 |  | 20 kV | _ | LV | 50 kVA :Pole Substation | 0.05 | --> | 0.05 | 0.05 | 0.43 |  | --> | 0.048 | 0 | 0 | 0 | 0 | Constrained, otherwise capacity available =48 kW | --> | C20 ex SWINFORD | Swinford [T41,T42] | CASTLEBAR |  | 53.9152 | -8.9249
0264244 | MV/LV Substation BU***4244 |  | 10 kV | _ | LV | 50 kVA :Pole Substation | 0.05 | --> | 0.05 | 0.038 | 8.66 |  | --> | 0.048 | 0 | 0 | 0 | 0 | Constrained, otherwise capacity available =46 kW | --> | C20 ex BANDON | Bandon [T101,T42] | BANDON |  | 51.7728 | -8.7879
235238 | MV/LV Substation CO***238 |  | 20 kV | _ | LV | 200 kVA :Kiosk Substation | 0.2 | --> | 0.2 | 0 | 0 | Constrained, otherwise capacity available =174 kVA | --> | 0.19 | 0 | 0 | 0 | 0 | Constrained, otherwise capacity available =186 kW | --> | E11 ex BEALNABLATH | Bealnablath [T421] | BANDON |  | 51.848 | -8.7846
363041 | MV/LV Substation AH***041 |  | 20 kV | _ | LV | 50 kVA :Pole Substation | 0.05 | --> | 0.05 | 0.047 | 3.25 |  | --> | 0.048 | 0 | 0 | 0 | 0 | Constrained, otherwise capacity available =47 kW | --> | E15 ex BALLYBUNION | Ballybunion [T421,T422] | TRIEN |  | 52.5067 | -9.6542
0244109 | MV/LV Substation CO***4109 |  | 10 kV | _ | LV | 50 kVA :Pole Substation | 0.05 | --> | 0.05 | 0.05 | 2.14 |  | --> | 0.048 | 0 | 0 | 0 | 0 | Constrained, otherwise capacity available =48 kW | --> | C13 ex BUTTEVANT | Buttevant [T41,T42] | MALLOW |  | 52.2049 | -8.5163
0734056 | MV/LV Substation AM***4056 |  | 20 kV | _ | LV | 200 kVA :Pole Substation | 0.2 | --> | 0.2 | 0 | 0 | Constrained, otherwise capacity available =162 kVA | --> | 0.19 | 0 | 0.035 | 0 | 0 | Constrained, otherwise capacity available =159 kW | --> | C15 ex MOATE | Moate [T41,T42] | ATHLONE |  | 53.3985 | -7.738
014040Z | MV/LV Substation WH***040Z |  | 10 kV | _ | LV | 100 kVA :Pole Substation | 0.1 | --> | 0.1 | 0 | 0 | Constrained, otherwise capacity available =78 kVA | --> | 0.095 | 0 | 0.005 | 0 | 0 | Constrained, otherwise capacity available =88 kW | --> | C13 ex KILDARE | Kildare [T41,T42] | NEWBRIDGE |  | 53.1611 | -6.9176
251167X | MV/LV Substation CL***167X |  | 10 kV | _ | LV | 50 kVA :Pole Substation | 0.05 | --> | 0.05 | 0 | 0 | Constrained, otherwise capacity available =34 kVA | --> | 0.048 | 0 | 0 | 0 | 0 | Constrained, otherwise capacity available =45 kW | --> | C28 ex CLAREGALWAY | Claregalway [T42,T421] | GALWAY 110KV |  | 53.3472 | -8.9428
281370Y | MV/LV Substation KI***370Y |  | 20 kV | _ | LV | 50 kVA :Pole Substation | 0.05 | --> | 0.05 | 0.025 | 17.47 |  | --> | 0.048 | 0 | 0.025 | 0.025 | 0 |  | --> | E13 ex COOLROE | Coolroe [T121,T122] | COOLROE |  | 51.8678 | -8.662
006737Y | MV/LV Substation PE***737Y |  | 10 kV | _ | LV | 400 kVA :Kiosk Substation | 0.4 | --> | 0.4 | 0.337 | 4.38 |  | --> | 0.38 | 0 | 0.01 | 0.364 | 0 |  | --> | E11 ex CRANE | Crane [T122] | CRANE |  | 52.5285 | -6.5559
007282X | MV/LV Substation CU***282X |  | 20 kV | _ | LV | 200 kVA :Kiosk Substation | 0.2 | --> | 0.2 | 0.166 | 1.4 |  | --> | 0.19 | 0 | 0.032 | 0 | 0 | Constrained, otherwise capacity available =162 kW | --> | E12 ex KILLINICK | Killinick [T421,T422] | WEXFORD |  | 52.2386 | -6.3461
025779Y | MV/LV Substation DE***779Y |  | 10 kV | _ | LV | 630 kVA :Building Structure | 0.63 | --> | 0.63 | 0.432 | 2.96 |  | --> | 0.598 | 0 | 0.006 | 0 | 0 | Constrained, otherwise capacity available =566 kW | --> | E17 ex CHARLEVILLE | Charleville [T421,T422] | CHARLEVILLE |  | 52.3648 | -8.684
002014X | MV/LV Substation WA***014X |  | 10 kV | _ | LV | 400 kVA :Kiosk Substation | 0.4 | --> | 0.4 | 0.269 | 4.51 |  | --> | 0.38 | 0 | 0 | 0.362 | 0 |  | --> | C21 ex BOGHALL ROAD | Boghall Road [T41,T42] | FASSAROE |  | 53.202 | -6.0978
120567X | MV/LV Substation ED***567X |  | 20 kV | _ | LV | 200 kVA :Pole Substation | 0.2 | --> | 0.2 | 0 | 0 | Constrained, otherwise capacity available =171 kVA | --> | 0.19 | 0 | 0 | 0 | 0 | Constrained, otherwise capacity available =186 kW | --> | E11 ex EDENDERRY | Edenderry [T421,T422] | BLAKE |  | 53.349 | -7.0517
050758 | MV/LV Substation HA***758 |  | 10 kV | _ | LV | 100 kVA :Pole Substation | 0.1 | --> | 0.1 | 0.059 | 6.49 |  | --> | 0.095 | 0 | 0 | 0 | 0 | Constrained, otherwise capacity available =89 kW | --> | C19 ex BUSHFIELD | Bushfield [T41,T42] | ATHLONE |  | 53.4279 | -7.9044
3654159 | MV/LV Substation MA***4159 |  | 10 kV | _ | LV | 400 kVA :Kiosk Substation | 0.4 | --> | 0.4 | 0 | 0 | Constrained, otherwise capacity available =400 kVA | --> | 0.38 | 0 | 0 | 0.38 | 0 |  | --> | C15 ex WHITESTOWN | Whitestown [T41,T42] | COOKSTOWN |  | 53.2906 | -6.3817
158127X | MV/LV Substation GO***127X |  | 10 kV | _ | LV | 200 kVA :Kiosk Substation | 0.2 | --> | 0.2 | 0 | 0 | Constrained, otherwise capacity available =198 kVA | --> | 0.19 | 0 | 0 | 0 | 0 | Constrained, otherwise capacity available =190 kW | --> | C16 ex ENNISTYMON | Ennistymon [T41,T42] | ENNIS |  | 52.9443 | -9.3502
021442X | MV/LV Substation AR***442X |  | 10 kV | _ | LV | 50 kVA :Pole Substation | 0.05 | --> | 0.05 | 0 | 0 | Constrained, otherwise capacity available =20 kVA | --> | 0.048 | 0 | 0.011 | 0.035 | 0 |  | --> | C26 ex BISHOPSTOWN | Bishopstown [T41,T42] | KILBARRY |  | 51.9028 | -8.5565
251063 | MV/LV Substation M ***063 |  | 10 kV | _ | LV | 50 kVA :Pole Substation | 0.05 | --> | 0.05 | 0 | 0 | Constrained, otherwise capacity available =43 kVA | --> | 0.048 | 0 | 0 | 0.046 | 0 |  | --> | C17 ex GALWAY 110KV | Galway 110kv [T102,T103] | GALWAY 110KV |  | 53.301 | -9.0081
365195X | MV/LV Substation GL***195X |  | 10 kV | _ | LV | 200 kVA :Kiosk Substation | 0.2 | --> | 0.2 | 0 | 0 | Constrained, otherwise capacity available =129 kVA | --> | 0.19 | 0 | 0.03 | 0.158 | 0 |  | --> | C12 ex OLDBAWN | Oldbawn [T41,T42] | COOKSTOWN |  | 53.2766 | -6.35
154041 | MV/LV Substation BA***041 |  | 10 kV | _ | LV | 50 kVA :Pole Substation | 0.05 | --> | 0.05 | 0 | 0 | Constrained, otherwise capacity available =42 kVA | --> | 0.048 | 0 | 0 | 0.046 | 0 |  | --> | C39 ex COLLEGE PARK | College Park [T101,T102,T103] | COLLEGE PARK |  | 53.4482 | -6.3744
293747X | MV/LV Substation PU***747X |  | 20 kV | _ | LV | 50 kVA :Pole Substation | 0.05 | --> | 0.05 | 0.016 | 0.43 |  | --> | 0.048 | 0 | 0 | 0 | 0 | Constrained, otherwise capacity available =43 kW | --> | E18 ex TULLOW | Tullow [T421,T422] | CARLOW |  | 52.869 | -6.553
046323X | MV/LV Substation CA***323X |  | 10 kV | _ | LV | 50 kVA :Pole Substation | 0.05 | --> | 0.05 | 0.045 | 4.13 |  | --> | 0.048 | 0 | 0 | 0.047 | 0 |  | --> | C14 ex AGHAGAD | Aghagad [T41,T42] | SLIGO |  | 54.3452 | -8.4763
281215 | MV/LV Substation EI***215 |  | 20 kV | _ | LV | 200 kVA :Kiosk Substation | 0.2 | --> | 0.2 | 0.141 | 17.47 |  | --> | 0.19 | 0 | 0.005 | 0.178 | 0 |  | --> | E13 ex COOLROE | Coolroe [T121,T122] | COOLROE |  | 51.8754 | -8.6668
021102 | MV/LV Substation HI***102 |  | 10 kV | _ | LV | 630 kVA :Building Structure | 0.63 | --> | 0.63 | 0 | 0 | Constrained, otherwise capacity available =630 kVA | --> | 0.598 | 0 | 0 | 0.5 | 0 |  | --> | C11 ex KILBARRY | Kilbarry [T101,T43] | KILBARRY |  | 51.9061 | -8.4755
209755X | MV/LV Substation MI***755X |  | 10 kV | _ | LV | 50 kVA :Pole Substation | 0.05 | --> | 0.05 | 0 | 0 | Constrained, otherwise capacity available =34 kVA | --> | 0.048 | 0 | 0 | 0 | 0 | Constrained, otherwise capacity available =45 kW | --> | C16 ex MILFORD (NR) | Milford (nr) [T41,T42] | LETTERKENNY |  | 54.9909 | -7.8537
235060 | MV/LV Substation NE***060 |  | 20 kV | _ | LV | 50 kVA :Pole Substation | 0.05 | --> | 0.05 | 0 | 0 | Constrained, otherwise capacity available =39 kVA | --> | 0.048 | 0 | 0 | 0 | 0 | Constrained, otherwise capacity available =46 kW | --> | E13 ex BEALNABLATH | Bealnablath [T421] | BANDON |  | 51.7822 | -8.8704
118415Y | MV/LV Substation GL***415Y |  | 20 kV | _ | LV | 400 kVA :Kiosk Substation | 0.4 | --> | 0.4 | 0 | 0 | Constrained, otherwise capacity available =344 kVA | --> | 0.38 | 0 | 0.011 | 0 | 0 | Constrained, otherwise capacity available =364 kW | --> | E15 ex CREAGH | Creagh [T421,T422] | ATHLONE |  | 53.3316 | -8.191
007038X | MV/LV Substation BA***038X |  | 10 kV | _ | LV | 50 kVA :Pole Substation | 0.05 | --> | 0.05 | 0.044 | 16.12 |  | --> | 0.048 | 0 | 0 | 0.047 | 0 |  | --> | E19 ex WEXFORD | Wexford [T121,T122] | WEXFORD |  | 52.3366 | -6.5255
035539 | MV/LV Substation CA***539 |  | 20 kV | _ | LV | 50 kVA :Pole Substation | 0.05 | --> | 0.05 | 0.045 | 0.49 |  | --> | 0.048 | 0 | 0 | 0 | 0 | Constrained, otherwise capacity available =47 kW | --> | E11 ex ARDFINNAN | Ardfinnan [T421] | CAHIR |  | 52.285 | -7.9538
095975X | MV/LV Substation DO***975X |  | 10 kV | _ | LV | 50 kVA :Pole Substation | 0.05 | --> | 0.05 | 0.046 | 1.1 |  | --> | 0.048 | 0 | 0 | 0 | 0 | Constrained, otherwise capacity available =47 kW | --> | C26 ex KILKEE | Kilkee [T41] | TULLABRACK |  | 52.7278 | -9.5474
0174555 | MV/LV Substation LO***4555 |  | 20 kV | _ | LV | 400 kVA :Kiosk Substation | 0.4 | --> | 0.4 | 0.398 | 1.98 |  | --> | 0.38 | 0 | 0 | 0 | 0 | Constrained, otherwise capacity available =380 kW | --> | E14 ex RATHKEALE | Rathkeale [T421,T422] | RATHKEALE |  | 52.5475 | -8.8592
001199X | MV/LV Substation BA***199X |  | 10 kV | _ | LV | 630 kVA :Building Structure | 0.63 | --> | 0.63 | 0.5 | 1.55 |  | --> | 0.598 | 0 | 0.01 | 0.5 | 0 |  | --> | C17 ex MONKSTOWN | Monkstown [T41,T42] | BLACKROCK |  | 53.3023 | -6.1783
066066Y | MV/LV Substation TU***066Y |  | 20 kV | _ | LV | 400 kVA :Kiosk Substation | 0.4 | --> | 0.4 | 0 | 0 | Constrained, otherwise capacity available =344 kVA | --> | 0.38 | 0 | 0 | 0 | 0 | Constrained, otherwise capacity available =372 kW | --> | E15 ex BATTER LANE TEMPORARY | Batter Lane Temporary 38kv [T421] | GLASMORE |  | 53.4877 | -6.1578
210650X | MV/LV Substation DR***650X |  | 10 kV | _ | LV | 100 kVA :Pole Substation | 0.1 | --> | 0.1 | 0 | 0 | Constrained, otherwise capacity available =87 kVA | --> | 0.095 | 0 | 0 | 0 | 0 | Constrained, otherwise capacity available =93 kW | --> | C21 ex CARRICKMACROSS | Carrickmacross [T41,T42] | MEATH HILL |  | 53.9316 | -6.6393
015712 | MV/LV Substation BL***712 |  | 10 kV | _ | LV | 50 kVA :Pole Substation | 0.05 | --> | 0.05 | 0 | 0 | Constrained, otherwise capacity available =39 kVA | --> | 0.048 | 0 | 0 | 0 | 0 | Constrained, otherwise capacity available =46 kW | --> | C18 ex NAAS | Naas [T41,T42] | KILTEEL |  | 53.197 | -6.6732
005763X | MV/LV Substation WA***763X |  | 20 kV | _ | LV | 200 kVA :Kiosk Substation | 0.2 | --> | 0.2 | 0.134 | 17.8 |  | --> | 0.19 | 0 | 0.011 | 0.173 | 0 |  | --> | E13 ex BANOGE | Banoge [T121,T122] | BANOGE |  | 52.649 | -6.229
019099X | MV/LV Substation WA***099X |  | 10 kV | _ | LV | 630 kVA :Kiosk Substation | 0.63 | --> | 0.63 | 0.5 | 2.18 |  | --> | 0.598 | 0 | 0 | 0 | 0 | Constrained, otherwise capacity available =584 kW | --> | C21 ex BALLYRICKARD | Ballyrickard [T41,T42] | TRALEE |  | 52.2652 | -9.7179
0454047 | MV/LV Substation RA***4047 |  | 10 kV | _ | LV | 50 kVA :Pole Substation | 0.05 | --> | 0.05 | 0.05 | 2.45 |  | --> | 0.048 | 0 | 0 | 0 | 0 | Constrained, otherwise capacity available =48 kW | --> | C17 ex GURTEEN | Gurteen [T41] | TONROE |  | 53.997 | -8.5215
120811X | MV/LV Substation BA***811X |  | 20 kV | _ | LV | 100 kVA :Pole Substation | 0.1 | --> | 0.1 | 0 | 0 | Constrained, otherwise capacity available =82 kVA | --> | 0.095 | 0 | 0 | 0 | 0 | Constrained, otherwise capacity available =92 kW | --> | E20 ex EDENDERRY | Edenderry [T421,T422] | BLAKE |  | 53.3273 | -7.1214
0094308 | MV/LV Substation KI***4308 |  | 20 kV | _ | LV | 50 kVA :Pole Substation | 0.05 | --> | 0.05 | 0 | 0 | Constrained, otherwise capacity available =50 kVA | --> | 0.048 | 0 | 0 | 0 | 0 | Constrained, otherwise capacity available =48 kW | --> | E11 ex KILCARRAGH | Kilcarragh [T421,T422] | BUTLERSTOWN |  | 52.2421 | -7.0142
0394249 | MV/LV Substation CN***4249 |  | 10 kV | _ | LV | 630 kVA :Kiosk Substation | 0.63 | --> | 0.63 | 0 | 0 | Constrained, otherwise capacity available =566 kVA | --> | 0.598 | 0 | 0.024 | 0 | 0 | Constrained, otherwise capacity available =572 kW | --> | C18 ex ORANMORE | Oranmore [T41,T44] | GALWAY 110KV |  | 53.2606 | -8.9265
220449 | MV/LV Substation LA***449 |  | 10 kV | _ | LV | 50 kVA :Pole Substation | 0.05 | --> | 0.05 | 0.008 | 1.36 |  | --> | 0.048 | 0 | 0 | 0 | 0 | Constrained, otherwise capacity available =41 kW | --> | C11 ex CROSSMOLINA | Crossmolina [T41,T42] | MOY |  | 54.029 | -9.3224
3654228 | MV/LV Substation CA***4228 |  | 10 kV | _ | LV | 630 kVA :Building Structure | 0.63 | --> | 0.63 | 0 | 0 | Constrained, otherwise capacity available =630 kVA | --> | 0.598 | 0 | 0 | 0.5 | 0 |  | --> | C26 ex CITYWEST | Citywest [T101,T102] | INCHICORE 220KV |  | 53.2819 | -6.4225
207472 | MV/LV Substation OL***472 |  | 10 kV | _ | LV | 50 kVA :Pole Substation | 0.05 | --> | 0.05 | 0 | 0 | Constrained, otherwise capacity available =46 kVA | --> | 0.048 | 0 | 0.015 | 0 | 0 | Constrained, otherwise capacity available =36 kW | --> | C14 ex TEMPLEMORE | Templemore [T41,T42] | IKERRIN |  | 52.8114 | -7.5115
196326X | MV/LV Substation TH***326X |  | 20 kV | _ | LV | 100 kVA :Pole Substation | 0.1 | --> | 0.1 | 0.059 | 0.33 |  | --> | 0.095 | 0 | 0.025 | 0 | 0 | Constrained, otherwise capacity available =71 kW | --> | E31 ex TRIM | Trim [T421] | NAVAN |  | 53.5734 | -6.9075
265842 | MV/LV Substation T+***842 |  | 20 kV | _ | LV | 50 kVA :Pole Substation | 0.05 | --> | 0.05 | 0.038 | 0.07 |  | --> | 0.048 | 0 | 0 | 0 | 0 | Constrained, otherwise capacity available =46 kW | --> | E12 ex BALLYCONNELL | Ballyconnell [T421,T422] | GORTAWEE |  | 54.1097 | -7.5814
118024 | MV/LV Substation ST***024 |  | 20 kV | _ | LV | 100 kVA :Pole Substation | 0.1 | --> | 0.1 | 0 | 0 | Constrained, otherwise capacity available =39 kVA | --> | 0.095 | 0 | 0.032 | 0 | 0 | Constrained, otherwise capacity available =63 kW | --> | E11 ex CREAGH | Creagh [T421,T422] | ATHLONE |  | 53.3386 | -8.2015
050294 | MV/LV Substation JO***294 |  | 20 kV | _ | LV | 50 kVA :Pole Substation | 0.05 | --> | 0.05 | 0 | 0 | Constrained, otherwise capacity available =37 kVA | --> | 0.048 | 0 | 0.005 | 0 | 0 | Constrained, otherwise capacity available =42 kW | --> | C24 ex ATHLONE | Athlone [T41,T42] | ATHLONE |  | 53.369 | -8.0101
003489X | MV/LV Substation TI***489X |  | 10 kV | _ | LV | 50 kVA :Pole Substation | 0.05 | --> | 0.05 | 0.03 | 0.48 |  | --> | 0.048 | 0 | 0.006 | 0 | 0 | Constrained, otherwise capacity available =40 kW | --> | C15 ex KILMARTIN | Kilmartin [T41] | ARKLOW |  | 53.0665 | -6.0975
253951Y | MV/LV Substation MA***951Y |  | 10 kV | _ | LV | 400 kVA :Kiosk Substation | 0.4 | --> | 0.4 | 0 | 0 | Constrained, otherwise capacity available =339 kVA | --> | 0.38 | 0 | 0 | 0 | 0 | Constrained, otherwise capacity available =372 kW | --> | C15 ex TUAM NORTH | Tuam North [T41,T42] | CLOON |  | 53.5086 | -8.8766
154143Y | MV/LV Substation CO***143Y |  | 10 kV | _ | LV | 50 kVA :Pole Substation | 0.05 | --> | 0.05 | 0 | 0 | Constrained, otherwise capacity available =48 kVA | --> | 0.048 | 0 | 0 | 0 | 0 | Constrained, otherwise capacity available =47 kW | --> | C26 ex MONEYCOOLEY | Moneycooley [T41,T42,T44] | GRIFFINRATH |  | 53.3789 | -6.6102
082622Y | MV/LV Substation ST***622Y |  | 20 kV | _ | LV | 200 kVA :Pole Substation | 0.2 | --> | 0.2 | 0 | 0 | Constrained, otherwise capacity available =133 kVA | --> | 0.19 | 0 | 0 | 0 | 0 | Constrained, otherwise capacity available =181 kW | --> | E17 ex ACADEMY STREET | Academy Street [T421,T422,T44] | NAVAN |  | 53.5644 | -6.6671
0124193 | MV/LV Substation KE***4193 |  | 20 kV | _ | LV | 50 kVA :Pole Substation | 0.05 | --> | 0.05 | 0.045 | 1.99 |  | --> | 0.048 | 0 | 0 | 0 | 0 | Constrained, otherwise capacity available =47 kW | --> | C19 ex GRAIGUE | Graigue [T41,T42] | CARLOW |  | 52.7832 | -6.95
010471X | MV/LV Substation NE***471X |  | 10 kV | _ | LV | 50 kVA :Pole Substation | 0.05 | --> | 0.05 | 0 | 0 | Constrained, otherwise capacity available =50 kVA | --> | 0.048 | 0 | 0 | 0 | 0 | Constrained, otherwise capacity available =48 kW | --> | C17 ex GRAIGUENAMANAGH | Graiguenamanagh [T41,T42] | KILKENNY |  | 52.5555 | -6.9553
0544189 | MV/LV Substation BR***4189 |  | 10 kV | _ | LV | 50 kVA :Pole Substation | 0.05 | --> | 0.05 | 0.042 | 2.78 |  | --> | 0.048 | 0 | 0.001 | 0 | 0 | Constrained, otherwise capacity available =46 kW | --> | E16 ex BALLYRAGGET | Ballyragget [T421,T422] | BALLYRAGGET |  | 52.8648 | -7.3544
056007 | MV/LV Substation BO***007 |  | 10 kV | _ | LV | 100 kVA :Pole Substation | 0.1 | --> | 0.1 | 0.073 | 0.89 |  | --> | 0.095 | 0 | 0.011 | 0 | 0 | Constrained, otherwise capacity available =83 kW | --> | C19 ex BIRR | Birr [T41,T422] | DALLOW |  | 53.0932 | -7.8966
039678X | MV/LV Substation AR***678X |  | 10 kV | _ | LV | 400 kVA :Kiosk Substation | 0.4 | --> | 0.4 | 0.358 | 11.03 |  | --> | 0.38 | 0 | 0.049 | 0.338 | 0 |  | --> | C23 ex SALTHILL | Salthill [T101,T102] | SALTHILL |  | 53.276 | -9.1102
288146 | MV/LV Substation AR***146 |  | 10 kV | _ | LV | 400 kVA :Kiosk Substation | 0.4 | --> | 0.4 | 0 | 0 | Constrained, otherwise capacity available =308 kVA | --> | 0.38 | 0 | 0.027 | 0.347 | 0 |  | --> | C14 ex DUNDRUM | Dundrum [T41,T42] | BLACKROCK |  | 53.2846 | -6.2591
0274170 | MV/LV Substation KN***4170 |  | 20 kV | _ | LV | 50 kVA :Pole Substation | 0.05 | --> | 0.05 | 0.05 | 7.79 |  | --> | 0.048 | 0 | 0 | 0 | 0 | Constrained, otherwise capacity available =48 kW | --> | E12 ex DUNMANWAY | Dunmanway [T422,T43] | DUNMANWAY |  | 51.6526 | -9.3231
012755X | MV/LV Substation CO***755X |  | 20 kV | _ | LV | 400 kVA :Kiosk Substation | 0.4 | --> | 0.4 | 0.361 | 2.83 |  | --> | 0.38 | 0 | 0.005 | 0 | 0 | Constrained, otherwise capacity available =371 kW | --> | E12 ex BAGENALSTOWN | Bagenalstown [T421,T422] | CARLOW |  | 52.6994 | -6.9655
002864 | MV/LV Substation ID***864 |  | 10 kV | _ | LV | 630 kVA :Building Structure | 0.63 | --> | 0.63 | 0.176 | 2.36 |  | --> | 0.598 | 0 | 0 | 0.5 | 0 |  | --> | C15 ex BRAY | Bray [T41,T42] | FASSAROE |  | 53.1909 | -6.1228
0684263 | MV/LV Substation BO***4263 |  | 10 kV | _ | LV | 1000 kVA :Building Structure | 1 | --> | 1 | 0.5 | 9.28 |  | --> | 0.95 | 0 | 0 | 0.5 | 0 |  | --> | C12 ex PEMBROKE | Pembroke [T41,T42,T43,T44] | RINGSEND |  | 53.3419 | -6.2365
137895 | MV/LV Substation RE***895 |  | 10 kV | _ | LV | 50 kVA :Pole Substation | 0.05 | --> | 0.05 | 0.039 | 3.74 |  | --> | 0.048 | 0 | 0 | 0 | 0 | Constrained, otherwise capacity available =46 kW | --> | C15 ex KILFLYNN | Kilflynn [T41,T42] | TRALEE |  | 52.3388 | -9.6112
049820Y | MV/LV Substation BA***820Y |  | 20 kV | _ | LV | 200 kVA :Pole Substation | 0.2 | --> | 0.2 | 0.182 | 0.21 |  | --> | 0.19 | 0 | 0 | 0 | 0 | Constrained, otherwise capacity available =188 kW | --> | E17 ex LONGFORD | Longford [T421,T422] | RICHMOND |  | 53.777 | -7.6553
0684025 | MV/LV Substation CL***4025 |  | 10 kV | _ | LV | 1000 kVA :Building Structure | 1 | --> | 1 | 0.5 | 20.78 |  | --> | 0.95 | 0 | 0 | 0.5 | 0 |  | --> | C21 ex HEUSTON SQUARE | Heuston Square [T101,T102] | INCHICORE 220KV |  | 53.3461 | -6.3047
063047 | MV/LV Substation DE***047 |  | 10 kV | _ | LV | 50 kVA :Pole Substation | 0.05 | --> | 0.05 | 0 | 0 | Constrained, otherwise capacity available =32 kVA | --> | 0.048 | 0 | 0 | 0 | 0 | Constrained, otherwise capacity available =45 kW | --> | C15 ex STICKILLEN | Stickillen [T41,T42] | DRYBRIDGE |  | 53.8492 | -6.6579
001106 | MV/LV Substation ME***106 |  | 10 kV | _ | LV | 630 kVA :Building Structure | 0.63 | --> | 0.63 | 0 | 0 | Constrained, otherwise capacity available =476 kVA | --> | 0.598 | 0 | 0.101 | 0.5 | 0 |  | --> | C15 ex DUNDRUM | Dundrum [T41,T42] | BLACKROCK |  | 53.2813 | -6.1994
021112Z | MV/LV Substation DE***112Z |  | 10 kV | _ | LV | 50 kVA :Pole Substation | 0.05 | --> | 0.05 | 0 | 0 | Constrained, otherwise capacity available =48 kVA | --> | 0.048 | 0 | 0 | 0.047 | 0 |  | --> | C31 ex KILBARRY | Kilbarry [T101,T43] | KILBARRY |  | 51.9291 | -8.4714
064675X | MV/LV Substation MO***675X |  | 20 kV | _ | LV | 100 kVA :Pole Substation | 0.1 | --> | 0.1 | 0 | 0 | Constrained, otherwise capacity available =76 kVA | --> | 0.095 | 0 | 0.004 | 0 | 0 | Constrained, otherwise capacity available =89 kW | --> | C13 ex MORNINGTON ROAD | Mornington Road [T41,T42] | DRYBRIDGE |  | 53.7205 | -6.2832
081324X | MV/LV Substation WO***324X |  | 10 kV | _ | LV | 200 kVA :Kiosk Substation | 0.2 | --> | 0.2 | 0 | 0 | Constrained, otherwise capacity available =107 kVA | --> | 0.19 | 0 | 0.037 | 0 | 0 | Constrained, otherwise capacity available =150 kW | --> | C20 ex PALMERSTOWN | Palmerstown [T41,T42] | FINGLAS |  | 53.3543 | -6.38
061361 | MV/LV Substation LA***361 |  | 10 kV | _ | LV | 50 kVA :Pole Substation | 0.05 | --> | 0.05 | 0.05 | 2.04 |  | --> | 0.048 | 0 | 0 | 0 | 0 | Constrained, otherwise capacity available =48 kW | --> | C19 ex BALLYBAY | Ballybay [T41,T42] | LISDRUM |  | 54.0708 | -6.9497
012474X | MV/LV Substation DU***474X |  | 20 kV | _ | LV | 50 kVA :Pole Substation | 0.05 | --> | 0.05 | 0.035 | 2.83 |  | --> | 0.048 | 0 | 0 | 0 | 0 | Constrained, otherwise capacity available =45 kW | --> | E17 ex BAGENALSTOWN | Bagenalstown [T421,T422] | CARLOW |  | 52.7132 | -6.9374
031565 | MV/LV Substation DU***565 |  | 20 kV | _ | LV | 50 kVA :Pole Substation | 0.05 | --> | 0.05 | 0 | 0 | Constrained, otherwise capacity available =47 kVA | --> | 0.048 | 0 | 0.01 | 0 | 0 | Constrained, otherwise capacity available =40 kW | --> | E13 ex FOXHOLE | Foxhole [T421,T422] | DUNGARVAN |  | 51.9591 | -7.7303
248338 | MV/LV Substation CO***338 |  | 20 kV | _ | LV | 200 kVA :Kiosk Substation | 0.2 | --> | 0.2 | 0 | 0 | Constrained, otherwise capacity available =76 kVA | --> | 0.19 | 0 | 0.006 | 0 | 0 | Constrained, otherwise capacity available =168 kW | --> | E19 ex KILCOCK | Kilcock [T421,T422] | GRIFFINRATH |  | 53.3983 | -6.676
0684076 | MV/LV Substation ST***4076 |  | 10 kV | _ | LV | 630 kVA :Building Structure | 0.63 | --> | 0.63 | 0.5 | 1.47 |  | --> | 0.598 | 0 | 0 | 0.5 | 0 |  | --> | C14 ex MARROWBONE LANE | Marrowbone Lane [T42] | INCHICORE 220KV |  | 53.3427 | -6.2811
136955X | MV/LV Substation MU***955X |  | 20 kV | _ | LV | 100 kVA :Pole Substation | 0.1 | --> | 0.1 | 0 | 0 | Constrained, otherwise capacity available =94 kVA | --> | 0.095 | 0 | 0 | 0 | 0 | Constrained, otherwise capacity available =94 kW | --> | C20 ex ROSCOMMON | Roscommon [T41,T42] | LANESBORO |  | 53.6625 | -8.1992
111660 | MV/LV Substation GU***660 |  | 20 kV | _ | LV | 50 kVA :Pole Substation | 0.05 | --> | 0.05 | 0 | 0 | Constrained, otherwise capacity available =43 kVA | --> | 0.048 | 0 | 0.004 | 0 | 0 | Constrained, otherwise capacity available =44 kW | --> | E15 ex BALLYDEHOB | Ballydehob [T421] | DUNMANWAY |  | 51.5862 | -9.4909
081111Y | MV/LV Substation CO***111Y |  | 10 kV | _ | LV | 630 kVA :Kiosk Substation | 0.63 | --> | 0.63 | 0 | 0 | Constrained, otherwise capacity available =527 kVA | --> | 0.598 | 0 | 0.058 | 0 | 0 | Constrained, otherwise capacity available =541 kW | --> | C12 ex LEIXLIP | Leixlip [T41,T42] | GRIFFINRATH |  | 53.3708 | -6.4867
2664011 | MV/LV Substation RA***4011 |  | 20 kV | _ | LV | 50 kVA :Pole Substation | 0.05 | --> | 0.05 | 0 | 0 | Constrained, otherwise capacity available =35 kVA | --> | 0.048 | 0 | 0 | 0 | 0 | Constrained, otherwise capacity available =45 kW | --> | E12 ex CARNDONAGH | Carndonagh [T421,T422] | TRILLICK |  | 55.2748 | -7.3396
142930 | MV/LV Substation BA***930 |  | 20 kV | _ | LV | 50 kVA :Pole Substation | 0.05 | --> | 0.05 | 0 | 0 | Constrained, otherwise capacity available =46 kVA | --> | 0.048 | 0 | 0 | 0 | 0 | Constrained, otherwise capacity available =47 kW | --> | E21 ex ATHENRY | Athenry [T423] | GALWAY 110KV |  | 53.3248 | -8.7249
082233Z | MV/LV Substation KE***233Z |  | 20 kV | _ | LV | 50 kVA :Pole Substation | 0.05 | --> | 0.05 | 0.04 | 0.64 |  | --> | 0.048 | 0 | 0 | 0 | 0 | Constrained, otherwise capacity available =46 kW | --> | E14 ex RANDALSTOWN | Randalstown [T422] | NAVAN |  | 53.7808 | -6.7279
007186Z | MV/LV Substation WI***186Z |  | 10 kV | _ | LV | 400 kVA :Kiosk Substation | 0.4 | --> | 0.4 | 0 | 0 | Constrained, otherwise capacity available =331 kVA | --> | 0.38 | 0 | 0.005 | 0 | 0 | Constrained, otherwise capacity available =367 kW | --> | C11 ex MULGANNON | Mulgannon [T41,T42] | WEXFORD |  | 52.3372 | -6.4765
237097X | MV/LV Substation LC***097X |  | 10 kV | _ | LV | 50 kVA :Pole Substation | 0.05 | --> | 0.05 | 0 | 0 | Constrained, otherwise capacity available =47 kVA | --> | 0.048 | 0 | 0 | 0 | 0 | Constrained, otherwise capacity available =47 kW | --> | C12 ex KILSARAN | Kilsaran [T42] | DRYBRIDGE |  | 53.8805 | -6.3435
004224Y | MV/LV Substation BA***224Y |  | 20 kV | _ | LV | 50 kVA :Pole Substation | 0.05 | --> | 0.05 | 0 | 0 | Constrained, otherwise capacity available =46 kVA | --> | 0.048 | 0 | 0 | 0 | 0 | Constrained, otherwise capacity available =47 kW | --> | E13 ex SHILLELAGH | Shillelagh [T421,T422] | CARLOW |  | 52.8136 | -6.4036
017797X | MV/LV Substation RA***797X |  | 10 kV | _ | LV | 50 kVA :Pole Substation | 0.05 | --> | 0.05 | 0.018 | 1.05 |  | --> | 0.048 | 0 | 0 | 0 | 0 | Constrained, otherwise capacity available =43 kW | --> | C16 ex NEWCASTLEWEST | Newcastlewest [T41,T42] | RATHKEALE |  | 52.5181 | -9.0463
007014 | MV/LV Substation ME***014 |  | 10 kV | _ | LV | 200 kVA :Kiosk Substation | 0.2 | --> | 0.2 | 0.148 | 0.9 |  | --> | 0.19 | 0 | 0.035 | 0 | 0 | Constrained, otherwise capacity available =157 kW | --> | C15 ex CLONARD | Clonard [T41,T42] | WEXFORD |  | 52.3371 | -6.4811
365954X | MV/LV Substation RU***954X |  | 10 kV | _ | LV | 400 kVA :Kiosk Substation | 0.4 | --> | 0.4 | 0.304 | 13.91 |  | --> | 0.38 | 0 | 0.019 | 0.353 | 0 |  | --> | C23 ex COOKSTOWN | Cookstown [T101,T102] | CARRICKMINES |  | 53.2848 | -6.406
033721Y | MV/LV Substation HI***721Y |  | 10 kV | _ | LV | 630 kVA :Kiosk Substation | 0.63 | --> | 0.63 | 0 | 0 | Constrained, otherwise capacity available =548 kVA | --> | 0.598 | 0 | 0.011 | 0 | 0 | Constrained, otherwise capacity available =579 kW | --> | C18 ex PORTLAW | Portlaw [T41,T42] | BUTLERSTOWN |  | 52.3034 | -7.3105
0094006 | MV/LV Substation QU***4006 |  | 10 kV | _ | LV | 50 kVA :Pole Substation | 0.05 | --> | 0.05 | 0.039 | 8.16 |  | --> | 0.048 | 0 | 0 | 0 | 0 | Constrained, otherwise capacity available =46 kW | --> | C11 ex MOUNT MISERY | Mount Misery [T41,T42] | WATERFORD |  | 52.2833 | -7.1463
522022 | MV/LV Substation BO***022 |  | 10 kV | _ | LV | 400 kVA :Kiosk Substation | 0.4 | --> | 0.4 | 0 | 0 | Constrained, otherwise capacity available =400 kVA | --> | 0.38 | 0 | 0 | 0 | 0 | Constrained, otherwise capacity available =380 kW | --> | C16 ex MEELICK |  |  |  | 53.0193 | -7.2964
093612Z | MV/LV Substation FI***612Z |  | 10 kV | _ | LV | 200 kVA :Kiosk Substation | 0.2 | --> | 0.2 | 0 | 0 | Constrained, otherwise capacity available =200 kVA | --> | 0.19 | 0 | 0 | 0.19 | 0 |  | --> | C22 ex UNIDARE | Unidare [T41,T42] | FINGLAS |  | 53.3896 | -6.3055
011138Z | MV/LV Substation LO***138Z |  | 10 kV | _ | LV | 200 kVA :Kiosk Substation | 0.2 | --> | 0.2 | 0 | 0 | Constrained, otherwise capacity available =163 kVA | --> | 0.19 | 0 | 0.06 | 0 | 0 | Constrained, otherwise capacity available =140 kW | --> | C20 ex ROSEHILL | Rosehill [T41,T42] | KILKENNY |  | 52.6335 | -7.2423
002998 | MV/LV Substation DA***998 |  | 10 kV | _ | LV | 400 kVA :Kiosk Substation | 0.4 | --> | 0.4 | 0.335 | 2.36 |  | --> | 0.38 | 0 | 0 | 0.371 | 0 |  | --> | C19 ex BRAY | Bray [T41,T42] | FASSAROE |  | 53.197 | -6.0948
066709Z | MV/LV Substation LI***709Z |  | 20 kV | _ | LV | 50 kVA :Pole Substation | 0.05 | --> | 0.05 | 0 | 0 | Constrained, otherwise capacity available =42 kVA | --> | 0.048 | 0 | 0 | 0 | 0 | Constrained, otherwise capacity available =46 kW | --> | E21 ex ASHBOURNE | Ashbourne [T421,T422] | FINGLAS |  | 53.5014 | -6.281
152404X | MV/LV Substation DR***404X |  | 10 kV | _ | LV | 50 kVA :Pole Substation | 0.05 | --> | 0.05 | 0 | 0 |  | --> | 0.048 | 0 | 0.01 | 0 | 0 | Constrained, otherwise capacity available =33 kW | --> | C17 ex CAPPAMORE | Cappamore [T41,T42] | ARDNACRUSHA |  | 52.5834 | -8.3838
066422 | MV/LV Substation GL***422 |  | 20 kV | _ | LV | 50 kVA :Pole Substation | 0.05 | --> | 0.05 | 0 | 0 | Constrained, otherwise capacity available =40 kVA | --> | 0.048 | 0 | 0 | 0 | 0 | Constrained, otherwise capacity available =46 kW | --> | E21 ex ASHBOURNE | Ashbourne [T421,T422] | FINGLAS |  | 53.5276 | -6.3227
0814229 | MV/LV Substation KI***4229 |  | 10 kV | _ | LV | 630 kVA :Kiosk Substation | 0.63 | --> | 0.63 | 0 | 0 | Constrained, otherwise capacity available =540 kVA | --> | 0.598 | 0 | 0 | 0.5 | 0 |  | --> | C17 ex BALGADDY | Balgaddy [T41,T42] | GRANGE CASTLE |  | 53.3166 | -6.4216
0544171 | MV/LV Substation S ***4171 |  | 10 kV | _ | LV | 200 kVA :Kiosk Substation | 0.2 | --> | 0.2 | 0.121 | 0.12 | Constrained, otherwise capacity available =174 kVA | --> | 0.19 | 0 | 0 | 0.186 | 0 |  | --> | C21 ex ATHY | Athy [T101,T102] | ATHY |  | 53.0197 | -7.1374
017967Y | MV/LV Substation CL***967Y |  | 10 kV | _ | LV | 400 kVA :Kiosk Substation | 0.4 | --> | 0.4 | 0.34 | 4.23 |  | --> | 0.38 | 0 | 0 | 0 | 0 | Constrained, otherwise capacity available =372 kW | --> | C13 ex CHURCHTOWN | Churchtown [T41] | RATHKEALE |  | 52.4554 | -9.047
0074193 | MV/LV Substation WY***4193 |  | 10 kV | _ | LV | 400 kVA :Kiosk Substation | 0.4 | --> | 0.4 | 0.143 | 0.14 | Constrained, otherwise capacity available =400 kVA | --> | 0.38 | 0 | 0 | 0 | 0 | Constrained, otherwise capacity available =380 kW | --> | C15 ex CARRIGLAWN | Carriglawn [T41,T42] | WEXFORD |  | 52.3397 | -6.4706
062650Y | MV/LV Substation RO***650Y |  | 10 kV | _ | LV | 50 kVA :Pole Substation | 0.05 | --> | 0.05 | 0.046 | 3.12 |  | --> | 0.048 | 0 | 0.006 | 0 | 0 | Constrained, otherwise capacity available =43 kW | --> | C20 ex MARSHES | Marshes [T41,T42] | DUNDALK |  | 53.9699 | -6.3653
137138X | MV/LV Substation BA***138X |  | 10 kV | _ | LV | 50 kVA :Pole Substation | 0.05 | --> | 0.05 | 0.037 | 3.74 |  | --> | 0.048 | 0 | 0 | 0 | 0 | Constrained, otherwise capacity available =46 kW | --> | C12 ex KILFLYNN | Kilflynn [T41,T42] | TRALEE |  | 52.3487 | -9.6269
0044246 | MV/LV Substation BO***4246 |  | 10 kV | _ | LV | 100 kVA :Pole Substation | 0.1 | --> | 0.1 | 0 | 0 | Constrained, otherwise capacity available =100 kVA | --> | 0.095 | 0 | 0 | 0 | 0 | Constrained, otherwise capacity available =95 kW | --> | C23 ex TINAHASK | Tinahask [T41,T42] | ARKLOW |  | 52.7387 | -6.2762
003054 | MV/LV Substation CE***054 |  | 10 kV | _ | LV | 630 kVA :Building Structure | 0.63 | --> | 0.63 | 0.5 | 11.58 |  | --> | 0.598 | 0 | 0 | 0 | 0 | Constrained, otherwise capacity available =593 kW | --> | C25 ex BALLYBEG | Ballybeg [T101,T102] | CARRICKMINES |  | 52.9855 | -6.0454
007159X | MV/LV Substation SA***159X |  | 20 kV | _ | LV | 50 kVA :Pole Substation | 0.05 | --> | 0.05 | 0.049 | 1.4 |  | --> | 0.048 | 0 | 0 | 0 | 0 | Constrained, otherwise capacity available =47 kW | --> | E12 ex KILLINICK | Killinick [T421,T422] | WEXFORD |  | 52.2355 | -6.3573
021730Z | MV/LV Substation HA***730Z |  | 10 kV | _ | LV | 400 kVA :Building Structure | 0.4 | --> | 0.4 | 0.366 | 6.78 |  | --> | 0.38 | 0 | 0.01 | 0.368 | 0 |  | --> | C36 ex CASTLEVIEW | Castleview [T101,T102] | CASTLEVIEW |  | 51.8941 | -8.3316
003157 | MV/LV Substation BA***157 |  | 10 kV | _ | LV | 100 kVA :Pole Substation | 0.1 | --> | 0.1 | 0.091 | 11.58 |  | --> | 0.095 | 0 | 0 | 0 | 0 | Constrained, otherwise capacity available =94 kW | --> | C18 ex BALLYBEG | Ballybeg [T101,T102] | CARRICKMINES |  | 52.9775 | -6.1418
022518 | MV/LV Substation CL***518 |  | 10 kV | _ | LV | 50 kVA :Pole Substation | 0.05 | --> | 0.05 | 0.033 | 4.55 |  | --> | 0.048 | 0 | 0 | 0 | 0 | Constrained, otherwise capacity available =45 kW | --> | C14 ex MALLOW | Mallow [T41,T42] | MALLOW |  | 52.1671 | -8.6592
109404 | MV/LV Substation BA***404 |  | 10 kV | _ | LV | 50 kVA :Pole Substation | 0.05 | --> | 0.05 | 0.042 | 0.38 |  | --> | 0.048 | 0 | 0.016 | 0.034 | 0 |  | --> | C20 ex RINEANNA | Rineanna [T41,T42] | DRUMLINE |  | 52.7139 | -8.877
021244Z | MV/LV Substation PE***244Z |  | 10 kV | _ | LV | 630 kVA :Building Structure | 0.63 | --> | 0.63 | 0.5 | 4.67 |  | --> | 0.598 | 0 | 0 | 0.5 | 0 |  | --> | C17 ex CENTRE PARK ROAD | Marina [T105,T106] | MARINA |  | 51.9009 | -8.4636
0144125 | MV/LV Substation BR***4125 |  | 10 kV | _ | LV | 100 kVA :Pole Substation | 0.1 | --> | 0.1 | 0 | 0 | Constrained, otherwise capacity available =87 kVA | --> | 0.095 | 0 | 0 | 0 | 0 | Constrained, otherwise capacity available =93 kW | --> | C18 ex KILDARE | Kildare [T41,T42] | NEWBRIDGE |  | 53.1485 | -6.9051
064796X | MV/LV Substation BA***796X |  | 10 kV | _ | LV | 50 kVA :Pole Substation | 0.05 | --> | 0.05 | 0 | 0 | Constrained, otherwise capacity available =44 kVA | --> | 0.048 | 0 | 0 | 0 | 0 | Constrained, otherwise capacity available =47 kW | --> | C13 ex DRYBRIDGE | Drybridge [T41,T42] | DRYBRIDGE |  | 53.7576 | -6.3422
037055 | MV/LV Substation TU***055 |  | 10 kV | _ | LV | 400 kVA :Kiosk Substation | 0.4 | --> | 0.4 | 0.282 | 13.05 |  | --> | 0.38 | 0 | 0.023 | 0.346 | 0 |  | --> | C12 ex ENNIS | Ennis [T101,T102] | ENNIS |  | 52.8495 | -8.9731
0994109 | MV/LV Substation LE***4109 |  | 10 kV | _ | LV | 200 kVA :Kiosk Substation | 0.2 | --> | 0.2 | 0 | 0 | Constrained, otherwise capacity available =153 kVA | --> | 0.19 | 0 | 0.006 | 0 | 0 | Constrained, otherwise capacity available =179 kW | --> | C12 ex CULLION | Cullion [T41,T42] | LETTERKENNY |  | 54.9384 | -7.7519
0494578 | MV/LV Substation NA***4578 |  | 10 kV | _ | LV | 50 kVA :Pole Substation | 0.05 | --> | 0.05 | 0.047 | 0.13 |  | --> | 0.048 | 0 | 0 | 0 | 0 | Constrained, otherwise capacity available =47 kW | --> | C18 ex BALLYMAHON | Ballymahon [T41,T42] | ATHLONE |  | 53.57 | -7.7588
355010 | MV/LV Substation B/***010 |  | 10 kV | _ | LV | 100 kVA :Pole Substation | 0.1 | --> | 0.1 | 0.06 | 0.06 | Constrained, otherwise capacity available =71 kVA | --> | 0.095 | 0 | 0 | 0 | 0 | Constrained, otherwise capacity available =91 kW | --> | C18 ex TUBBERCURRY | Tubbercurry [T41,T42] | TONROE |  | 54.0511 | -8.7168
002127 | MV/LV Substation KI***127 |  | 10 kV | _ | LV | 400 kVA :Kiosk Substation | 0.4 | --> | 0.4 | 0.351 | 2.36 |  | --> | 0.38 | 0 | 0.011 | 0.365 | 0 |  | --> | C13 ex BRAY | Bray [T41,T42] | FASSAROE |  | 53.1951 | -6.1241
059620Y | MV/LV Substation GA***620Y |  | 20 kV | _ | LV | 200 kVA :Pole Substation | 0.2 | --> | 0.2 | 0 | 0 | Constrained, otherwise capacity available =163 kVA | --> | 0.19 | 0 | 0 | 0 | 0 | Constrained, otherwise capacity available =185 kW | --> | E19 ex CAVAN | Cavan [T42,T421] | SHANKILL |  | 53.9303 | -7.4089
111742Z | MV/LV Substation OR***742Z |  | 10 kV | _ | LV | 400 kVA :Kiosk Substation | 0.4 | --> | 0.4 | 0 | 0 | Constrained, otherwise capacity available =198 kVA | --> | 0.38 | 0 | 0.01 | 0 | 0 | Constrained, otherwise capacity available =344 kW | --> | C16 ex BANTRY | Bantry [T41,T42] | BALLYLICKY |  | 51.6784 | -9.4532
167969Y | MV/LV Substation AT***969Y |  | 20 kV | _ | LV | 50 kVA :Pole Substation | 0.05 | --> | 0.05 | 0 | 0 | Constrained, otherwise capacity available =42 kVA | --> | 0.048 | 0 | 0.011 | 0 | 0 | Constrained, otherwise capacity available =38 kW | --> | E11 ex WHITECHURCH | Whitechurch [T421,T422] | KILBARRY |  | 52.0452 | -8.6788
093306X | MV/LV Substation TU***306X |  | 10 kV | _ | LV | 100 kVA :Pole Substation | 0.1 | --> | 0.1 | 0 | 0 | Constrained, otherwise capacity available =72 kVA | --> | 0.095 | 0 | 0.004 | 0.088 | 0 |  | --> | C19 ex KILMORE | Kilmore [T101,T102,T103] | FINGLAS |  | 53.4096 | -6.2299
071949 | MV/LV Substation EV***949 |  | 10 kV | _ | LV | 50 kVA :Pole Substation | 0.05 | --> | 0.05 | 0.043 | 5.58 |  | --> | 0.048 | 0 | 0 | 0.046 | 0 |  | --> | C14 ex KILCOOLE | Kilcoole [T41,T42] | FASSAROE |  | 53.122 | -6.0858
039493 | MV/LV Substation SU***493 |  | 10 kV | _ | LV | 50 kVA :Pole Substation | 0.05 | --> | 0.05 | 0 | 0 | Constrained, otherwise capacity available =40 kVA | --> | 0.048 | 0 | 0 | 0 | 0 | Constrained, otherwise capacity available =46 kW | --> | C20 ex ORANMORE | Oranmore [T41,T44] | GALWAY 110KV |  | 53.3111 | -8.8965
127007Z | MV/LV Substation CA***007Z |  | 10 kV | _ | LV | 100 kVA :Pole Substation | 0.1 | --> | 0.1 | 0.085 | 5.89 |  | --> | 0.095 | 0 | 0 | 0 | 0 | Constrained, otherwise capacity available =93 kW | --> | C12 ex CASHEL | Cashel [T41,T42] | CAHIR |  | 52.5055 | -7.889
048881 | MV/LV Substation TR***881 |  | 20 kV | _ | LV | 100 kVA :Pole Substation | 0.1 | --> | 0.1 | 0.071 | 2.03 |  | --> | 0.095 | 0 | 0 | 0 | 0 | Constrained, otherwise capacity available =91 kW | --> | E16 ex MOHILL | Mohill [T421,T422] | CARRICK ON SHANNON |  | 53.9171 | -7.8734
036342X | MV/LV Substation MA***342X |  | 10 kV | _ | LV | 100 kVA :Pole Substation | 0.1 | --> | 0.1 | 0 | 0 | Constrained, otherwise capacity available =93 kVA | --> | 0.095 | 0 | 0 | 0 | 0 | Constrained, otherwise capacity available =94 kW | --> | E16 ex GARRANACANTY | Garranacanty [T421,T422] | TIPPERARY |  | 52.4738 | -8.1486
433145X | MV/LV Substation TH***145X |  | 10 kV | _ | LV | 400 kVA :Kiosk Substation | 0.4 | --> | 0.4 | 0 | 0 | Constrained, otherwise capacity available =333 kVA | --> | 0.38 | 0 | 0 | 0 | 0 | Constrained, otherwise capacity available =371 kW | --> | C11 ex BALLAGHADERREEN | Ballaghaderreen [T41,T42] | TONROE |  | 53.8993 | -8.5731
196082 | MV/LV Substation TO***082 |  | 10 kV | _ | LV | 50 kVA :Pole Substation | 0.05 | --> | 0.05 | 0 | 0 | Constrained, otherwise capacity available =21 kVA | --> | 0.048 | 0 | 0 | 0 | 0 | Constrained, otherwise capacity available =43 kW | --> | C18 ex ATHBOY | Athboy [T42] | NAVAN |  | 53.6147 | -6.905
024561 | MV/LV Substation CA***561 |  | 10 kV | _ | LV | 100 kVA :Pole Substation | 0.1 | --> | 0.1 | 0.097 | 2.14 |  | --> | 0.095 | 0 | 0 | 0 | 0 | Constrained, otherwise capacity available =95 kW | --> | C13 ex BUTTEVANT | Buttevant [T41,T42] | MALLOW |  | 52.2114 | -8.6346
160958Y | MV/LV Substation AB***958Y |  | 10 kV | _ | LV | 200 kVA :Kiosk Substation | 0.2 | --> | 0.2 | 0 | 0 | Constrained, otherwise capacity available =181 kVA | --> | 0.19 | 0 | 0.004 | 0 | 0 | Constrained, otherwise capacity available =184 kW | --> | C15 ex PORTARLINGTON | Portarlington [T41,T42] | PORTLAOISE |  | 53.1631 | -7.196
019758 | MV/LV Substation MU***758 |  | 10 kV | _ | LV | 400 kVA :Building Structure | 0.4 | --> | 0.4 | 0.192 | 2.18 |  | --> | 0.38 | 0 | 0 | 0 | 0 | Constrained, otherwise capacity available =351 kW | --> | C21 ex BALLYRICKARD | Ballyrickard [T41,T42] | TRALEE |  | 52.2637 | -9.7142
059569Y | MV/LV Substation CO***569Y |  | 10 kV | _ | LV | 400 kVA :Kiosk Substation | 0.4 | --> | 0.4 | 0 | 0 | Constrained, otherwise capacity available =302 kVA | --> | 0.38 | 0 | 0 | 0 | 0 | Constrained, otherwise capacity available =366 kW | --> | C11 ex DERRYCRAMPH | Derrycramph [T41,T42] | SHANKILL |  | 53.9625 | -7.3588
016081Z | MV/LV Substation GI***081Z |  | 20 kV | _ | LV | 400 kVA :Building Structure | 0.4 | --> | 0.4 | 0 | 0 | Constrained, otherwise capacity available =232 kVA | --> | 0.38 | 0 | 0.05 | 0 | 0 | Constrained, otherwise capacity available =319 kW | --> | E58 ex GRANGE CASTLE |  |  |  | 53.295 | -6.479
067287X | MV/LV Substation HA***287X |  | 10 kV | _ | LV | 200 kVA :Building Structure | 0.2 | --> | 0.2 | 0 | 0 | Constrained, otherwise capacity available =123 kVA | --> | 0.19 | 0 | 0 | 0.179 | 0 |  | --> | C16 ex RAHEEN | Raheen [T41,T42] | LIMERICK |  | 52.6161 | -8.6552
349194 | MV/LV Substation VO***194 |  | 10 kV | _ | LV | 100 kVA :Pole Substation | 0.1 | --> | 0.1 | 0.092 | 2.35 |  | --> | 0.095 | 0 | 0 | 0 | 0 | Constrained, otherwise capacity available =94 kW | --> | C15 ex KILTIMAGH | Kiltimagh [T41] | CASTLEBAR |  | 53.8437 | -9.0059
007916Z | MV/LV Substation CL***916Z |  | 10 kV | _ | LV | 630 kVA :Kiosk Substation | 0.63 | --> | 0.63 | 0.5 | 1.4 |  | --> | 0.598 | 0 | 0 | 0 | 0 | Constrained, otherwise capacity available =596 kW | --> | E18 ex KILLINICK | Killinick [T421,T422] | WEXFORD |  | 52.266 | -6.3842
023539Y | MV/LV Substation BA***539Y |  | 20 kV | _ | LV | 50 kVA :Pole Substation | 0.05 | --> | 0.05 | 0 | 0 | Constrained, otherwise capacity available =38 kVA | --> | 0.048 | 0 | 0 | 0 | 0 | Constrained, otherwise capacity available =46 kW | --> | E11 ex CASTLELYONS | Castlelyons [T421,T422] | BARRYMORE |  | 52.1044 | -8.2901
156256Y | MV/LV Substation KI***256Y |  | 20 kV | _ | LV | 50 kVA :Pole Substation | 0.05 | --> | 0.05 | 0 | 0 | Constrained, otherwise capacity available =33 kVA | --> | 0.048 | 0 | 0 | 0 | 0 | Constrained, otherwise capacity available =45 kW | --> | E14 ex EMYVALE | Emyvale [T422] | LISDRUM |  | 54.3542 | -6.9958
116676X | MV/LV Substation ER***676X |  | 20 kV | _ | LV | 50 kVA :Pole Substation | 0.05 | --> | 0.05 | 0.048 | 8.1 |  | --> | 0.048 | 0 | 0 | 0 | 0 | Constrained, otherwise capacity available =47 kW | --> | E16 ex WESTPORT | Westport [T421,T422] | CASTLEBAR |  | 53.6751 | -9.5453
003080 | MV/LV Substation RA***080 |  | 10 kV | _ | LV | 630 kVA :Building Structure | 0.63 | --> | 0.63 | 0 | 0 | Constrained, otherwise capacity available =621 kVA | --> | 0.598 | 0 | 0 | 0 | 0 | Constrained, otherwise capacity available =597 kW | --> | C11 ex RATHDRUM | Rathdrum [T42] | ARKLOW |  | 52.9365 | -6.2266
056928X | MV/LV Substation TH***928X |  | 20 kV | _ | LV | 400 kVA :Kiosk Substation | 0.4 | --> | 0.4 | 0.338 | 0.89 |  | --> | 0.38 | 0 | 0.004 | 0 | 0 | Constrained, otherwise capacity available =368 kW | --> | E20 ex BIRR | Birr [T41,T422] | DALLOW |  | 53.094 | -7.9141
237467 | MV/LV Substation TH***467 |  | 10 kV | _ | LV | 100 kVA :Pole Substation | 0.1 | --> | 0.1 | 0 | 0 | Constrained, otherwise capacity available =53 kVA | --> | 0.095 | 0 | 0 | 0 | 0 | Constrained, otherwise capacity available =88 kW | --> | C17 ex DUNLEER | Dunleer [T41,T42] | DRYBRIDGE |  | 53.8813 | -6.3413
066515X | MV/LV Substation LA***515X |  | 20 kV | _ | LV | 50 kVA :Pole Substation | 0.05 | --> | 0.05 | 0 | 0 | Constrained, otherwise capacity available =41 kVA | --> | 0.048 | 0 | 0.009 | 0 | 0 | Constrained, otherwise capacity available =40 kW | --> | E17 ex BALTRASNA | Baltrasna [T121,T122] | BALTRASNA |  | 53.5116 | -6.5189
012941X | MV/LV Substation HE***941X |  | 10 kV | _ | LV | 200 kVA :Pole Substation | 0.2 | --> | 0.2 | 0 | 0 | Constrained, otherwise capacity available =121 kVA | --> | 0.19 | 0 | 0.115 | 0 | 0 | Constrained, otherwise capacity available =94 kW | --> | C20 ex POLLERTON | Pollerton [T41,T42] | CARLOW |  | 52.799 | -6.8968
192927 | MV/LV Substation AN***927 |  | 10 kV | _ | LV | 50 kVA :Pole Substation | 0.05 | --> | 0.05 | 0.048 | 1.56 |  | --> | 0.048 | 0 | 0 | 0 | 0 | Constrained, otherwise capacity available =47 kW | --> | C13 ex DERRYBEG | Derrybeg [T41,T42] | ARDNAGAPPARY |  | 55.0195 | -8.3093
015032Z | MV/LV Substation BR***032Z |  | 10 kV | _ | LV | 200 kVA :Kiosk Substation | 0.2 | --> | 0.2 | 0 | 0 | Constrained, otherwise capacity available =108 kVA | --> | 0.19 | 0 | 0.063 | 0 | 0 | Constrained, otherwise capacity available =130 kW | --> | C18 ex NAAS | Naas [T41,T42] | KILTEEL |  | 53.203 | -6.6704
164023 | MV/LV Substation CO***023 |  | 10 kV | _ | LV | 100 kVA :Pole Substation | 0.1 | --> | 0.1 | 0 | 0 |  | --> | 0.095 | 0 | 0 | 0 | 0 | Constrained, otherwise capacity available =84 kW | --> | C22 ex SKIBBEREEN | Skibbereen [T41,T42] | DUNMANWAY |  | 51.5634 | -9.2619
026930Y | MV/LV Substation KI***930Y |  | 10 kV | _ | LV | 200 kVA :Kiosk Substation | 0.2 | --> | 0.2 | 0.146 | 8.66 |  | --> | 0.19 | 0 | 0.04 | 0 | 0 | Constrained, otherwise capacity available =153 kW | --> | C18 ex BANDON | Bandon [T101,T42] | BANDON |  | 51.8004 | -8.6429
192416X | MV/LV Substation CO***416X |  | 10 kV | _ | LV | 200 kVA :Pole Substation | 0.2 | --> | 0.2 | 0.2 | 1.56 |  | --> | 0.19 | 0 | 0 | 0 | 0 | Constrained, otherwise capacity available =190 kW | --> | C15 ex DERRYBEG | Derrybeg [T41,T42] | ARDNAGAPPARY |  | 55.107 | -8.2631
009169 | MV/LV Substation BL***169 |  | 20 kV | _ | LV | 400 kVA :Kiosk Substation | 0.4 | --> | 0.4 | 0 | 0 | Constrained, otherwise capacity available =353 kVA | --> | 0.38 | 0 | 0.046 | 0 | 0 | Constrained, otherwise capacity available =340 kW | --> | E11 ex KILCARRAGH | Kilcarragh [T421,T422] | BUTLERSTOWN |  | 52.239 | -7.0454
137639 | MV/LV Substation BA***639 |  | 10 kV | _ | LV | 200 kVA :Pole Substation | 0.2 | --> | 0.2 | 0.122 | 2 |  | --> | 0.19 | 0 | 0.005 | 0 | 0 | Constrained, otherwise capacity available =175 kW | --> | C14 ex CAUSEWAY | Causeway [T41,T42] | TRALEE |  | 52.4512 | -9.6618
064221Z | MV/LV Substation P ***221Z |  | 20 kV | _ | LV | 50 kVA :Pole Substation | 0.05 | --> | 0.05 | 0 | 0 | Constrained, otherwise capacity available =50 kVA | --> | 0.048 | 0 | 0 | 0 | 0 | Constrained, otherwise capacity available =48 kW | --> | E16 ex JULIANSTOWN | Julianstown [T421,T422] | DRYBRIDGE |  | 53.6957 | -6.2475
047309X | MV/LV Substation LO***309X |  | 10 kV | _ | LV | 50 kVA :Pole Substation | 0.05 | --> | 0.05 | 0.043 | 1.04 |  | --> | 0.048 | 0 | 0 | 0 | 0 | Constrained, otherwise capacity available =46 kW | --> | C17 ex BOYLE | Boyle [T41,T42] | CARRICK ON SHANNON |  | 54.0041 | -8.2011
365940 | MV/LV Substation SY***940 |  | 10 kV | _ | LV | 400 kVA :Kiosk Substation | 0.4 | --> | 0.4 | 0 | 0 | Constrained, otherwise capacity available =293 kVA | --> | 0.38 | 0 | 0.025 | 0.347 | 0 |  | --> | C12 ex TYMON | Tymon [T41,T42] | COOKSTOWN |  | 53.3055 | -6.3645
064329Z | MV/LV Substation WH***329Z |  | 20 kV | _ | LV | 200 kVA :Kiosk Substation | 0.2 | --> | 0.2 | 0 | 0 | Constrained, otherwise capacity available =91 kVA | --> | 0.19 | 0 | 0.102 | 0 | 0 | Constrained, otherwise capacity available =99 kW | --> | E17 ex JULIANSTOWN | Julianstown [T421,T422] | DRYBRIDGE |  | 53.7011 | -6.2675
008860Y | MV/LV Substation RA***860Y |  | 10 kV | _ | LV | 100 kVA :Pole Substation | 0.1 | --> | 0.1 | 0.092 | 0.2 |  | --> | 0.095 | 0 | 0 | 0 | 0 | Constrained, otherwise capacity available =94 kW | --> | E17 ex BEALISTOWN | Bealistown [T421,T422] | GREAT ISLAND |  | 52.1816 | -6.8388
024849X | MV/LV Substation RO***849X |  | 10 kV | _ | LV | 200 kVA :Kiosk Substation | 0.2 | --> | 0.2 | 0.15 | 2.14 |  | --> | 0.19 | 0 | 0.004 | 0 | 0 | Constrained, otherwise capacity available =180 kW | --> | C13 ex BUTTEVANT | Buttevant [T41,T42] | MALLOW |  | 52.2158 | -8.5956
111933Z | MV/LV Substation GO***933Z |  | 20 kV | _ | LV | 50 kVA :Pole Substation | 0.05 | --> | 0.05 | 0 | 0 | Constrained, otherwise capacity available =49 kVA | --> | 0.048 | 0 | 0 | 0 | 0 | Constrained, otherwise capacity available =47 kW | --> | E15 ex BALLYDEHOB | Ballydehob [T421] | DUNMANWAY |  | 51.5929 | -9.4588
093194Z | MV/LV Substation LA***194Z |  | 10 kV | _ | LV | 400 kVA :Kiosk Substation | 0.4 | --> | 0.4 | 0 | 0 | Constrained, otherwise capacity available =352 kVA | --> | 0.38 | 0 | 0 | 0.373 | 0 |  | --> | C16 ex SANTRY | Santry [T41,T42] | FINGLAS |  | 53.3985 | -6.2283
069673 | MV/LV Substation SH***673 |  | 10 kV | _ | LV | 630 kVA :Kiosk Substation | 0.63 | --> | 0.63 | 0.5 | 7.75 |  | --> | 0.598 | 0 | 0 | 0.5 | 0 |  | --> | C20 ex MILLTOWN (DR) | Milltown (dr) [T101,T102] | INCHICORE 220KV |  | 53.309 | -6.2498
0934054 | MV/LV Substation TH***4054 |  | 10 kV | _ | LV | 630 kVA :Kiosk Substation | 0.63 | --> | 0.63 | 0 | 0 | Constrained, otherwise capacity available =580 kVA | --> | 0.598 | 0 | 0 | 0.5 | 0 |  | --> | C28 ex KILMORE | Kilmore [T101,T102,T103] | FINGLAS |  | 53.407 | -6.1745
119874 | MV/LV Substation RO***874 |  | 10 kV | _ | LV | 50 kVA :Pole Substation | 0.05 | --> | 0.05 | 0.01 | 4.16 |  | --> | 0.048 | 0 | 0.005 | 0.038 | 0 |  | --> | C15 ex NEWMARKET (SR) | Newmarket (sr) [T41,T42] | GLENLARA |  | 52.2897 | -9.1451
066185Z | MV/LV Substation MA***185Z |  | 10 kV | _ | LV | 100 kVA :Pole Substation | 0.1 | --> | 0.1 | 0 | 0 | Constrained, otherwise capacity available =77 kVA | --> | 0.095 | 0 | 0 | 0.092 | 0 |  | --> | C20 ex COLLINSTOWN | Collinstown [T41,T42] | GRANGE (DR) |  | 53.4369 | -6.2199
293722X | MV/LV Substation RE***722X |  | 20 kV | _ | LV | 50 kVA :Pole Substation | 0.05 | --> | 0.05 | 0.048 | 0.43 |  | --> | 0.048 | 0 | 0 | 0 | 0 | Constrained, otherwise capacity available =47 kW | --> | E13 ex TULLOW | Tullow [T421,T422] | CARLOW |  | 52.8118 | -6.7978
180142Y | MV/LV Substation WH***142Y |  | 10 kV | _ | LV | 100 kVA :Pole Substation | 0.1 | --> | 0.1 | 0.075 | 1.4 |  | --> | 0.095 | 0 | 0 | 0 | 0 | Constrained, otherwise capacity available =92 kW | --> | C26 ex KELLS | Kells [T41,T42] | NAVAN |  | 53.6864 | -6.8531
067811 | MV/LV Substation CL***811 |  | 10 kV | _ | LV | 50 kVA :Pole Substation | 0.05 | --> | 0.05 | 0 | 0 | Constrained, otherwise capacity available =20 kVA | --> | 0.048 | 0 | 0.022 | 0 | 0 | Constrained, otherwise capacity available =27 kW | --> | C16 ex GILLOGUE | Gillogue [T41,T42] | ARDNACRUSHA |  | 52.6868 | -8.5898
003719X | MV/LV Substation BA***719X |  | 10 kV | _ | LV | 100 kVA :Pole Substation | 0.1 | --> | 0.1 | 0.072 | 11.58 |  | --> | 0.095 | 0 | 0.028 | 0 | 0 | Constrained, otherwise capacity available =70 kW | --> | C23 ex BALLYBEG | Ballybeg [T101,T102] | CARRICKMINES |  | 52.9109 | -6.1168
158004 | MV/LV Substation NE***004 |  | 10 kV | _ | LV | 100 kVA :Pole Substation | 0.1 | --> | 0.1 | 0 | 0 |  | --> | 0.095 | 0 | 0.01 | 0 | 0 | Constrained, otherwise capacity available =62 kW | --> | C15 ex ENNISTYMON | Ennistymon [T41,T42] | ENNIS |  | 52.9387 | -9.2902
035051 | MV/LV Substation MA***051 |  | 20 kV | _ | LV | 50 kVA :Pole Substation | 0.05 | --> | 0.05 | 0.015 | 0.49 |  | --> | 0.048 | 0 | 0.01 | 0 | 0 | Constrained, otherwise capacity available =35 kW | --> | E11 ex ARDFINNAN | Ardfinnan [T421] | CAHIR |  | 52.2752 | -7.9931
165692X | MV/LV Substation RO***692X |  | 10 kV | _ | LV | 100 kVA :Pole Substation | 0.1 | --> | 0.1 | 0.099 | 0.88 |  | --> | 0.095 | 0 | 0 | 0 | 0 | Constrained, otherwise capacity available =95 kW | --> | C12 ex ROSS CARBERY | Ross Carbery [T41,T42] | DUNMANWAY |  | 51.5734 | -9.0302
059492X | MV/LV Substation NE***492X |  | 20 kV | _ | LV | 400 kVA :Building Structure | 0.4 | --> | 0.4 | 0 | 0 | Constrained, otherwise capacity available =320 kVA | --> | 0.38 | 0 | 0.006 | 0 | 0 | Constrained, otherwise capacity available =364 kW | --> | E11 ex CAVAN | Cavan [T42,T421] | SHANKILL |  | 54.0091 | -7.3473
025154X | MV/LV Substation MT***154X |  | 10 kV | _ | LV | 50 kVA :Pole Substation | 0.05 | --> | 0.05 | 0 | 0 | Constrained, otherwise capacity available =42 kVA | --> | 0.048 | 0 | 0 | 0 | 0 | Constrained, otherwise capacity available =46 kW | --> | C11 ex KILMALLOCK | Kilmallock [T41,T42] | CHARLEVILLE |  | 52.3952 | -8.5377
0264081 | MV/LV Substation GR***4081 |  | 10 kV | _ | LV | 200 kVA :Pole Substation | 0.2 | --> | 0.2 | 0.104 | 8.66 |  | --> | 0.19 | 0 | 0 | 0 | 0 | Constrained, otherwise capacity available =176 kW | --> | C13 ex BANDON | Bandon [T101,T42] | BANDON |  | 51.7339 | -8.7499
281044X | MV/LV Substation HA***044X |  | 10 kV | _ | LV | 400 kVA :Kiosk Substation | 0.4 | --> | 0.4 | 0 | 0 | Constrained, otherwise capacity available =338 kVA | --> | 0.38 | 0 | 0.01 | 0.364 | 0 |  | --> | C22 ex BISHOPSTOWN | Bishopstown [T41,T42] | KILBARRY |  | 51.8739 | -8.5373
365613 | MV/LV Substation LE***613 |  | 10 kV | _ | LV | 400 kVA :Kiosk Substation | 0.4 | --> | 0.4 | 0 | 0 | Constrained, otherwise capacity available =336 kVA | --> | 0.38 | 0 | 0.004 | 0.368 | 0 |  | --> | C30 ex CLONDALKIN | Clondalkin [T41,T42,T44] | INCHICORE 220KV |  | 53.3224 | -6.4124
074496X | MV/LV Substation TO***496X |  | 10 kV | _ | LV | 400 kVA :Building Structure | 0.4 | --> | 0.4 | 0 | 0 | Constrained, otherwise capacity available =363 kVA | --> | 0.38 | 0 | 0 | 0 | 0 | Constrained, otherwise capacity available =375 kW | --> | C13 ex CARRICK ON SHANNON | Carrick On Shannon [T41,T42] | CARRICK ON SHANNON |  | 53.9441 | -8.0897
153053 | MV/LV Substation ST***053 |  | 20 kV | _ | LV | 200 kVA :Kiosk Substation | 0.2 | --> | 0.2 | 0 | 0 | Constrained, otherwise capacity available =144 kVA | --> | 0.19 | 0 | 0.023 | 0 | 0 | Constrained, otherwise capacity available =165 kW | --> | E11 ex BIRDHILL | Birdhill [T421,T422] | ARDNACRUSHA |  | 52.7165 | -8.3965
048965 | MV/LV Substation ID***965 |  | 20 kV | _ | LV | 100 kVA :Pole Substation | 0.1 | --> | 0.1 | 0.08 | 2.03 |  | --> | 0.095 | 0 | 0 | 0 | 0 | Constrained, otherwise capacity available =92 kW | --> | E15 ex MOHILL | Mohill [T421,T422] | CARRICK ON SHANNON |  | 53.9157 | -7.8563
1544143 | MV/LV Substation BA***4143 |  | 10 kV | _ | LV | 400 kVA :Kiosk Substation | 0.4 | --> | 0.4 | 0 | 0 | Constrained, otherwise capacity available =330 kVA | --> | 0.38 | 0 | 0.125 | 0.278 | 0 |  | --> | C22 ex MACETOWN | Macetown [T101,T102] | MACETOWN |  | 53.3913 | -6.4373
253778 | MV/LV Substation MO***778 |  | 20 kV | _ | LV | 100 kVA :Pole Substation | 0.1 | --> | 0.1 | 0 | 0 | Constrained, otherwise capacity available =61 kVA | --> | 0.095 | 0 | 0.005 | 0 | 0 | Constrained, otherwise capacity available =86 kW | --> | C17 ex BALLYGAR | Ballygar [T41,T42] | ATHLONE |  | 53.4869 | -8.5685
214958 | MV/LV Substation DU***958 |  | 10 kV | _ | LV | 50 kVA :Pole Substation | 0.05 | --> | 0.05 | 0 | 0 | Constrained, otherwise capacity available =44 kVA | --> | 0.048 | 0 | 0 | 0 | 0 | Constrained, otherwise capacity available =47 kW | --> | C15 ex DRUMQUIN | Drumquin [T42] | ENNIS |  | 52.6774 | -9.1026
049625X | MV/LV Substation PU***625X |  | 20 kV | _ | LV | 100 kVA :Pole Substation | 0.1 | --> | 0.1 | 0.051 | 0.21 |  | --> | 0.095 | 0 | 0 | 0 | 0 | Constrained, otherwise capacity available =88 kW | --> | E13 ex LONGFORD | Longford [T421,T422] | RICHMOND |  | 53.8677 | -7.5779
340751 | MV/LV Substation IN***751 |  | 10 kV | _ | LV | 50 kVA :Pole Substation | 0.05 | --> | 0.05 | 0 | 0 | Constrained, otherwise capacity available =48 kVA | --> | 0.048 | 0 | 0 | 0 | 0 | Constrained, otherwise capacity available =47 kW | --> | C18 ex DUNGLOE | Dungloe [T41,T42] | ARDNAGAPPARY |  | 54.9838 | -8.4596
137861 | MV/LV Substation AB***861 |  | 10 kV | _ | LV | 50 kVA :Pole Substation | 0.05 | --> | 0.05 | 0.03 | 3.74 |  | --> | 0.048 | 0 | 0 | 0 | 0 | Constrained, otherwise capacity available =45 kW | --> | C11 ex KILFLYNN | Kilflynn [T41,T42] | TRALEE |  | 52.3432 | -9.698
253060 | MV/LV Substation RI***060 |  | 10 kV | _ | LV | 200 kVA :Pole Substation | 0.2 | --> | 0.2 | 0 | 0 | Constrained, otherwise capacity available =164 kVA | --> | 0.19 | 0 | 0 | 0 | 0 | Constrained, otherwise capacity available =185 kW | --> | C17 ex TUAM NORTH | Tuam North [T41,T42] | CLOON |  | 53.505 | -8.8348
426126 | MV/LV Substation WA***126 |  | 20 kV | _ | LV | 100 kVA :Pole Substation | 0.1 | --> | 0.1 | 0 | 0 | Constrained, otherwise capacity available =66 kVA | --> | 0.095 | 0 | 0 | 0 | 0 | Constrained, otherwise capacity available =90 kW | --> | E16 ex DINGLE | Dingle [T421,T422] | OUGHTRAGH |  | 52.1513 | -10.2412
160031 | MV/LV Substation CA***031 |  | 10 kV | _ | LV | 200 kVA :Building Structure | 0.2 | --> | 0.2 | 0 | 0 | Constrained, otherwise capacity available =126 kVA | --> | 0.19 | 0 | 0 | 0 | 0 | Constrained, otherwise capacity available =180 kW | --> | C16 ex PORTARLINGTON | Portarlington [T41,T42] | PORTLAOISE |  | 53.1482 | -7.1819
003846X | MV/LV Substation GR***846X |  | 10 kV | _ | LV | 50 kVA :Pole Substation | 0.05 | --> | 0.05 | 0.045 | 11.58 |  | --> | 0.048 | 0 | 0 | 0 | 0 | Constrained, otherwise capacity available =47 kW | --> | C19 ex BALLYBEG | Ballybeg [T101,T102] | CARRICKMINES |  | 53.003 | -6.1116
066717X | MV/LV Substation BA***717X |  | 20 kV | _ | LV | 100 kVA :Pole Substation | 0.1 | --> | 0.1 | 0 | 0 | Constrained, otherwise capacity available =88 kVA | --> | 0.095 | 0 | 0.005 | 0 | 0 | Constrained, otherwise capacity available =90 kW | --> | E11 ex GLASMORE | Glasmore [T421,T422] | GLASMORE |  | 53.4787 | -6.1204
071039 | MV/LV Substation BU***039 |  | 10 kV | _ | LV | 400 kVA :Kiosk Substation | 0.4 | --> | 0.4 | 0 | 0 | Constrained, otherwise capacity available =342 kVA | --> | 0.38 | 0 | 0.016 | 0.36 | 0 |  | --> | C22 ex GREYSTONES | Greystones [T41,T42] | FASSAROE |  | 53.1354 | -6.0684
064374Y | MV/LV Substation NE***374Y |  | 20 kV | _ | LV | 630 kVA :Building Structure | 0.63 | --> | 0.63 | 0 | 0 | Constrained, otherwise capacity available =500 kVA | --> | 0.598 | 0 | 0 | 0 | 0 | Constrained, otherwise capacity available =580 kW | --> | E16 ex JULIANSTOWN | Julianstown [T421,T422] | DRYBRIDGE |  | 53.6975 | -6.2435
021033 | MV/LV Substation MA***033 |  | 10 kV | _ | LV | 630 kVA :Building Structure | 0.63 | --> | 0.63 | 0 | 0 | Constrained, otherwise capacity available =93 kVA | --> | 0.598 | 0 | 0.018 | 0.5 | 0 |  | --> | C20 ex FAIRHILL | Fairhill [T42] | KILBARRY |  | 51.9045 | -8.457
0414190 | MV/LV Substation NE***4190 |  | 20 kV | _ | LV | 400 kVA :Kiosk Substation | 0.4 | --> | 0.4 | 0 | 0 | Constrained, otherwise capacity available =386 kVA | --> | 0.38 | 0 | 0 | 0 | 0 | Constrained, otherwise capacity available =378 kW | --> | E18 ex DALTON | Dalton [T421,T422] | DALTON |  | 53.6677 | -8.966
144267X | MV/LV Substation CH***267X |  | 10 kV | _ | LV | 100 kVA :Pole Substation | 0.1 | --> | 0.1 | 0 | 0 | Constrained, otherwise capacity available =73 kVA | --> | 0.095 | 0 | 0.003 | 0 | 0 | Constrained, otherwise capacity available =89 kW | --> | C15 ex CASTLECOMER | Castlecomer [T41,T42] | BALLYRAGGET |  | 52.8711 | -7.1659
167995Y | MV/LV Substation EU***995Y |  | 20 kV | _ | LV | 630 kVA :Building Structure | 0.63 | --> | 0.63 | 0 | 0 | Constrained, otherwise capacity available =615 kVA | --> | 0.598 | 0 | 0 | 0 | 0 | Constrained, otherwise capacity available =596 kW | --> | E11 ex WHITECHURCH | Whitechurch [T421,T422] | KILBARRY |  | 52.0652 | -8.6943
251809 | MV/LV Substation TU***809 |  | 20 kV | _ | LV | 50 kVA :Pole Substation | 0.05 | --> | 0.05 | 0 | 0 | Constrained, otherwise capacity available =14 kVA | --> | 0.048 | 0 | 0 | 0 | 0 | Constrained, otherwise capacity available =42 kW | --> | E47 ex CLAREGALWAY | Claregalway [T42,T421] | GALWAY 110KV |  | 53.381 | -8.8542
068738X | MV/LV Substation KI***738X |  | 10 kV | _ | LV | 630 kVA :Building Structure | 0.63 | --> | 0.63 | 0.5 | 0.98 |  | --> | 0.598 | 0 | 0 | 0.5 | 0 |  | --> | C22 ex LEESON STREET | Leeson Street [T41,T42] | MILLTOWN (DR) |  | 53.3343 | -6.2534
025721 | MV/LV Substation MA***721 |  | 20 kV | _ | LV | 100 kVA :Pole Substation | 0.1 | --> | 0.1 | 0.076 | 1.98 |  | --> | 0.095 | 0 | 0 | 0 | 0 | Constrained, otherwise capacity available =92 kW | --> | E12 ex RATHKEALE | Rathkeale [T421,T422] | RATHKEALE |  | 52.4148 | -8.8946
003155 | MV/LV Substation DA***155 |  | 10 kV | _ | LV | 630 kVA :Kiosk Substation | 0.63 | --> | 0.63 | 0.5 | 11.58 |  | --> | 0.598 | 0 | 0.049 | 0 | 0 | Constrained, otherwise capacity available =546 kW | --> | C20 ex BALLYBEG | Ballybeg [T101,T102] | CARRICKMINES |  | 52.9744 | -6.0502
068002X | MV/LV Substation CL***002X |  | 10 kV | _ | LV | 630 kVA :Building Structure | 0.63 | --> | 0.63 | 0.032 | 3.38 |  | --> | 0.598 | 0 | 0 | 0.5 | 0 |  | --> | C13 ex MERRION SQUARE | Merrion Square [T41,T42] | RINGSEND |  | 53.3412 | -6.2525
064412Y | MV/LV Substation ST***412Y |  | 10 kV | _ | LV | 50 kVA :Pole Substation | 0.05 | --> | 0.05 | 0 | 0 | Constrained, otherwise capacity available =23 kVA | --> | 0.048 | 0 | 0 | 0 | 0 | Constrained, otherwise capacity available =44 kW | --> | E11 ex SLANE | Slane [T421] | DRYBRIDGE |  | 53.7626 | -6.4938
120634Y | MV/LV Substation TE***634Y |  | 20 kV | _ | LV | 1000 kVA :Building Structure | 1 | --> | 1 | 0 | 0 | Constrained, otherwise capacity available =852 kVA | --> | 0.95 | 0 | 0 | 0 | 0 | Constrained, otherwise capacity available =930 kW | --> | E17 ex EDENDERRY | Edenderry [T421,T422] | BLAKE |  | 53.3464 | -7.0446
081564X | MV/LV Substation ST***564X |  | 10 kV | _ | LV | 200 kVA :Kiosk Substation | 0.2 | --> | 0.2 | 0 | 0 | Constrained, otherwise capacity available =152 kVA | --> | 0.19 | 0 | 0.008 | 0.178 | 0 |  | --> | C14 ex INCHICORE NORTH | Inchicore North [T41] | INCHICORE 220KV |  | 53.3429 | -6.3286
021675Z | MV/LV Substation CA***675Z |  | 10 kV | _ | LV | 400 kVA :Building Structure | 0.4 | --> | 0.4 | 0.388 | 6.78 |  | --> | 0.38 | 0 | 0 | 0.378 | 0 |  | --> | C36 ex CASTLEVIEW | Castleview [T101,T102] | CASTLEVIEW |  | 51.8973 | -8.3322
060047 | MV/LV Substation CH***047 |  | 10 kV | _ | LV | 100 kVA :Pole Substation | 0.1 | --> | 0.1 | 0.076 | 2.57 |  | --> | 0.095 | 0 | 0.004 | 0 | 0 | Constrained, otherwise capacity available =89 kW | --> | C19 ex ERRIGAL | Errigal [T41,T422] | SHANKILL |  | 54.0707 | -7.0803
003989X | MV/LV Substation SE***989X |  | 10 kV | _ | LV | 630 kVA :Building Structure | 0.63 | --> | 0.63 | 0.5 | 11.58 |  | --> | 0.598 | 0 | 0 | 0 | 0 | Constrained, otherwise capacity available =589 kW | --> | C25 ex BALLYBEG | Ballybeg [T101,T102] | CARRICKMINES |  | 52.9839 | -6.0421
160956Y | MV/LV Substation LI***956Y |  | 10 kV | _ | LV | 630 kVA :Kiosk Substation | 0.63 | --> | 0.63 | 0 | 0 | Constrained, otherwise capacity available =534 kVA | --> | 0.598 | 0 | 0 | 0 | 0 | Constrained, otherwise capacity available =585 kW | --> | C15 ex PORTARLINGTON | Portarlington [T41,T42] | PORTLAOISE |  | 53.1604 | -7.1878
082599 | MV/LV Substation LI***599 |  | 20 kV | _ | LV | 200 kVA :Pole Substation | 0.2 | --> | 0.2 | 0 | 0 | Constrained, otherwise capacity available =181 kVA | --> | 0.19 | 0 | 0.005 | 0 | 0 | Constrained, otherwise capacity available =184 kW | --> | E11 ex ACADEMY STREET | Academy Street [T421,T422,T44] | NAVAN |  | 53.6038 | -6.5976
046666 | MV/LV Substation BA***666 |  | 10 kV | _ | LV | 50 kVA :Pole Substation | 0.05 | --> | 0.05 | 0.04 | 5.48 |  | --> | 0.048 | 0 | 0.009 | 0.039 | 0 |  | --> | C15 ex BALLYTIVNAN | Ballytivnan [T41,T42] | SLIGO |  | 54.264 | -8.3989
009155Y | MV/LV Substation IE***155Y |  | 10 kV | _ | LV | 630 kVA :Kiosk Substation | 0.63 | --> | 0.63 | 0.5 | 13.6 |  | --> | 0.598 | 0 | 0.015 | 0.5 | 0 |  | --> | C27 ex KILLOTERAN | Killoteran [T101,T102] | KILLOTERAN |  | 52.2456 | -7.1599
0294045 | MV/LV Substation FO***4045 |  | 10 kV | _ | LV | 400 kVA :Building Structure | 0.4 | --> | 0.4 | 0 | 0 | Constrained, otherwise capacity available =380 kVA | --> | 0.38 | 0 | 0 | 0 | 0 | Constrained, otherwise capacity available =377 kW | --> | C18 ex KILLACLOYNE | Killacloyne [T41,T42] | MIDLETON |  | 51.8991 | -8.2919
042546X | MV/LV Substation KI***546X |  | 20 kV | _ | LV | 50 kVA :Pole Substation | 0.05 | --> | 0.05 | 0 | 0 | Constrained, otherwise capacity available =38 kVA | --> | 0.048 | 0 | 0.011 | 0 | 0 | Constrained, otherwise capacity available =38 kW | --> | E17 ex WINDSOR | Windsor [T421,T422] | CASTLEBAR |  | 53.8551 | -9.2647
157443 | MV/LV Substation CA***443 |  | 20 kV | _ | LV | 200 kVA :Pole Substation | 0.2 | --> | 0.2 | 0.095 | 1.55 |  | --> | 0.19 | 0 | 0.08 | 0 | 0 | Constrained, otherwise capacity available =116 kW | --> | E13 ex CARRIGALLEN | Carrigallen [T421] | CARRICK ON SHANNON |  | 53.9765 | -7.642
062650X | MV/LV Substation CO***650X |  | 10 kV | _ | LV | 50 kVA :Pole Substation | 0.05 | --> | 0.05 | 0.008 | 3.12 |  | --> | 0.048 | 0 | 0.01 | 0 | 0 | Constrained, otherwise capacity available =34 kW | --> | C21 ex MARSHES | Marshes [T41,T42] | DUNDALK |  | 53.958 | -6.3821
0144292 | MV/LV Substation AP***4292 |  | 10 kV | _ | LV | 630 kVA :Kiosk Substation | 0.63 | --> | 0.63 | 0 | 0 | Constrained, otherwise capacity available =446 kVA | --> | 0.598 | 0 | 0 | 0 | 0 | Constrained, otherwise capacity available =573 kW | --> | C15 ex MORRISTOWN | Morristown [T41,T42] | NEWBRIDGE |  | 53.184 | -6.813
081581Z | MV/LV Substation PA***581Z |  | 10 kV | _ | LV | 400 kVA :Building Structure | 0.4 | --> | 0.4 | 0 | 0 | Constrained, otherwise capacity available =337 kVA | --> | 0.38 | 0 | 0 | 0 | 0 | Constrained, otherwise capacity available =371 kW | --> | C11 ex PALMERSTOWN | Palmerstown [T41,T42] | FINGLAS |  | 53.3575 | -6.3757
0694001 | MV/LV Substation BU***4001 |  | 10 kV | _ | LV | 1000 kVA :Building Structure | 1 | --> | 1 | 0.5 | 0.98 |  | --> | 0.95 | 0 | 0 | 0.5 | 0 |  | --> | C23 ex LEESON STREET | Leeson Street [T41,T42] | MILLTOWN (DR) |  | 53.3325 | -6.2451
023535Y | MV/LV Substation RI***535Y |  | 20 kV | _ | LV | 630 kVA :Kiosk Substation | 0.63 | --> | 0.63 | 0 | 0 | Constrained, otherwise capacity available =569 kVA | --> | 0.598 | 0 | 0 | 0 | 0 | Constrained, otherwise capacity available =590 kW | --> | E11 ex CASTLELYONS | Castlelyons [T421,T422] | BARRYMORE |  | 52.0752 | -8.2833
365139 | MV/LV Substation NE***139 |  | 10 kV | _ | LV | 1000 kVA :Building Structure | 1 | --> | 1 | 0 | 0 | Constrained, otherwise capacity available =937 kVA | --> | 0.95 | 0 | 0 | 0.5 | 0 |  | --> | C21 ex BELGARD | Belgard [T41,T42] | COOKSTOWN |  | 53.2881 | -6.3581
007315Z | MV/LV Substation MU***315Z |  | 20 kV | _ | LV | 50 kVA :Pole Substation | 0.05 | --> | 0.05 | 0.034 | 16.12 |  | --> | 0.048 | 0 | 0.009 | 0.039 | 0 |  | --> | E20 ex WEXFORD | Wexford [T121,T122] | WEXFORD |  | 52.2871 | -6.5261
017052Z | MV/LV Substation RE***052Z |  | 10 kV | _ | LV | 200 kVA :Kiosk Substation | 0.2 | --> | 0.2 | 0.183 | 4.23 |  | --> | 0.19 | 0 | 0.022 | 0 | 0 | Constrained, otherwise capacity available =171 kW | --> | C13 ex CHURCHTOWN | Churchtown [T41] | RATHKEALE |  | 52.4581 | -9.059
012741X | MV/LV Substation CL***741X |  | 20 kV | _ | LV | 100 kVA :Pole Substation | 0.1 | --> | 0.1 | 0.098 | 2.83 |  | --> | 0.095 | 0 | 0 | 0 | 0 | Constrained, otherwise capacity available =95 kW | --> | E12 ex BAGENALSTOWN | Bagenalstown [T421,T422] | CARLOW |  | 52.704 | -6.9841
067099X | MV/LV Substation EL***099X |  | 10 kV | _ | LV | 400 kVA :Building Structure | 0.4 | --> | 0.4 | 0 | 0 | Constrained, otherwise capacity available =286 kVA | --> | 0.38 | 0 | 0.05 | 0.327 | 0 |  | --> | C16 ex RAHEEN | Raheen [T41,T42] | LIMERICK |  | 52.6233 | -8.6555
051538X | MV/LV Substation ME***538X |  | 20 kV | _ | LV | 50 kVA :Pole Substation | 0.05 | --> | 0.05 | 0.05 | 2.22 |  | --> | 0.048 | 0 | 0 | 0.048 | 0 |  | --> | E12 ex CLARA | Clara [T421,T422] | THORNSBERRY |  | 53.367 | -7.5076
093031 | MV/LV Substation RO***031 |  | 10 kV | _ | LV | 100 kVA :Pole Substation | 0.1 | --> | 0.1 | 0 | 0 | Constrained, otherwise capacity available =95 kVA | --> | 0.095 | 0 | 0 | 0.094 | 0 |  | --> | C16 ex SANTRY | Santry [T41,T42] | FINGLAS |  | 53.3981 | -6.2398
0954029 | MV/LV Substation OL***4029 |  | 10 kV | _ | LV | 50 kVA :Pole Substation | 0.05 | --> | 0.05 | 0.05 | 0.7 |  | --> | 0.048 | 0 | 0 | 0 | 0 | Constrained, otherwise capacity available =48 kW | --> | C11 ex KILRUSH | Kilrush [T41,T42] | TULLABRACK |  | 52.6174 | -9.3803
253088X | MV/LV Substation TH***088X |  | 10 kV | _ | LV | 630 kVA :Kiosk Substation | 0.63 | --> | 0.63 | 0 | 0 | Constrained, otherwise capacity available =492 kVA | --> | 0.598 | 0 | 0 | 0 | 0 | Constrained, otherwise capacity available =579 kW | --> | C13 ex TUAM SOUTH | Tuam South [T42] | CLOON |  | 53.5163 | -8.8503
041226Y | MV/LV Substation DR***226Y |  | 20 kV | _ | LV | 100 kVA :Pole Substation | 0.1 | --> | 0.1 | 0 | 0 | Constrained, otherwise capacity available =87 kVA | --> | 0.095 | 0 | 0 | 0 | 0 | Constrained, otherwise capacity available =93 kW | --> | E14 ex DALTON | Dalton [T421,T422] | DALTON |  | 53.8001 | -8.9108
056083Y | MV/LV Substation LI***083Y |  | 20 kV | _ | LV | 200 kVA :Kiosk Substation | 0.2 | --> | 0.2 | 0.117 | 0.89 |  | --> | 0.19 | 0 | 0 | 0 | 0 | Constrained, otherwise capacity available =178 kW | --> | E18 ex BIRR | Birr [T41,T422] | DALLOW |  | 53.105 | -7.9064
067344 | MV/LV Substation MT***344 |  | 20 kV | _ | LV | 100 kVA :Pole Substation | 0.1 | --> | 0.1 | 0 | 0 | Constrained, otherwise capacity available =68 kVA | --> | 0.095 | 0 | 0.01 | 0.083 | 0 |  | --> | C11 ex RAHEEN | Raheen [T41,T42] | LIMERICK |  | 52.6339 | -8.687
015358Z | MV/LV Substation OA***358Z |  | 10 kV | _ | LV | 400 kVA :Kiosk Substation | 0.4 | --> | 0.4 | 0 | 0 | Constrained, otherwise capacity available =278 kVA | --> | 0.38 | 0 | 0.024 | 0 | 0 | Constrained, otherwise capacity available =345 kW | --> | C11 ex NAAS | Naas [T41,T42] | KILTEEL |  | 53.2099 | -6.6464
3664016 | MV/LV Substation CR***4016 |  | 20 kV | _ | LV | 50 kVA :Pole Substation | 0.05 | --> | 0.05 | 0.047 | 0.45 |  | --> | 0.048 | 0 | 0 | 0 | 0 | Constrained, otherwise capacity available =47 kW | --> | C16 ex CARRAROE | Carraroe [T42] | SCREEB |  | 53.1449 | -9.7874
021920X | MV/LV Substation OL***920X |  | 10 kV | _ | LV | 50 kVA :Pole Substation | 0.05 | --> | 0.05 | 0 | 0 | Constrained, otherwise capacity available =16 kVA | --> | 0.048 | 0 | 0 | 0.043 | 0 |  | --> | C12 ex RIVERSTOWN | Riverstown [T41,T42] | KILBARRY |  | 51.93 | -8.4182
065243Z | MV/LV Substation MO***243Z |  | 10 kV | _ | LV | 630 kVA :Kiosk Substation | 0.63 | --> | 0.63 | 0 | 0 | Constrained, otherwise capacity available =456 kVA | --> | 0.598 | 0 | 0.059 | 0.5 | 0 |  | --> | C22 ex STEPHENSTOWN | Stephenstown [T101,T102] | FINGLAS |  | 53.6178 | -6.1995
293120 | MV/LV Substation CO***120 |  | 20 kV | _ | LV | 100 kVA :Pole Substation | 0.1 | --> | 0.1 | 0.077 | 2.83 |  | --> | 0.095 | 0 | 0 | 0 | 0 | Constrained, otherwise capacity available =92 kW | --> | E13 ex BAGENALSTOWN | Bagenalstown [T421,T422] | CARLOW |  | 52.6588 | -6.9035
0114439 | MV/LV Substation FO***4439 |  | 10 kV | _ | LV | 400 kVA :Kiosk Substation | 0.4 | --> | 0.4 | 0 | 0 | Constrained, otherwise capacity available =400 kVA | --> | 0.38 | 0 | 0 | 0 | 0 | Constrained, otherwise capacity available =380 kW | --> | C11 ex ROSEHILL | Rosehill [T41,T42] | KILKENNY |  | 52.6637 | -7.2759
062620 | MV/LV Substation BU***620 |  | 20 kV | _ | LV | 100 kVA :Pole Substation | 0.1 | --> | 0.1 | 0.089 | 3.47 |  | --> | 0.095 | 0 | 0 | 0 | 0 | Constrained, otherwise capacity available =94 kW | --> | E18 ex BUSH | Bush [T421,T422] | DUNDALK |  | 53.9995 | -6.1934
2884052 | MV/LV Substation BI***4052 |  | 10 kV | _ | LV | 630 kVA :Kiosk Substation | 0.63 | --> | 0.63 | 0 | 0 | Constrained, otherwise capacity available =549 kVA | --> | 0.598 | 0 | 0.085 | 0.5 | 0 |  | --> | C17 ex CARRICKMINES | Carrickmines [T41,T42] | CARRICKMINES |  | 53.2403 | -6.2008
064171Y | MV/LV Substation DR***171Y |  | 10 kV | _ | LV | 200 kVA :Pole Substation | 0.2 | --> | 0.2 | 0 | 0 | Constrained, otherwise capacity available =178 kVA | --> | 0.19 | 0 | 0 | 0 | 0 | Constrained, otherwise capacity available =187 kW | --> | C19 ex DRYBRIDGE | Drybridge [T41,T42] | DRYBRIDGE |  | 53.7242 | -6.3579
002919 | MV/LV Substation SU***919 |  | 10 kV | _ | LV | 400 kVA :Kiosk Substation | 0.4 | --> | 0.4 | 0.292 | 2.36 |  | --> | 0.38 | 0 | 0.018 | 0.352 | 0 |  | --> | C14 ex BRAY | Bray [T41,T42] | FASSAROE |  | 53.187 | -6.1275
109584 | MV/LV Substation BR***584 |  | 10 kV | _ | LV | 630 kVA :Kiosk Substation | 0.63 | --> | 0.63 | 0.381 | 0.38 | Constrained, otherwise capacity available =526 kVA | --> | 0.598 | 0 | 0 | 0.5 | 0 |  | --> | C11 ex RINEANNA | Rineanna [T41,T42] | DRUMLINE |  | 52.7087 | -8.8806
063627X | MV/LV Substation CO***627X |  | 10 kV | _ | LV | 50 kVA :Pole Substation | 0.05 | --> | 0.05 | 0 | 0 | Constrained, otherwise capacity available =47 kVA | --> | 0.048 | 0 | 0 | 0 | 0 | Constrained, otherwise capacity available =47 kW | --> | C19 ex BALLYBAILIE | Ballybailie [T41,T42] | DUNDALK |  | 53.8668 | -6.5953
0074055 | MV/LV Substation BU***4055 |  | 10 kV | _ | LV | 50 kVA :Pole Substation | 0.05 | --> | 0.05 | 0.05 | 1.4 |  | --> | 0.048 | 0 | 0 | 0 | 0 | Constrained, otherwise capacity available =48 kW | --> | E18 ex KILLINICK | Killinick [T421,T422] | WEXFORD |  | 52.2894 | -6.3942
111449 | MV/LV Substation AL***449 |  | 20 kV | _ | LV | 400 kVA :Kiosk Substation | 0.4 | --> | 0.4 | 0.324 | 0.94 |  | --> | 0.38 | 0 | 0.016 | 0 | 0 | Constrained, otherwise capacity available =358 kW | --> | E11 ex CASTLETOWNBERE | Castletownbere [T421] | BALLYLICKY |  | 51.6412 | -10.0436
066336Z | MV/LV Substation FO***336Z |  | 10 kV | _ | LV | 200 kVA :Pole Substation | 0.2 | --> | 0.2 | 0 | 0 | Constrained, otherwise capacity available =177 kVA | --> | 0.19 | 0 | 0 | 0 | 0 | Constrained, otherwise capacity available =187 kW | --> | C14 ex SWORDS | Swords [T41,T42] | GLASMORE |  | 53.4421 | -6.2603
0164018 | MV/LV Substation OL***4018 |  | 10 kV | _ | LV | 400 kVA :Kiosk Substation | 0.4 | --> | 0.4 | 0 | 0 | Constrained, otherwise capacity available =306 kVA | --> | 0.38 | 0 | 0.044 | 0 | 0 | Constrained, otherwise capacity available =334 kW | --> | C22 ex CELBRIDGE | Celbridge [T41,T42] | GRIFFINRATH |  | 53.3399 | -6.5563
001157X | MV/LV Substation DU***157X |  | 10 kV | _ | LV | 400 kVA :Kiosk Substation | 0.4 | --> | 0.4 | 0.374 | 1.55 |  | --> | 0.38 | 0 | 0 | 0.376 | 0 |  | --> | C11 ex MONKSTOWN | Monkstown [T41,T42] | BLACKROCK |  | 53.2979 | -6.1747
154549Z | MV/LV Substation MA***549Z |  | 10 kV | _ | LV | 630 kVA :Building Structure | 0.63 | --> | 0.63 | 0 | 0 | Constrained, otherwise capacity available =503 kVA | --> | 0.598 | 0 | 0 | 0 | 0 | Constrained, otherwise capacity available =581 kW | --> | C20 ex BALLYCOOLIN | Ballycoolin [T41,T42,T43] | FINGLAS |  | 53.4095 | -6.3516
031438Y | MV/LV Substation MC***438Y |  | 10 kV | _ | LV | 200 kVA :Kiosk Substation | 0.2 | --> | 0.2 | 0 | 0 | Constrained, otherwise capacity available =60 kVA | --> | 0.19 | 0 | 0 | 0 | 0 | Constrained, otherwise capacity available =170 kW | --> | C20 ex COLLIGAN | Colligan [T41,T42] | DUNGARVAN |  | 52.0931 | -7.6299
066421Z | MV/LV Substation LI***421Z |  | 10 kV | _ | LV | 200 kVA :Kiosk Substation | 0.2 | --> | 0.2 | 0 | 0 | Constrained, otherwise capacity available =116 kVA | --> | 0.19 | 0 | 0.008 | 0.172 | 0 |  | --> | C18 ex MOUNTGORRY | Mountgorry [T41,T42] | GRANGE (DR) |  | 53.4516 | -6.189
081102Z | MV/LV Substation MT***102Z |  | 10 kV | _ | LV | 200 kVA :Kiosk Substation | 0.2 | --> | 0.2 | 0 | 0 | Constrained, otherwise capacity available =86 kVA | --> | 0.19 | 0 | 0.053 | 0.135 | 0 |  | --> | C13 ex LIFFEY VALLEY | Liffey Valley [T41,T42] | INCHICORE 220KV |  | 53.3556 | -6.4113
067670X | MV/LV Substation CL***670X |  | 20 kV | _ | LV | 200 kVA :Kiosk Substation | 0.2 | --> | 0.2 | 0 | 0 | Constrained, otherwise capacity available =159 kVA | --> | 0.19 | 0 | 0 | 0 | 0 | Constrained, otherwise capacity available =184 kW | --> | C17 ex GILLOGUE | Gillogue [T41,T42] | ARDNACRUSHA |  | 52.7257 | -8.5524
032477X | MV/LV Substation BE***477X |  | 10 kV | _ | LV | 200 kVA :Kiosk Substation | 0.2 | --> | 0.2 | 0 | 0 | Constrained, otherwise capacity available =138 kVA | --> | 0.19 | 0 | 0 | 0 | 0 | Constrained, otherwise capacity available =181 kW | --> | C23 ex TRAMORE | Tramore [T41,T42] | BUTLERSTOWN |  | 52.1674 | -7.1377
030840 | MV/LV Substation BA***840 |  | 10 kV | _ | LV | 50 kVA :Pole Substation | 0.05 | --> | 0.05 | 0 | 0 | Constrained, otherwise capacity available =49 kVA | --> | 0.048 | 0 | 0 | 0 | 0 | Constrained, otherwise capacity available =47 kW | --> | E19 ex FOXHOLE | Foxhole [T421,T422] | DUNGARVAN |  | 52.0057 | -7.8878
120580Y | MV/LV Substation WO***580Y |  | 10 kV | _ | LV | 200 kVA :Pole Substation | 0.2 | --> | 0.2 | 0 | 0 | Constrained, otherwise capacity available =199 kVA | --> | 0.19 | 0 | 0.005 | 0 | 0 | Constrained, otherwise capacity available =186 kW | --> | C15 ex BLAKE | Blake [T41,T42] | BLAKE |  | 53.2945 | -6.8203
069020 | MV/LV Substation PE***020 |  | 10 kV | _ | LV | 630 kVA :Kiosk Substation | 0.63 | --> | 0.63 | 0.422 | 9.28 |  | --> | 0.598 | 0 | 0.002 | 0.5 | 0 |  | --> | C15 ex PEMBROKE | Pembroke [T41,T42,T43,T44] | RINGSEND |  | 53.3392 | -6.2315
039422 | MV/LV Substation GL***422 |  | 10 kV | _ | LV | 630 kVA :Kiosk Substation | 0.63 | --> | 0.63 | 0.454 | 11.03 |  | --> | 0.598 | 0 | 0.012 | 0.5 | 0 |  | --> | C19 ex SALTHILL | Salthill [T101,T102] | SALTHILL |  | 53.2724 | -9.0817
046088 | MV/LV Substation CA***088 |  | 10 kV | _ | LV | 200 kVA :Pole Substation | 0.2 | --> | 0.2 | 0 | 0 | Constrained, otherwise capacity available =153 kVA | --> | 0.19 | 0 | 0 | 0.184 | 0 |  | --> | C12 ex CRANMORE | Cranmore [T41,T42] | SLIGO |  | 54.2613 | -8.4645
365152X | MV/LV Substation CO***152X |  | 10 kV | _ | LV | 100 kVA :Pole Substation | 0.1 | --> | 0.1 | 0 | 0 | Constrained, otherwise capacity available =45 kVA | --> | 0.095 | 0 | 0 | 0.087 | 0 |  | --> | C17 ex INCHICORE NORTH | Inchicore North [T41] | INCHICORE 220KV |  | 53.331 | -6.3443
160890X | MV/LV Substation VI***890X |  | 20 kV | _ | LV | 50 kVA :Pole Substation | 0.05 | --> | 0.05 | 0.033 | 0.12 |  | --> | 0.048 | 0 | 0.016 | 0.033 | 0 |  | --> | E64 ex ATHY | Athy [T101,T102] | ATHY |  | 53.0586 | -7.0891
151590X | MV/LV Substation HO***590X |  | 10 kV | _ | LV | 400 kVA :Kiosk Substation | 0.4 | --> | 0.4 | 0 | 0 | Constrained, otherwise capacity available =229 kVA | --> | 0.38 | 0 | 0.035 | 0.33 | 0 |  | --> | C12 ex BRUFF | Bruff [T42,T421] | LIMERICK |  | 52.4727 | -8.4332
156473X | MV/LV Substation CR***473X |  | 20 kV | _ | LV | 50 kVA :Pole Substation | 0.05 | --> | 0.05 | 0 | 0 | Constrained, otherwise capacity available =38 kVA | --> | 0.048 | 0 | 0 | 0 | 0 | Constrained, otherwise capacity available =46 kW | --> | E14 ex EMYVALE | Emyvale [T422] | LISDRUM |  | 54.3203 | -6.966
137360X | MV/LV Substation AH***360X |  | 10 kV | _ | LV | 200 kVA :Pole Substation | 0.2 | --> | 0.2 | 0.196 | 3.74 |  | --> | 0.19 | 0 | 0 | 0 | 0 | Constrained, otherwise capacity available =190 kW | --> | C12 ex KILFLYNN | Kilflynn [T41,T42] | TRALEE |  | 52.4 | -9.6843
281092Z | MV/LV Substation DU***092Z |  | 10 kV | _ | LV | 200 kVA :Kiosk Substation | 0.2 | --> | 0.2 | 0 | 0 | Constrained, otherwise capacity available =116 kVA | --> | 0.19 | 0 | 0.047 | 0 | 0 | Constrained, otherwise capacity available =143 kW | --> | C15 ex CARRIGALINE | Carrigaline [T41,T42] | BARNAHELY |  | 51.8224 | -8.399
008813Y | MV/LV Substation IR***813Y |  | 10 kV | _ | LV | 50 kVA :Pole Substation | 0.05 | --> | 0.05 | 0 | 0 | Constrained, otherwise capacity available =37 kVA | --> | 0.048 | 0 | 0 | 0 | 0 | Constrained, otherwise capacity available =46 kW | --> | C14 ex KNOCKMULLEN | Knockmullen [T42,T421] | GREAT ISLAND |  | 52.4001 | -6.9345
001703 | MV/LV Substation BA***703 |  | 10 kV | _ | LV | 400 kVA :Kiosk Substation | 0.4 | --> | 0.4 | 0.311 | 1.55 |  | --> | 0.38 | 0 | 0.023 | 0.35 | 0 |  | --> | C20 ex MONKSTOWN | Monkstown [T41,T42] | BLACKROCK |  | 53.2989 | -6.177
365330X | MV/LV Substation BE***330X |  | 10 kV | _ | LV | 400 kVA :Kiosk Substation | 0.4 | --> | 0.4 | 0.267 | 13.91 |  | --> | 0.38 | 0 | 0.05 | 0.324 | 0 |  | --> | C22 ex COOKSTOWN | Cookstown [T101,T102] | CARRICKMINES |  | 53.2993 | -6.3799
024637 | MV/LV Substation CR***637 |  | 10 kV | _ | LV | 50 kVA :Pole Substation | 0.05 | --> | 0.05 | 0.049 | 2.14 |  | --> | 0.048 | 0 | 0 | 0 | 0 | Constrained, otherwise capacity available =47 kW | --> | C13 ex BUTTEVANT | Buttevant [T41,T42] | MALLOW |  | 52.2087 | -8.5611
288142X | MV/LV Substation CL***142X |  | 10 kV | _ | LV | 630 kVA :Building Structure | 0.63 | --> | 0.63 | 0 | 0 | Constrained, otherwise capacity available =399 kVA | --> | 0.598 | 0 | 0.132 | 0.468 | 0 |  | --> | C17 ex SANDYFORD | Sandyford [T41,T42] | CARRICKMINES |  | 53.2634 | -6.2269
007179X | MV/LV Substation JO***179X |  | 10 kV | _ | LV | 630 kVA :Kiosk Substation | 0.63 | --> | 0.63 | 0 | 0 | Constrained, otherwise capacity available =537 kVA | --> | 0.598 | 0 | 0 | 0 | 0 | Constrained, otherwise capacity available =586 kW | --> | C19 ex MULGANNON | Mulgannon [T41,T42] | WEXFORD |  | 52.3392 | -6.4641
066819Z | MV/LV Substation WY***819Z |  | 20 kV | _ | LV | 630 kVA :Building Structure | 0.63 | --> | 0.63 | 0 | 0 | Constrained, otherwise capacity available =629 kVA | --> | 0.598 | 0 | 0 | 0 | 0 | Constrained, otherwise capacity available =598 kW | --> | E21 ex ASHBOURNE | Ashbourne [T421,T422] | FINGLAS |  | 53.5395 | -6.3553
027828 | MV/LV Substation DR***828 |  | 20 kV | _ | LV | 50 kVA :Pole Substation | 0.05 | --> | 0.05 | 0.018 | 7.79 |  | --> | 0.048 | 0 | 0.01 | 0 | 0 | Constrained, otherwise capacity available =36 kW | --> | E12 ex DUNMANWAY | Dunmanway [T422,T43] | DUNMANWAY |  | 51.6521 | -9.1473
001030 | MV/LV Substation WI***030 |  | 10 kV | _ | LV | 630 kVA :Building Structure | 0.63 | --> | 0.63 | 0 | 0 | Constrained, otherwise capacity available =348 kVA | --> | 0.598 | 0 | 0.033 | 0.5 | 0 |  | --> | C19 ex DUNDRUM | Dundrum [T41,T42] | BLACKROCK |  | 53.3012 | -6.2451
069176 | MV/LV Substation ST***176 |  | 10 kV | _ | LV | 630 kVA :Kiosk Substation | 0.63 | --> | 0.63 | 0.44 | 3.34 |  | --> | 0.598 | 0 | 0.105 | 0.494 | 0 |  | --> | C11 ex GREENHILLS | Greenhills [T42] | INCHICORE 220KV |  | 53.3131 | -6.3323
095455X | MV/LV Substation RA***455X |  | 10 kV | _ | LV | 200 kVA :Pole Substation | 0.2 | --> | 0.2 | 0.176 | 1.1 |  | --> | 0.19 | 0 | 0 | 0 | 0 | Constrained, otherwise capacity available =187 kW | --> | C23 ex KILKEE | Kilkee [T41] | TULLABRACK |  | 52.6037 | -9.7224
238546X | MV/LV Substation HY***546X |  | 20 kV | _ | LV | 100 kVA :Pole Substation | 0.1 | --> | 0.1 | 0 | 0 | Constrained, otherwise capacity available =100 kVA | --> | 0.095 | 0 | 0 | 0 | 0 | Constrained, otherwise capacity available =95 kW | --> | E13 ex BALLINROBE | Ballinrobe [T421,T422] | DALTON |  | 53.6273 | -9.2438
180862X | MV/LV Substation HE***862X |  | 10 kV | _ | LV | 400 kVA :Kiosk Substation | 0.4 | --> | 0.4 | 0.306 | 1.4 |  | --> | 0.38 | 0 | 0.023 | 0 | 0 | Constrained, otherwise capacity available =350 kW | --> | C14 ex KELLS | Kells [T41,T42] | NAVAN |  | 53.7283 | -6.8684
031025 | MV/LV Substation AB***025 |  | 10 kV | _ | LV | 200 kVA :Pole Substation | 0.2 | --> | 0.2 | 0 | 0 | Constrained, otherwise capacity available =172 kVA | --> | 0.19 | 0 | 0.01 | 0 | 0 | Constrained, otherwise capacity available =179 kW | --> | C14 ex COLLIGAN | Colligan [T41,T42] | DUNGARVAN |  | 52.0921 | -7.6012
066245Z | MV/LV Substation PO***245Z |  | 10 kV | _ | LV | 400 kVA :Kiosk Substation | 0.4 | --> | 0.4 | 0 | 0 | Constrained, otherwise capacity available =279 kVA | --> | 0.38 | 0 | 0.095 | 0 | 0 | Constrained, otherwise capacity available =293 kW | --> | C16 ex MALAHIDE | Malahide [T41,T42] | GLASMORE |  | 53.4309 | -6.128
004500Y | MV/LV Substation RI***500Y |  | 10 kV | _ | LV | 630 kVA :Building Structure | 0.63 | --> | 0.63 | 0.5 | 18.08 |  | --> | 0.598 | 0 | 0 | 0.5 | 0 |  | --> | C19 ex ARKLOW | Arklow [T101,T102] | ARKLOW |  | 52.7988 | -6.1577
025157X | MV/LV Substation TU***157X |  | 10 kV | _ | LV | 50 kVA :Pole Substation | 0.05 | --> | 0.05 | 0 | 0 | Constrained, otherwise capacity available =49 kVA | --> | 0.048 | 0 | 0 | 0 | 0 | Constrained, otherwise capacity available =47 kW | --> | C11 ex KILMALLOCK | Kilmallock [T41,T42] | CHARLEVILLE |  | 52.3961 | -8.5311
365572 | MV/LV Substation KI***572 |  | 10 kV | _ | LV | 630 kVA :Kiosk Substation | 0.63 | --> | 0.63 | 0 | 0 | Constrained, otherwise capacity available =523 kVA | --> | 0.598 | 0 | 0.058 | 0.5 | 0 |  | --> | C12 ex OLDBAWN | Oldbawn [T41,T42] | COOKSTOWN |  | 53.277 | -6.3431
0634009 | MV/LV Substation BR***4009 |  | 10 kV | _ | LV | 200 kVA :Pole Substation | 0.2 | --> | 0.2 | 0 | 0 | Constrained, otherwise capacity available =200 kVA | --> | 0.19 | 0 | 0 | 0 | 0 | Constrained, otherwise capacity available =190 kW | --> | C15 ex BALLYBAILIE | Ballybailie [T41,T42] | DUNDALK |  | 53.9081 | -6.6179
184006 | MV/LV Substation LA***006 |  | 10 kV | _ | LV | 200 kVA :Pole Substation | 0.2 | --> | 0.2 | 0.171 | 3.38 |  | --> | 0.19 | 0 | 0 | 0 | 0 | Constrained, otherwise capacity available =186 kW | --> | C18 ex CASTLEBLAYNEY | Castleblayney [T41,T42] | DUNDALK |  | 54.1247 | -6.7361
1824059 | MV/LV Substation BA***4059 |  | 20 kV | _ | LV | 50 kVA :Pole Substation | 0.05 | --> | 0.05 | 0 | 0 | Constrained, otherwise capacity available =50 kVA | --> | 0.048 | 0 | 0 | 0 | 0 | Constrained, otherwise capacity available =48 kW | --> | E17 ex DRUMLINE | Drumline [T421,T422] | DRUMLINE |  | 52.7707 | -8.775
110069X | MV/LV Substation BR***069X |  | 10 kV | _ | LV | 400 kVA :Kiosk Substation | 0.4 | --> | 0.4 | 0.355 | 0.76 |  | --> | 0.38 | 0 | 0 | 0 | 0 | Constrained, otherwise capacity available =374 kW | --> | C16 ex KENMARE | Kenmare [T42] | KNOCKEARAGH |  | 51.8838 | -9.5912
069880 | MV/LV Substation LA***880 |  | 10 kV | _ | LV | 630 kVA :Building Structure | 0.63 | --> | 0.63 | 0.5 | 0.91 |  | --> | 0.598 | 0 | 0 | 0.5 | 0 |  | --> | C18 ex KIMMAGE | Kimmage [T41,T42] | INCHICORE 220KV |  | 53.32 | -6.2909
021531Z | MV/LV Substation EA***531Z |  | 10 kV | _ | LV | 630 kVA :Building Structure | 0.63 | --> | 0.63 | 0.5 | 6.78 |  | --> | 0.598 | 0 | 0.069 | 0.5 | 0 |  | --> | C35 ex CASTLEVIEW | Castleview [T101,T102] | CASTLEVIEW |  | 51.904 | -8.3672
0684072 | MV/LV Substation CA***4072 |  | 10 kV | _ | LV | 1000 kVA :Building Structure | 1 | --> | 1 | 0 | 0 | Constrained, otherwise capacity available =820 kVA | --> | 0.95 | 0 | 0 | 0.5 | 0 |  | --> | C12 ex CAMDEN ROW | Camden Row [T41] | FRANCIS STREET |  | 53.335 | -6.264
0664335 | MV/LV Substation DU***4335 |  | 20 kV | _ | LV | 400 kVA :Kiosk Substation | 0.4 | --> | 0.4 | 0 | 0 | Constrained, otherwise capacity available =353 kVA | --> | 0.38 | 0 | 0 | 0 | 0 | Constrained, otherwise capacity available =374 kW | --> | E15 ex ASHBOURNE | Ashbourne [T421,T422] | FINGLAS |  | 53.5092 | -6.4007
059765Y | MV/LV Substation FA***765Y |  | 10 kV | _ | LV | 400 kVA :Kiosk Substation | 0.4 | --> | 0.4 | 0 | 0 | Constrained, otherwise capacity available =250 kVA | --> | 0.38 | 0 | 0 | 0 | 0 | Constrained, otherwise capacity available =359 kW | --> | C18 ex CAVAN | Cavan [T42,T421] | SHANKILL |  | 53.9971 | -7.3723
366402X | MV/LV Substation SR***402X |  | 20 kV | _ | LV | 400 kVA :Kiosk Substation | 0.4 | --> | 0.4 | 0.366 | 0.45 |  | --> | 0.38 | 0 | 0.025 | 0 | 0 | Constrained, otherwise capacity available =357 kW | --> | C16 ex CARRAROE | Carraroe [T42] | SCREEB |  | 53.2627 | -9.6001
064167 | MV/LV Substation RY***167 |  | 20 kV | _ | LV | 200 kVA :Pole Substation | 0.2 | --> | 0.2 | 0 | 0 | Constrained, otherwise capacity available =125 kVA | --> | 0.19 | 0 | 0.004 | 0 | 0 | Constrained, otherwise capacity available =176 kW | --> | E15 ex DULEEK | Duleek [T421,T422] | DRYBRIDGE |  | 53.6588 | -6.4159
019068 | MV/LV Substation TI***068 |  | 10 kV | _ | LV | 630 kVA :Building Structure | 0.63 | --> | 0.63 | 0.047 | 0.05 | Constrained, otherwise capacity available =568 kVA | --> | 0.598 | 0 | 0.1 | 0 | 0 | Constrained, otherwise capacity available =516 kW | --> | C11 ex BALLYBEGGAN | Ballybeggan [T43,T44] | TRALEE |  | 52.2726 | -9.6836
156327Y | MV/LV Substation MU***327Y |  | 20 kV | _ | LV | 50 kVA :Pole Substation | 0.05 | --> | 0.05 | 0 | 0 | Constrained, otherwise capacity available =48 kVA | --> | 0.048 | 0 | 0 | 0 | 0 | Constrained, otherwise capacity available =47 kW | --> | E14 ex EMYVALE | Emyvale [T422] | LISDRUM |  | 54.388 | -6.9714
015379 | MV/LV Substation DO***379 |  | 10 kV | _ | LV | 50 kVA :Pole Substation | 0.05 | --> | 0.05 | 0 | 0 | Constrained, otherwise capacity available =50 kVA | --> | 0.048 | 0 | 0 | 0 | 0 | Constrained, otherwise capacity available =48 kW | --> | C19 ex SALLINS | Sallins [T41,T42] | GRIFFINRATH |  | 53.2553 | -6.741
365867X | MV/LV Substation OL***867X |  | 10 kV | _ | LV | 400 kVA :Kiosk Substation | 0.4 | --> | 0.4 | 0 | 0 | Constrained, otherwise capacity available =287 kVA | --> | 0.38 | 0 | 0 | 0.364 | 0 |  | --> | C22 ex OLDBAWN | Oldbawn [T41,T42] | COOKSTOWN |  | 53.274 | -6.3458
081195Z | MV/LV Substation LI***195Z |  | 10 kV | _ | LV | 400 kVA :Kiosk Substation | 0.4 | --> | 0.4 | 0 | 0 | Constrained, otherwise capacity available =320 kVA | --> | 0.38 | 0 | 0.033 | 0.344 | 0 |  | --> | C13 ex LIFFEY VALLEY | Liffey Valley [T41,T42] | INCHICORE 220KV |  | 53.3496 | -6.418
020234 | MV/LV Substation MA***234 |  | 10 kV | _ | LV | 200 kVA :Kiosk Substation | 0.2 | --> | 0.2 | 0 | 0 | Constrained, otherwise capacity available =196 kVA | --> | 0.19 | 0 | 0 | 0 | 0 | Constrained, otherwise capacity available =189 kW | --> | C18 ex COOLCORCORAN | Coolcorcoran [T41,T42] | KNOCKEARAGH |  | 52.064 | -9.5642
365158X | MV/LV Substation KI***158X |  | 10 kV | _ | LV | 200 kVA :Kiosk Substation | 0.2 | --> | 0.2 | 0 | 0 | Constrained, otherwise capacity available =87 kVA | --> | 0.19 | 0 | 0.005 | 0.17 | 0 |  | --> | C12 ex FORTUNESTOWN | Fortunestown [T101,T102] | INCHICORE 220KV |  | 53.2915 | -6.3994
233292 | MV/LV Substation KI***292 |  | 20 kV | _ | LV | 50 kVA :Pole Substation | 0.05 | --> | 0.05 | 0 | 0 | Constrained, otherwise capacity available =33 kVA | --> | 0.048 | 0 | 0 | 0 | 0 | Constrained, otherwise capacity available =45 kW | --> | C21 ex CASTLEISLAND | Castleisland [T41,T42] | TRALEE |  | 52.1618 | -9.4368
011616 | MV/LV Substation KI***616 |  | 10 kV | _ | LV | 50 kVA :Pole Substation | 0.05 | --> | 0.05 | 0.043 | 2.8 |  | --> | 0.048 | 0 | 0 | 0 | 0 | Constrained, otherwise capacity available =46 kW | --> | C12 ex PURCELLS INCH | Purcells Inch [T41,T42] | KILKENNY |  | 52.6008 | -7.1922
006065 | MV/LV Substation ID***065 |  | 10 kV | _ | LV | 200 kVA :Pole Substation | 0.2 | --> | 0.2 | 0.199 | 4.38 |  | --> | 0.19 | 0 | 0 | 0.19 | 0 |  | --> | E11 ex CRANE | Crane [T122] | CRANE |  | 52.5211 | -6.5631
095981X | MV/LV Substation DO***981X |  | 10 kV | _ | LV | 50 kVA :Pole Substation | 0.05 | --> | 0.05 | 0.045 | 1.1 |  | --> | 0.048 | 0 | 0 | 0 | 0 | Constrained, otherwise capacity available =47 kW | --> | C26 ex KILKEE | Kilkee [T41] | TULLABRACK |  | 52.7336 | -9.5327
050446Y | MV/LV Substation CU***446Y |  | 10 kV | _ | LV | 200 kVA :Kiosk Substation | 0.2 | --> | 0.2 | 0.167 | 6.49 |  | --> | 0.19 | 0 | 0.01 | 0 | 0 | Constrained, otherwise capacity available =178 kW | --> | C19 ex BUSHFIELD | Bushfield [T41,T42] | ATHLONE |  | 53.4306 | -7.9191
028035 | MV/LV Substation VE***035 |  | 10 kV | _ | LV | 200 kVA :Pole Substation | 0.2 | --> | 0.2 | 0.124 | 19.7 |  | --> | 0.19 | 0 | 0.092 | 0.111 | 0 |  | --> | C12 ex COW CROSS | Cow Cross [T102,T41] | COW CROSS |  | 51.8448 | -8.3156
062578X | MV/LV Substation CU***578X |  | 20 kV | _ | LV | 50 kVA :Pole Substation | 0.05 | --> | 0.05 | 0.048 | 4.25 |  | --> | 0.048 | 0 | 0 | 0 | 0 | Constrained, otherwise capacity available =47 kW | --> | E15 ex JENKINSTOWN | Jenkinstown [T421,T422] | DUNDALK |  | 54.0347 | -6.379
2144065 | MV/LV Substation CA***4065 |  | 10 kV | _ | LV | 50 kVA :Pole Substation | 0.05 | --> | 0.05 | 0 | 0 | Constrained, otherwise capacity available =49 kVA | --> | 0.048 | 0 | 0 | 0 | 0 | Constrained, otherwise capacity available =47 kW | --> | C15 ex DRUMQUIN | Drumquin [T42] | ENNIS |  | 52.6566 | -9.1174
015041 | MV/LV Substation CR***041 |  | 10 kV | _ | LV | 100 kVA :Pole Substation | 0.1 | --> | 0.1 | 0 | 0 | Constrained, otherwise capacity available =99 kVA | --> | 0.095 | 0 | 0 | 0 | 0 | Constrained, otherwise capacity available =95 kW | --> | E18 ex BLESSINGTON | Blessington [T421,T422] | KILTEEL |  | 53.185 | -6.5191
154104Z | MV/LV Substation AP***104Z |  | 10 kV | _ | LV | 400 kVA :Building Structure | 0.4 | --> | 0.4 | 0 | 0 | Constrained, otherwise capacity available =253 kVA | --> | 0.38 | 0 | 0.08 | 0.3 | 0 |  | --> | C17 ex MACETOWN | Macetown [T101,T102] | MACETOWN |  | 53.4116 | -6.4071
008900Y | MV/LV Substation BR***900Y |  | 10 kV | _ | LV | 400 kVA :Kiosk Substation | 0.4 | --> | 0.4 | 0 | 0 | Constrained, otherwise capacity available =209 kVA | --> | 0.38 | 0 | 0 | 0 | 0 | Constrained, otherwise capacity available =353 kW | --> | C18 ex KNOCKMULLEN | Knockmullen [T42,T421] | GREAT ISLAND |  | 52.3873 | -6.944
081400Z | MV/LV Substation WH***400Z |  | 10 kV | _ | LV | 630 kVA :Kiosk Substation | 0.63 | --> | 0.63 | 0 | 0 | Constrained, otherwise capacity available =487 kVA | --> | 0.598 | 0 | 0.014 | 0 | 0 | Constrained, otherwise capacity available =568 kW | --> | C15 ex CASTLEKNOCK | Castleknock [T41,T42] | FINGLAS |  | 53.3678 | -6.361
006883X | MV/LV Substation HE***883X |  | 10 kV | _ | LV | 100 kVA :Pole Substation | 0.1 | --> | 0.1 | 0.074 | 3.12 |  | --> | 0.095 | 0 | 0 | 0 | 0 | Constrained, otherwise capacity available =91 kW | --> | C14 ex BELLFIELD | Bellfield [T41,T42] | CRANE |  | 52.5087 | -6.5611
012165Y | MV/LV Substation MI***165Y |  | 10 kV | _ | LV | 200 kVA :Kiosk Substation | 0.2 | --> | 0.2 | 0 | 0 | Constrained, otherwise capacity available =176 kVA | --> | 0.19 | 0 | 0 | 0 | 0 | Constrained, otherwise capacity available =187 kW | --> | C19 ex POLLERTON | Pollerton [T41,T42] | CARLOW |  | 52.826 | -6.9207
0684142 | MV/LV Substation BR***4142 |  | 10 kV | _ | LV | 630 kVA :Kiosk Substation | 0.63 | --> | 0.63 | 0.5 | 11.14 |  | --> | 0.598 | 0 | 0 | 0.5 | 0 |  | --> | C24 ex CABRA | Cabra [T101,T102] | FINGLAS |  | 53.3674 | -6.2948
014163Z | MV/LV Substation FI***163Z |  | 10 kV | _ | LV | 50 kVA :Pole Substation | 0.05 | --> | 0.05 | 0 | 0 | Constrained, otherwise capacity available =49 kVA | --> | 0.048 | 0 | 0 | 0 | 0 | Constrained, otherwise capacity available =47 kW | --> | C14 ex ATHGARVAN | Athgarvan [T41,T44] | NEWBRIDGE |  | 53.181 | -6.7517
012532 | MV/LV Substation FA***532 |  | 10 kV | _ | LV | 50 kVA :Pole Substation | 0.05 | --> | 0.05 | 0 | 0 | Constrained, otherwise capacity available =49 kVA | --> | 0.048 | 0 | 0 | 0 | 0 | Constrained, otherwise capacity available =47 kW | --> | C20 ex POLLERTON | Pollerton [T41,T42] | CARLOW |  | 52.8067 | -6.8231
093126Z | MV/LV Substation PU***126Z |  | 10 kV | _ | LV | 50 kVA :Pole Substation | 0.05 | --> | 0.05 | 0 | 7.91 |  | --> | 0.048 | 0 | 0 | 0.04 | 0 |  | --> | C26 ex PELLETSTOWN | Pelletstown [T101,T102] | FINGLAS |  | 53.3948 | -6.341
156098Z | MV/LV Substation CL***098Z |  | 20 kV | _ | LV | 50 kVA :Pole Substation | 0.05 | --> | 0.05 | 0.04 | 2.47 |  | --> | 0.048 | 0 | 0 | 0 | 0 | Constrained, otherwise capacity available =46 kW | --> | E19 ex TELAYDON | Telaydon [T42,T421] | LISDRUM |  | 54.3172 | -6.9067
281126Z | MV/LV Substation KI***126Z |  | 10 kV | _ | LV | 400 kVA :Building Structure | 0.4 | --> | 0.4 | 0 | 0 | Constrained, otherwise capacity available =340 kVA | --> | 0.38 | 0 | 0 | 0 | 0 | Constrained, otherwise capacity available =372 kW | --> | C17 ex TOGHER | Togher [T41,T42] | TRABEG |  | 51.879 | -8.4638
012436Y | MV/LV Substation GR***436Y |  | 10 kV | _ | LV | 400 kVA :Building Structure | 0.4 | --> | 0.4 | 0.345 | 1.99 |  | --> | 0.38 | 0 | 0 | 0 | 0 | Constrained, otherwise capacity available =372 kW | --> | C18 ex GRAIGUE | Graigue [T41,T42] | CARLOW |  | 52.8399 | -6.9538
069374 | MV/LV Substation SH***374 |  | 10 kV | _ | LV | 1000 kVA :Building Structure | 1 | --> | 1 | 0 | 0 | Constrained, otherwise capacity available =947 kVA | --> | 0.95 | 0 | 0 | 0.5 | 0 |  | --> | C18 ex DONNYBROOK | Donnybrook [T41,T42] | MILLTOWN (DR) |  | 53.3268 | -6.2216
021692Z | MV/LV Substation BL***692Z |  | 10 kV | _ | LV | 1000 kVA :Building Structure | 1 | --> | 1 | 0 | 0 | Constrained, otherwise capacity available =969 kVA | --> | 0.95 | 0 | 0 | 0.5 | 0 |  | --> | C14 ex KILBARRY | Kilbarry [T101,T43] | KILBARRY |  | 51.9178 | -8.4728
2374093 | MV/LV Substation CR***4093 |  | 10 kV | _ | LV | 200 kVA :Pole Substation | 0.2 | --> | 0.2 | 0 | 0 | Constrained, otherwise capacity available =187 kVA | --> | 0.19 | 0 | 0.1 | 0 | 0 | Constrained, otherwise capacity available =114 kW | --> | C15 ex DUNLEER | Dunleer [T41,T42] | DRYBRIDGE |  | 53.805 | -6.3324
014237Z | MV/LV Substation LI***237Z |  | 10 kV | _ | LV | 400 kVA :Kiosk Substation | 0.4 | --> | 0.4 | 0 | 0 | Constrained, otherwise capacity available =211 kVA | --> | 0.38 | 0 | 0.041 | 0 | 0 | Constrained, otherwise capacity available =323 kW | --> | C17 ex ATHGARVAN | Athgarvan [T41,T44] | NEWBRIDGE |  | 53.1694 | -6.7948
021219Z | MV/LV Substation NO***219Z |  | 10 kV | _ | LV | 630 kVA :Building Structure | 0.63 | --> | 0.63 | 0 | 0 | Constrained, otherwise capacity available =452 kVA | --> | 0.598 | 0 | 0 | 0.5 | 0 |  | --> | C26 ex KILBARRY | Kilbarry [T101,T43] | KILBARRY |  | 51.924 | -8.4891
2064117 | MV/LV Substation AL***4117 |  | 20 kV | _ | LV | 630 kVA :Kiosk Substation | 0.63 | --> | 0.63 | 0.5 | 1.6 |  | --> | 0.598 | 0 | 0 | 0 | 0 | Constrained, otherwise capacity available =590 kW | --> | E17 ex BELMULLET | Belmullet [T421] | BELLACORICK |  | 54.2273 | -9.9891
071516 | MV/LV Substation BI***516 |  | 10 kV | _ | LV | 100 kVA :Pole Substation | 0.1 | --> | 0.1 | 0 | 5.58 |  | --> | 0.095 | 0 | 0.072 | 0.041 | 0 |  | --> | C14 ex KILCOOLE | Kilcoole [T41,T42] | FASSAROE |  | 53.1139 | -6.0872
167590X | MV/LV Substation KN***590X |  | 20 kV | _ | LV | 50 kVA :Pole Substation | 0.05 | --> | 0.05 | 0 | 0 | Constrained, otherwise capacity available =47 kVA | --> | 0.048 | 0 | 0.005 | 0 | 0 | Constrained, otherwise capacity available =43 kW | --> | E15 ex WHITECHURCH | Whitechurch [T421,T422] | KILBARRY |  | 51.9439 | -8.571
062118Y | MV/LV Substation DA***118Y |  | 20 kV | _ | LV | 100 kVA :Pole Substation | 0.1 | --> | 0.1 | 0.099 | 4.25 |  | --> | 0.095 | 0 | 0 | 0 | 0 | Constrained, otherwise capacity available =95 kW | --> | E15 ex JENKINSTOWN | Jenkinstown [T421,T422] | DUNDALK |  | 54.0436 | -6.364
075415Y | MV/LV Substation LO***415Y |  | 20 kV | _ | LV | 50 kVA :Pole Substation | 0.05 | --> | 0.05 | 0.033 | 0.58 |  | --> | 0.048 | 0 | 0 | 0 | 0 | Constrained, otherwise capacity available =45 kW | --> | E12 ex FERNS | Ferns [T421] | CRANE |  | 52.5811 | -6.5215
065381Z | MV/LV Substation GO***381Z |  | 10 kV | _ | LV | 400 kVA :Kiosk Substation | 0.4 | --> | 0.4 | 0 | 0 | Constrained, otherwise capacity available =282 kVA | --> | 0.38 | 0 | 0.021 | 0 | 0 | Constrained, otherwise capacity available =348 kW | --> | C15 ex LOUGHSHINNY | Loughshinny [T41,T42] | GLASMORE |  | 53.5256 | -6.092
067321 | MV/LV Substation SK***321 |  | 20 kV | _ | LV | 50 kVA :Pole Substation | 0.05 | --> | 0.05 | 0 | 0 | Constrained, otherwise capacity available =41 kVA | --> | 0.048 | 0 | 0.003 | 0 | 0 | Constrained, otherwise capacity available =44 kW | --> | E18 ex PATRICKSWELL | Patrickswell [T421,T422] | LIMERICK |  | 52.5737 | -8.6651
2504073 | MV/LV Substation ME***4073 |  | 10 kV | _ | LV | 50 kVA :Pole Substation | 0.05 | --> | 0.05 | 0.042 | 1.26 |  | --> | 0.048 | 0 | 0 | 0 | 0 | Constrained, otherwise capacity available =46 kW | --> | C23 ex BALLYCROSSAUN | Ballycrossaun [T421,T422] | SOMERSET |  | 53.1783 | -8.1028
365898 | MV/LV Substation ST***898 |  | 10 kV | _ | LV | 200 kVA :Kiosk Substation | 0.2 | --> | 0.2 | 0 | 0 | Constrained, otherwise capacity available =124 kVA | --> | 0.19 | 0 | 0.017 | 0.167 | 0 |  | --> | C19 ex CLONDALKIN | Clondalkin [T41,T42,T44] | INCHICORE 220KV |  | 53.3183 | -6.4001
196696 | MV/LV Substation TU***696 |  | 10 kV | _ | LV | 100 kVA :Pole Substation | 0.1 | --> | 0.1 | 0 | 0 | Constrained, otherwise capacity available =64 kVA | --> | 0.095 | 0 | 0 | 0 | 0 | Constrained, otherwise capacity available =90 kW | --> | C15 ex TRIM | Trim [T41,T42] | NAVAN |  | 53.5915 | -6.8517
049451Z | MV/LV Substation DU***451Z |  | 10 kV | _ | LV | 200 kVA :Building Structure | 0.2 | --> | 0.2 | 0.189 | 2.8 |  | --> | 0.19 | 0 | 0 | 0 | 0 | Constrained, otherwise capacity available =188 kW | --> | C19 ex GLEBE | Glebe [T41,T42] | RICHMOND |  | 53.7259 | -7.7847
039013 | MV/LV Substation IR***013 |  | 10 kV | _ | LV | 630 kVA :Building Structure | 0.63 | --> | 0.63 | 0 | 0 | Constrained, otherwise capacity available =478 kVA | --> | 0.598 | 0 | 0.01 | 0 | 0 | Constrained, otherwise capacity available =570 kW | --> | C17 ex MONEENAGEISHA | Moneenageisha [T41,T42] | GALWAY 110KV |  | 53.2791 | -9.0575
110138X | MV/LV Substation AR***138X |  | 20 kV | _ | LV | 400 kVA :Kiosk Substation | 0.4 | --> | 0.4 | 0.278 | 0.76 |  | --> | 0.38 | 0 | 0.01 | 0 | 0 | Constrained, otherwise capacity available =356 kW | --> | E19 ex KENMARE | Kenmare [T421] | KNOCKEARAGH |  | 51.8394 | -9.901
093392Z | MV/LV Substation HA***392Z |  | 10 kV | _ | LV | 630 kVA :Kiosk Substation | 0.63 | --> | 0.63 | 0 | 0 | Constrained, otherwise capacity available =459 kVA | --> | 0.598 | 0 | 0.013 | 0.5 | 0 |  | --> | C24 ex POPPINTREE | Poppintree [T101,T102] | FINGLAS |  | 53.405 | -6.289
059040Y | MV/LV Substation AN***040Y |  | 10 kV | _ | LV | 100 kVA :Pole Substation | 0.1 | --> | 0.1 | 0 | 0 | Constrained, otherwise capacity available =99 kVA | --> | 0.095 | 0 | 0 | 0 | 0 | Constrained, otherwise capacity available =95 kW | --> | C16 ex DERRYCRAMPH | Derrycramph [T41,T42] | SHANKILL |  | 53.9849 | -7.3358
068941X | MV/LV Substation DI***941X |  | 10 kV | _ | LV | 630 kVA :Building Structure | 0.63 | --> | 0.63 | 0.5 | 1.47 |  | --> | 0.598 | 0 | 0 | 0.5 | 0 |  | --> | C14 ex MARROWBONE LANE | Marrowbone Lane [T42] | INCHICORE 220KV |  | 53.3422 | -6.2818
0694045 | MV/LV Substation RI***4045 |  | 10 kV | _ | LV | 400 kVA :Kiosk Substation | 0.4 | --> | 0.4 | 0.376 | 4.47 |  | --> | 0.38 | 0 | 0.027 | 0.357 | 0 |  | --> | C18 ex TEMPLEOGUE | Templeogue [T41,T42] | MILLTOWN (DR) |  | 53.2943 | -6.3078
366322 | MV/LV Substation LE***322 |  | 10 kV | _ | LV | 50 kVA :Pole Substation | 0.05 | --> | 0.05 | 0.042 | 2.76 |  | --> | 0.048 | 0 | 0 | 0.046 | 0 |  | --> | C19 ex RECESS | Recess [T41] | SCREEB |  | 53.369 | -9.8622
2814037 | MV/LV Substation BI***4037 |  | 10 kV | _ | LV | 400 kVA :Kiosk Substation | 0.4 | --> | 0.4 | 0.393 | 4.3 |  | --> | 0.38 | 0 | 0 | 0.379 | 0 |  | --> | C17 ex RINGASKIDDY 110KV | Ringaskiddy 110kv [T42] | BARNAHELY |  | 51.8353 | -8.3328
038021 | MV/LV Substation BO***021 |  | 10 kV | _ | LV | 200 kVA :Kiosk Substation | 0.2 | --> | 0.2 | 0 | 0 | Constrained, otherwise capacity available =82 kVA | --> | 0.19 | 0 | 0.071 | 0 | 0 | Constrained, otherwise capacity available =121 kW | --> | C16 ex GORT | Gort [T41,T42] | ENNIS |  | 53.069 | -8.823
2484151 | MV/LV Substation BO***4151 |  | 20 kV | _ | LV | 200 kVA :Kiosk Substation | 0.2 | --> | 0.2 | 0 | 0 | Constrained, otherwise capacity available =168 kVA | --> | 0.19 | 0 | 0.063 | 0 | 0 | Constrained, otherwise capacity available =139 kW | --> | E14 ex KILCOCK | Kilcock [T421,T422] | GRIFFINRATH |  | 53.4054 | -6.6812
068446X | MV/LV Substation MI***446X |  | 10 kV | _ | LV | 630 kVA :Kiosk Substation | 0.63 | --> | 0.63 | 0 | 0 | Constrained, otherwise capacity available =556 kVA | --> | 0.598 | 0 | 0.019 | 0.5 | 0 |  | --> | C13 ex DRUMCONDRA | Drumcondra [T41,T42] | MCDERMOTT |  | 53.3705 | -6.2589
0394160 | MV/LV Substation AN***4160 |  | 10 kV | _ | LV | 400 kVA :Kiosk Substation | 0.4 | --> | 0.4 | 0 | 0 | Constrained, otherwise capacity available =270 kVA | --> | 0.38 | 0 | 0.088 | 0 | 0 | Constrained, otherwise capacity available =297 kW | --> | C18 ex ORANMORE | Oranmore [T41,T44] | GALWAY 110KV |  | 53.2697 | -8.9246
1504140 | MV/LV Substation BA***4140 |  | 20 kV | _ | LV | 50 kVA :Pole Substation | 0.05 | --> | 0.05 | 0.046 | 3.96 |  | --> | 0.048 | 0 | 0 | 0 | 0 | Constrained, otherwise capacity available =47 kW | --> | E18 ex STRANORLAR | Stranorlar [T421,T422] | LETTERKENNY |  | 54.7806 | -7.7073
015447X | MV/LV Substation BU***447X |  | 10 kV | _ | LV | 100 kVA :Pole Substation | 0.1 | --> | 0.1 | 0 | 0 | Constrained, otherwise capacity available =2 kVA | --> | 0.095 | 0 | 0 | 0 | 0 | Constrained, otherwise capacity available =89 kW | --> | E20 ex BLESSINGTON | Blessington [T421,T422] | KILTEEL |  | 53.1656 | -6.5381
118983X | MV/LV Substation BR***983X |  | 20 kV | _ | LV | 50 kVA :Pole Substation | 0.05 | --> | 0.05 | 0 | 0 | Constrained, otherwise capacity available =41 kVA | --> | 0.048 | 0 | 0.01 | 0 | 0 | Constrained, otherwise capacity available =39 kW | --> | E15 ex CREAGH | Creagh [T421,T422] | ATHLONE |  | 53.3269 | -8.1691
2334156 | MV/LV Substation CU***4156 |  | 20 kV | _ | LV | 100 kVA :Pole Substation | 0.1 | --> | 0.1 | 0 | 0 | Constrained, otherwise capacity available =100 kVA | --> | 0.095 | 0 | 0 | 0 | 0 | Constrained, otherwise capacity available =95 kW | --> | C21 ex CASTLEISLAND | Castleisland [T41,T42] | TRALEE |  | 52.1566 | -9.4913
350004X | MV/LV Substation AT***004X |  | 10 kV | _ | LV | 400 kVA :Building Structure | 0.4 | --> | 0.4 | 0.278 | 1.57 |  | --> | 0.38 | 0 | 0 | 0 | 0 | Constrained, otherwise capacity available =363 kW | --> | C16 ex BUNDORAN | Bundoran [T41,T42] | CATHALEENS FALL |  | 54.4801 | -8.277
043116X | MV/LV Substation KE***116X |  | 10 kV | _ | LV | 630 kVA :Kiosk Substation | 0.63 | --> | 0.63 | 0.429 | 0.43 | Constrained, otherwise capacity available =574 kVA | --> | 0.598 | 0 | 0.01 | 0 | 0 | Constrained, otherwise capacity available =583 kW | --> | C13 ex SWINFORD | Swinford [T41,T42] | CASTLEBAR |  | 53.9426 | -8.9377
069352 | MV/LV Substation HE***352 |  | 10 kV | _ | LV | 630 kVA :Kiosk Substation | 0.63 | --> | 0.63 | 0.434 | 4.91 |  | --> | 0.598 | 0 | 0.029 | 0.5 | 0 |  | --> | C11 ex CRUMLIN | Crumlin [T41,T42] | INCHICORE 220KV |  | 53.3328 | -6.2987
176536Y | MV/LV Substation KI***536Y |  | 20 kV | _ | LV | 100 kVA :Pole Substation | 0.1 | --> | 0.1 | 0.097 | 18.78 |  | --> | 0.095 | 0 | 0 | 0.094 | 0 |  | --> | E14 ex HARTNETTS CROSS | Hartnetts Cross [T121,T422] | MACROOM |  | 51.9067 | -9.0765
084018X | MV/LV Substation KI***018X |  | 20 kV | _ | LV | 50 kVA :Pole Substation | 0.05 | --> | 0.05 | 0 | 0 | Constrained, otherwise capacity available =41 kVA | --> | 0.048 | 0 | 0.006 | 0 | 0 | Constrained, otherwise capacity available =42 kW | --> | E17 ex KILCOLGAN | Kilcolgan [T42,T421] | GALWAY 110KV |  | 53.2096 | -8.8479
210461X | MV/LV Substation LI***461X |  | 10 kV | _ | LV | 50 kVA :Pole Substation | 0.05 | --> | 0.05 | 0.049 | 2.04 |  | --> | 0.048 | 0 | 0 | 0 | 0 | Constrained, otherwise capacity available =47 kW | --> | C17 ex BALLYBAY | Ballybay [T41,T42] | LISDRUM |  | 54.0849 | -6.8262
046269X | MV/LV Substation AR***269X |  | 10 kV | _ | LV | 400 kVA :Kiosk Substation | 0.4 | --> | 0.4 | 0.345 | 5.48 |  | --> | 0.38 | 0 | 0 | 0.372 | 0 |  | --> | C15 ex BALLYTIVNAN | Ballytivnan [T41,T42] | SLIGO |  | 54.2772 | -8.4526
054803X | MV/LV Substation MO***803X |  | 20 kV | _ | LV | 100 kVA :Pole Substation | 0.1 | --> | 0.1 | 0 | 0 | Constrained, otherwise capacity available =93 kVA | --> | 0.095 | 0 | 0 | 0 | 0 | Constrained, otherwise capacity available =94 kW | --> | C15 ex MOUNTRATH | Mountrath [T41,T42] | PORTLAOISE |  | 52.8651 | -7.413
054609Y | MV/LV Substation DE***609Y |  | 10 kV | _ | LV | 200 kVA :Kiosk Substation | 0.2 | --> | 0.2 | 0.159 | 2.78 |  | --> | 0.19 | 0 | 0.009 | 0 | 0 | Constrained, otherwise capacity available =178 kW | --> | E16 ex BALLYRAGGET | Ballyragget [T421,T422] | BALLYRAGGET |  | 52.8416 | -7.3905
0504330 | MV/LV Substation MR***4330 |  | 10 kV | _ | LV | 50 kVA :Pole Substation | 0.05 | --> | 0.05 | 0.05 | 6.49 |  | --> | 0.048 | 0 | 0 | 0 | 0 | Constrained, otherwise capacity available =48 kW | --> | C17 ex BUSHFIELD | Bushfield [T41,T42] | ATHLONE |  | 53.434 | -7.9018
020261 | MV/LV Substation GR***261 |  | 10 kV | _ | LV | 630 kVA :Kiosk Substation | 0.63 | --> | 0.63 | 0 | 0 | Constrained, otherwise capacity available =564 kVA | --> | 0.598 | 0 | 0 | 0 | 0 | Constrained, otherwise capacity available =589 kW | --> | C12 ex COOLCORCORAN | Coolcorcoran [T41,T42] | KNOCKEARAGH |  | 52.0614 | -9.5091
2934338 | MV/LV Substation HE***4338 |  | 20 kV | _ | LV | 50 kVA :Pole Substation | 0.05 | --> | 0.05 | 0 | 0 | Constrained, otherwise capacity available =50 kVA | --> | 0.048 | 0 | 0 | 0 | 0 | Constrained, otherwise capacity available =48 kW | --> | E12 ex BALTINGLASS | Baltinglass [T421,T422] | STRATFORD |  | 52.9574 | -6.6999
007639Y | MV/LV Substation BA***639Y |  | 20 kV | _ | LV | 50 kVA :Pole Substation | 0.05 | --> | 0.05 | 0.05 | 16.12 |  | --> | 0.048 | 0 | 0 | 0.047 | 0 |  | --> | E21 ex WEXFORD | Wexford [T121,T122] | WEXFORD |  | 52.3883 | -6.3784
082490Y | MV/LV Substation CL***490Y |  | 20 kV | _ | LV | 50 kVA :Pole Substation | 0.05 | --> | 0.05 | 0 | 0 | Constrained, otherwise capacity available =46 kVA | --> | 0.048 | 0 | 0 | 0 | 0 | Constrained, otherwise capacity available =47 kW | --> | E19 ex SLANE | Slane [T421] | DRYBRIDGE |  | 53.737 | -6.7014
011430X | MV/LV Substation TU***430X |  | 10 kV | _ | LV | 50 kVA :Pole Substation | 0.05 | --> | 0.05 | 0 | 0 | Constrained, otherwise capacity available =36 kVA | --> | 0.048 | 0 | 0 | 0 | 0 | Constrained, otherwise capacity available =46 kW | --> | C11 ex CASTLECOMER | Castlecomer [T41,T42] | BALLYRAGGET |  | 52.7191 | -7.1633
136792 | MV/LV Substation MO***792 |  | 10 kV | _ | LV | 50 kVA :Pole Substation | 0.05 | --> | 0.05 | 0 | 0 | Constrained, otherwise capacity available =47 kVA | --> | 0.048 | 0 | 0 | 0 | 0 | Constrained, otherwise capacity available =47 kW | --> | C22 ex ROSCOMMON | Roscommon [T41,T42] | LANESBORO |  | 53.6816 | -8.0236
036068 | MV/LV Substation RO***068 |  | 20 kV | _ | LV | 50 kVA :Pole Substation | 0.05 | --> | 0.05 | 0 | 0 | Constrained, otherwise capacity available =44 kVA | --> | 0.048 | 0 | 0 | 0 | 0 | Constrained, otherwise capacity available =47 kW | --> | E19 ex GARRANACANTY | Garranacanty [T421,T422] | TIPPERARY |  | 52.4087 | -8.1396
063276X | MV/LV Substation CO***276X |  | 10 kV | _ | LV | 50 kVA :Pole Substation | 0.05 | --> | 0.05 | 0 | 0 | Constrained, otherwise capacity available =45 kVA | --> | 0.048 | 0 | 0.01 | 0 | 0 | Constrained, otherwise capacity available =39 kW | --> | C15 ex BALLYBAILIE | Ballybailie [T41,T42] | DUNDALK |  | 53.8896 | -6.5788
038022 | MV/LV Substation GA***022 |  | 10 kV | _ | LV | 630 kVA :Kiosk Substation | 0.63 | --> | 0.63 | 0 | 0 | Constrained, otherwise capacity available =420 kVA | --> | 0.598 | 0 | 0.019 | 0 | 0 | Constrained, otherwise capacity available =555 kW | --> | C15 ex GORT | Gort [T41,T42] | ENNIS |  | 53.0707 | -8.82
111982Z | MV/LV Substation CO***982Z |  | 20 kV | _ | LV | 400 kVA :Kiosk Substation | 0.4 | --> | 0.4 | 0 | 0 | Constrained, otherwise capacity available =353 kVA | --> | 0.38 | 0 | 0.005 | 0 | 0 | Constrained, otherwise capacity available =370 kW | --> | E16 ex BALLYDEHOB | Ballydehob [T421] | DUNMANWAY |  | 51.5258 | -9.5518
007600Y | MV/LV Substation FO***600Y |  | 10 kV | _ | LV | 100 kVA :Pole Substation | 0.1 | --> | 0.1 | 0.097 | 0.9 |  | --> | 0.095 | 0 | 0 | 0 | 0 | Constrained, otherwise capacity available =95 kW | --> | C19 ex CLONARD | Clonard [T41,T42] | WEXFORD |  | 52.3114 | -6.5388
039235X | MV/LV Substation KI***235X |  | 10 kV | _ | LV | 400 kVA :Kiosk Substation | 0.4 | --> | 0.4 | 0.34 | 11.03 |  | --> | 0.38 | 0 | 0 | 0.372 | 0 |  | --> | C18 ex SALTHILL | Salthill [T101,T102] | SALTHILL |  | 53.2631 | -9.1257
054523Y | MV/LV Substation CU***523Y |  | 10 kV | _ | LV | 100 kVA :Pole Substation | 0.1 | --> | 0.1 | 0.088 | 2.78 |  | --> | 0.095 | 0 | 0 | 0 | 0 | Constrained, otherwise capacity available =93 kW | --> | E16 ex BALLYRAGGET | Ballyragget [T421,T422] | BALLYRAGGET |  | 52.8195 | -7.4758
043453X | MV/LV Substation LO***453X |  | 10 kV | _ | LV | 50 kVA :Pole Substation | 0.05 | --> | 0.05 | 0.047 | 0.43 |  | --> | 0.048 | 0 | 0.005 | 0 | 0 | Constrained, otherwise capacity available =43 kW | --> | C21 ex SWINFORD | Swinford [T41,T42] | CASTLEBAR |  | 53.9496 | -8.9706
011622Z | MV/LV Substation CA***622Z |  | 10 kV | _ | LV | 50 kVA :Pole Substation | 0.05 | --> | 0.05 | 0.037 | 0.04 | Constrained, otherwise capacity available =44 kVA | --> | 0.048 | 0 | 0 | 0 | 0 | Constrained, otherwise capacity available =47 kW | --> | C19 ex CALLAN | Callan [T41,T42] | KILKENNY |  | 52.5406 | -7.3965
0694104 | MV/LV Substation GR***4104 |  | 10 kV | _ | LV | 1000 kVA :Building Structure | 1 | --> | 1 | 0.5 | 9.99 |  | --> | 0.95 | 0 | 0 | 0.5 | 0 |  | --> | C24 ex HAROLDS CROSS | Harolds Cross [T101,T102] | POOLBEG |  | 53.3298 | -6.2575
182942 | MV/LV Substation HI***942 |  | 20 kV | _ | LV | 100 kVA :Pole Substation | 0.1 | --> | 0.1 | 0 | 0 | Constrained, otherwise capacity available =75 kVA | --> | 0.095 | 0 | 0.007 | 0 | 0 | Constrained, otherwise capacity available =86 kW | --> | E17 ex DRUMLINE | Drumline [T421,T422] | DRUMLINE |  | 52.8021 | -8.7509
009311Y | MV/LV Substation CA***311Y |  | 10 kV | _ | LV | 400 kVA :Kiosk Substation | 0.4 | --> | 0.4 | 0 | 0 | Constrained, otherwise capacity available =345 kVA | --> | 0.38 | 0 | 0.002 | 0 | 0 | Constrained, otherwise capacity available =371 kW | --> | C17 ex GRANGE (SR) | Grange (sr) [T41,T42] | BUTLERSTOWN |  | 52.2418 | -7.0937
109088 | MV/LV Substation SM***088 |  | 10 kV | _ | LV | 1000 kVA :Building Structure | 1 | --> | 1 | 0.381 | 0.38 | Constrained, otherwise capacity available =790 kVA | --> | 0.95 | 0 | 0.06 | 0.5 | 0 |  | --> | C20 ex RINEANNA | Rineanna [T41,T42] | DRUMLINE |  | 52.7177 | -8.874
0124073 | MV/LV Substation DU***4073 |  | 10 kV | _ | LV | 100 kVA :Pole Substation | 0.1 | --> | 0.1 | 0 | 0 | Constrained, otherwise capacity available =100 kVA | --> | 0.095 | 0 | 0 | 0 | 0 | Constrained, otherwise capacity available =95 kW | --> | C20 ex POLLERTON | Pollerton [T41,T42] | CARLOW |  | 52.8571 | -6.8093
054106Z | MV/LV Substation KY***106Z |  | 10 kV | _ | LV | 630 kVA :Kiosk Substation | 0.63 | --> | 0.63 | 0 | 0 | Constrained, otherwise capacity available =437 kVA | --> | 0.598 | 0 | 0 | 0 | 0 | Constrained, otherwise capacity available =572 kW | --> | C20 ex PORTLAOISE | Portlaoise [T41,T42] | PORTLAOISE |  | 53.0297 | -7.2956
214158 | MV/LV Substation BA***158 |  | 10 kV | _ | LV | 50 kVA :Pole Substation | 0.05 | --> | 0.05 | 0 | 0 | Constrained, otherwise capacity available =38 kVA | --> | 0.048 | 0 | 0.043 | 0 | 0 | Constrained, otherwise capacity available =14 kW | --> | C14 ex DRUMQUIN | Drumquin [T42] | ENNIS |  | 52.7836 | -9.0287
039431X | MV/LV Substation ME***431X |  | 10 kV | _ | LV | 400 kVA :Kiosk Substation | 0.4 | --> | 0.4 | 0 | 0 | Constrained, otherwise capacity available =303 kVA | --> | 0.38 | 0 | 0 | 0.366 | 0 |  | --> | C24 ex GALWAY 110KV | Galway 110kv [T102,T103] | GALWAY 110KV |  | 53.2782 | -9.0043
0214243 | MV/LV Substation WA***4243 |  | 10 kV | _ | LV | 50 kVA :Pole Substation | 0.05 | --> | 0.05 | 0.05 | 6.78 |  | --> | 0.048 | 0 | 0 | 0.048 | 0 |  | --> | C31 ex CASTLEVIEW | Castleview [T101,T102] | CASTLEVIEW |  | 51.8999 | -8.3684
054941X | MV/LV Substation TE***941X |  | 10 kV | _ | LV | 400 kVA :Kiosk Substation | 0.4 | --> | 0.4 | 0 | 0 | Constrained, otherwise capacity available =288 kVA | --> | 0.38 | 0 | 0.01 | 0 | 0 | Constrained, otherwise capacity available =357 kW | --> | C26 ex PORTLAOISE | Portlaoise [T41,T42] | PORTLAOISE |  | 53.0263 | -7.3114
007795Z | MV/LV Substation CA***795Z |  | 20 kV | _ | LV | 200 kVA :Kiosk Substation | 0.2 | --> | 0.2 | 0.165 | 0.2 |  | --> | 0.19 | 0 | 0 | 0 | 0 | Constrained, otherwise capacity available =185 kW | --> | E15 ex BEALISTOWN | Bealistown [T421,T422] | GREAT ISLAND |  | 52.2393 | -6.7292
008417Y | MV/LV Substation BA***417Y |  | 20 kV | _ | LV | 50 kVA :Pole Substation | 0.05 | --> | 0.05 | 0.05 | 0.2 |  | --> | 0.048 | 0 | 0 | 0 | 0 | Constrained, otherwise capacity available =48 kW | --> | E15 ex BEALISTOWN | Bealistown [T421,T422] | GREAT ISLAND |  | 52.282 | -6.8419
032347 | MV/LV Substation IR***347 |  | 20 kV | _ | LV | 50 kVA :Pole Substation | 0.05 | --> | 0.05 | 0 | 0 | Constrained, otherwise capacity available =46 kVA | --> | 0.048 | 0 | 0.009 | 0 | 0 | Constrained, otherwise capacity available =40 kW | --> | E13 ex KILCARRAGH | Kilcarragh [T421,T422] | BUTLERSTOWN |  | 52.1572 | -7.0032
066143Y | MV/LV Substation BA***143Y |  | 10 kV | _ | LV | 200 kVA :Kiosk Substation | 0.2 | --> | 0.2 | 0 | 0 | Constrained, otherwise capacity available =155 kVA | --> | 0.19 | 0 | 0.034 | 0 | 0 | Constrained, otherwise capacity available =159 kW | --> | C23 ex SWORDS | Swords [T41,T42] | GLASMORE |  | 53.4522 | -6.2285
095449X | MV/LV Substation KI***449X |  | 10 kV | _ | LV | 50 kVA :Pole Substation | 0.05 | --> | 0.05 | 0.05 | 0.7 |  | --> | 0.048 | 0 | 0 | 0 | 0 | Constrained, otherwise capacity available =48 kW | --> | C11 ex KILRUSH | Kilrush [T41,T42] | TULLABRACK |  | 52.6286 | -9.3957
120496Y | MV/LV Substation SC***496Y |  | 20 kV | _ | LV | 100 kVA :Pole Substation | 0.1 | --> | 0.1 | 0 | 0 | Constrained, otherwise capacity available =66 kVA | --> | 0.095 | 0 | 0.005 | 0 | 0 | Constrained, otherwise capacity available =86 kW | --> | E19 ex EDENDERRY | Edenderry [T421,T422] | BLAKE |  | 53.3971 | -7.0176
081511Z | MV/LV Substation PJ***511Z |  | 10 kV | _ | LV | 200 kVA :Kiosk Substation | 0.2 | --> | 0.2 | 0 | 0 | Constrained, otherwise capacity available =200 kVA | --> | 0.19 | 0 | 0 | 0.19 | 0 |  | --> | C19 ex CLONDALKIN | Clondalkin [T41,T42,T44] | INCHICORE 220KV |  | 53.3215 | -6.3985
005304 | MV/LV Substation TA***304 |  | 10 kV | _ | LV | 100 kVA :Pole Substation | 0.1 | --> | 0.1 | 0 | 0 | Constrained, otherwise capacity available =81 kVA | --> | 0.095 | 0 | 0.008 | 0 | 0 | Constrained, otherwise capacity available =86 kW | --> | C11 ex GARDEN CITY | Garden City [T41,T42] | ARKLOW |  | 52.7064 | -6.2111
043162X | MV/LV Substation RE***162X |  | 10 kV | _ | LV | 50 kVA :Pole Substation | 0.05 | --> | 0.05 | 0.039 | 0.43 |  | --> | 0.048 | 0 | 0 | 0 | 0 | Constrained, otherwise capacity available =46 kW | --> | C13 ex SWINFORD | Swinford [T41,T42] | CASTLEBAR |  | 53.8876 | -9.0272
029873X | MV/LV Substation FA***873X |  | 10 kV | _ | LV | 50 kVA :Pole Substation | 0.05 | --> | 0.05 | 0 | 0 | Constrained, otherwise capacity available =35 kVA | --> | 0.048 | 0 | 0 | 0.045 | 0 |  | --> | C19 ex MIDLETON | Midleton [T101,T102] | MIDLETON |  | 51.9289 | -8.2634
093500Z | MV/LV Substation CA***500Z |  | 10 kV | _ | LV | 630 kVA :Building Structure | 0.63 | --> | 0.63 | 0 | 0 | Constrained, otherwise capacity available =538 kVA | --> | 0.598 | 0 | 0 | 0.5 | 0 |  | --> | C33 ex KILMORE | Kilmore [T101,T102,T103] | FINGLAS |  | 53.4036 | -6.2538
054129Z | MV/LV Substation CL***129Z |  | 10 kV | _ | LV | 400 kVA :Kiosk Substation | 0.4 | --> | 0.4 | 0 | 0 | Constrained, otherwise capacity available =330 kVA | --> | 0.38 | 0 | 0.044 | 0 | 0 | Constrained, otherwise capacity available =338 kW | --> | C15 ex PALLAS | Pallas [T41,T42] | PORTLAOISE |  | 53.046 | -7.3198
365237X | MV/LV Substation ST***237X |  | 10 kV | _ | LV | 200 kVA :Kiosk Substation | 0.2 | --> | 0.2 | 0 | 0 | Constrained, otherwise capacity available =83 kVA | --> | 0.19 | 0 | 0.019 | 0.159 | 0 |  | --> | C19 ex CLONDALKIN | Clondalkin [T41,T42,T44] | INCHICORE 220KV |  | 53.3149 | -6.4045
0754072 | MV/LV Substation CA***4072 |  | 20 kV | _ | LV | 200 kVA :Pole Substation | 0.2 | --> | 0.2 | 0.2 | 0.58 |  | --> | 0.19 | 0 | 0 | 0 | 0 | Constrained, otherwise capacity available =190 kW | --> | E17 ex FERNS | Ferns [T421] | CRANE |  | 52.6203 | -6.422
165738 | MV/LV Substation RO***738 |  | 10 kV | _ | LV | 100 kVA :Pole Substation | 0.1 | --> | 0.1 | 0.09 | 0.88 |  | --> | 0.095 | 0 | 0.004 | 0 | 0 | Constrained, otherwise capacity available =91 kW | --> | C21 ex ROSS CARBERY | Ross Carbery [T41,T42] | DUNMANWAY |  | 51.6695 | -8.99
003214Y | MV/LV Substation BA***214Y |  | 10 kV | _ | LV | 630 kVA :Kiosk Substation | 0.63 | --> | 0.63 | 0.5 | 11.58 |  | --> | 0.598 | 0 | 0 | 0 | 0 | Constrained, otherwise capacity available =587 kW | --> | C18 ex BALLYBEG | Ballybeg [T101,T102] | CARRICKMINES |  | 52.9717 | -6.1454
059174Y | MV/LV Substation CI***174Y |  | 10 kV | _ | LV | 630 kVA :Kiosk Substation | 0.63 | --> | 0.63 | 0 | 0 | Constrained, otherwise capacity available =512 kVA | --> | 0.598 | 0 | 0 | 0 | 0 | Constrained, otherwise capacity available =582 kW | --> | C15 ex DERRYCRAMPH | Derrycramph [T41,T42] | SHANKILL |  | 53.9899 | -7.3584
039581X | MV/LV Substation SE***581X |  | 10 kV | _ | LV | 400 kVA :Kiosk Substation | 0.4 | --> | 0.4 | 0 | 0 | Constrained, otherwise capacity available =358 kVA | --> | 0.38 | 0 | 0 | 0.374 | 0 |  | --> | C22 ex GALWAY 110KV | Galway 110kv [T102,T103] | GALWAY 110KV |  | 53.2889 | -8.9854
064150Z | MV/LV Substation MC***150Z |  | 20 kV | _ | LV | 200 kVA :Kiosk Substation | 0.2 | --> | 0.2 | 0 | 0 | Constrained, otherwise capacity available =91 kVA | --> | 0.19 | 0 | 0 | 0 | 0 | Constrained, otherwise capacity available =175 kW | --> | E18 ex JULIANSTOWN | Julianstown [T421,T422] | DRYBRIDGE |  | 53.6945 | -6.3671
281256X | MV/LV Substation NA***256X |  | 10 kV | _ | LV | 630 kVA :Kiosk Substation | 0.63 | --> | 0.63 | 0 | 10.79 |  | --> | 0.598 | 0 | 0 | 0.493 | 0 |  | --> | C12 ex FACTORY CROSS | Factory Cross [T41,T42] | BARNAHELY |  | 51.842 | -8.2978
069689 | MV/LV Substation SI***689 |  | 10 kV | _ | LV | 630 kVA :Kiosk Substation | 0.63 | --> | 0.63 | 0 | 0 | Constrained, otherwise capacity available =580 kVA | --> | 0.598 | 0 | 0 | 0.5 | 0 |  | --> | C20 ex DONNYBROOK | Donnybrook [T41,T42] | MILLTOWN (DR) |  | 53.3247 | -6.2289
293234X | MV/LV Substation CR***234X |  | 20 kV | _ | LV | 50 kVA :Pole Substation | 0.05 | --> | 0.05 | 0 | 0 | Constrained, otherwise capacity available =48 kVA | --> | 0.048 | 0 | 0 | 0 | 0 | Constrained, otherwise capacity available =47 kW | --> | E19 ex SHILLELAGH | Shillelagh [T421,T422] | CARLOW |  | 52.7211 | -6.5287
060711X | MV/LV Substation DR***711X |  | 10 kV | _ | LV | 200 kVA :Kiosk Substation | 0.2 | --> | 0.2 | 0.116 | 2.57 |  | --> | 0.19 | 0 | 0.01 | 0 | 0 | Constrained, otherwise capacity available =171 kW | --> | C19 ex ERRIGAL | Errigal [T41,T422] | SHANKILL |  | 54.0691 | -7.0772
059802X | MV/LV Substation LA***802X |  | 20 kV | _ | LV | 100 kVA :Pole Substation | 0.1 | --> | 0.1 | 0 | 0 | Constrained, otherwise capacity available =83 kVA | --> | 0.095 | 0 | 0 | 0 | 0 | Constrained, otherwise capacity available =93 kW | --> | E19 ex CAVAN | Cavan [T42,T421] | SHANKILL |  | 53.9175 | -7.4365
020152 | MV/LV Substation SC***152 |  | 10 kV | _ | LV | 50 kVA :Pole Substation | 0.05 | --> | 0.05 | 0 | 0 | Constrained, otherwise capacity available =36 kVA | --> | 0.048 | 0 | 0 | 0 | 0 | Constrained, otherwise capacity available =46 kW | --> | C17 ex COOLCORCORAN | Coolcorcoran [T41,T42] | KNOCKEARAGH |  | 52.1458 | -9.5498
1604346 | MV/LV Substation TH***4346 |  | 10 kV | _ | LV | 400 kVA :Kiosk Substation | 0.4 | --> | 0.4 | 0 | 0 | Constrained, otherwise capacity available =400 kVA | --> | 0.38 | 0 | 0 | 0 | 0 | Constrained, otherwise capacity available =380 kW | --> | C14 ex PORTLAOISE | Portlaoise [T41,T42] | PORTLAOISE |  | 53.0485 | -7.2615
059829Y | MV/LV Substation ST***829Y |  | 10 kV | _ | LV | 50 kVA :Pole Substation | 0.05 | --> | 0.05 | 0 | 0 | Constrained, otherwise capacity available =40 kVA | --> | 0.048 | 0 | 0 | 0 | 0 | Constrained, otherwise capacity available =46 kW | --> | C20 ex CAVAN | Cavan [T42,T421] | SHANKILL |  | 53.9802 | -7.2377
0374212 | MV/LV Substation OL***4212 |  | 10 kV | _ | LV | 400 kVA :Building Structure | 0.4 | --> | 0.4 | 0 | 0 | Constrained, otherwise capacity available =400 kVA | --> | 0.38 | 0 | 0 | 0 | 0 | Constrained, otherwise capacity available =380 kW | --> | C17 ex CAHIRCALLA | Cahircalla [T41,T42] | ENNIS |  | 52.8427 | -8.9825
007326 | MV/LV Substation FO***326 |  | 20 kV | _ | LV | 50 kVA :Pole Substation | 0.05 | --> | 0.05 | 0.028 | 16.12 |  | --> | 0.048 | 0 | 0.014 | 0.034 | 0 |  | --> | E20 ex WEXFORD | Wexford [T121,T122] | WEXFORD |  | 52.3123 | -6.5497
0624007 | MV/LV Substation BR***4007 |  | 10 kV | _ | LV | 200 kVA :Kiosk Substation | 0.2 | --> | 0.2 | 0.188 | 2.33 |  | --> | 0.19 | 0 | 0 | 0 | 0 | Constrained, otherwise capacity available =188 kW | --> | C19 ex DUNDALK | Dundalk [T41,T42] | DUNDALK |  | 53.9924 | -6.4116
281969Z | MV/LV Substation PA***969Z |  | 10 kV | _ | LV | 1000 kVA :Building Structure | 1 | --> | 1 | 0.5 | 7.88 |  | --> | 0.95 | 0 | 0 | 0.5 | 0 |  | --> | C21 ex LIBERTY STREET | Liberty Street [T101,T102] | LIBERTY STREET |  | 51.9003 | -8.4741
011207X | MV/LV Substation SE***207X |  | 10 kV | _ | LV | 200 kVA :Building Structure | 0.2 | --> | 0.2 | 0.131 | 5.05 |  | --> | 0.19 | 0 | 0.019 | 0 | 0 | Constrained, otherwise capacity available =166 kW | --> | C14 ex MCDONAGH | Mcdonagh [T41,T42] | KILKENNY |  | 52.651 | -7.2371
377562X | MV/LV Substation BA***562X |  | 20 kV | _ | LV | 400 kVA :Kiosk Substation | 0.4 | --> | 0.4 | 0 | 0 | Constrained, otherwise capacity available =381 kVA | --> | 0.38 | 0 | 0 | 0 | 0 | Constrained, otherwise capacity available =377 kW | --> | E16 ex GURRANEBANE | Gurranebane [T421,T422] | OUGHTRAGH |  | 51.8163 | -10.17
031672 | MV/LV Substation TH***672 |  | 20 kV | _ | LV | 100 kVA :Pole Substation | 0.1 | --> | 0.1 | 0 | 0 | Constrained, otherwise capacity available =71 kVA | --> | 0.095 | 0 | 0 | 0 | 0 | Constrained, otherwise capacity available =91 kW | --> | E17 ex SPRINGS | Springs [T421,T422] | DUNGARVAN |  | 52.1244 | -7.5606
007501X | MV/LV Substation EA***501X |  | 20 kV | _ | LV | 100 kVA :Pole Substation | 0.1 | --> | 0.1 | 0.094 | 1.4 |  | --> | 0.095 | 0 | 0 | 0 | 0 | Constrained, otherwise capacity available =94 kW | --> | E13 ex KILLINICK | Killinick [T421,T422] | WEXFORD |  | 52.2134 | -6.381
045918 | MV/LV Substation HU***918 |  | 10 kV | _ | LV | 50 kVA :Pole Substation | 0.05 | --> | 0.05 | 0.035 | 2.45 |  | --> | 0.048 | 0 | 0 | 0 | 0 | Constrained, otherwise capacity available =46 kW | --> | C18 ex GURTEEN | Gurteen [T41] | TONROE |  | 53.9855 | -8.4776
022497 | MV/LV Substation ED***497 |  | 20 kV | _ | LV | 50 kVA :Pole Substation | 0.05 | --> | 0.05 | 0 | 0 | Constrained, otherwise capacity available =48 kVA | --> | 0.048 | 0 | 0.006 | 0 | 0 | Constrained, otherwise capacity available =43 kW | --> | C18 ex SCARTEEN | Scarteen [T41,T42] | MALLOW |  | 52.1352 | -8.6995
0934096 | MV/LV Substation TU***4096 |  | 10 kV | _ | LV | 630 kVA :Building Structure | 0.63 | --> | 0.63 | 0 | 0 | Constrained, otherwise capacity available =541 kVA | --> | 0.598 | 0 | 0 | 0.5 | 0 |  | --> | C13 ex POPPINTREE | Poppintree [T101,T102] | FINGLAS |  | 53.4173 | -6.2841
365452X | MV/LV Substation WO***452X |  | 10 kV | _ | LV | 400 kVA :Kiosk Substation | 0.4 | --> | 0.4 | 0 | 0 | Constrained, otherwise capacity available =228 kVA | --> | 0.38 | 0 | 0.027 | 0.336 | 0 |  | --> | C34 ex CLONDALKIN | Clondalkin [T41,T42,T44] | INCHICORE 220KV |  | 53.3235 | -6.3829
093354Z | MV/LV Substation TL***354Z |  | 10 kV | _ | LV | 400 kVA :Building Structure | 0.4 | --> | 0.4 | 0 | 0 | Constrained, otherwise capacity available =359 kVA | --> | 0.38 | 0 | 0 | 0.374 | 0 |  | --> | C17 ex SANTRY | Santry [T41,T42] | FINGLAS |  | 53.4052 | -6.2518
3774142 | MV/LV Substation FO***4142 |  | 20 kV | _ | LV | 50 kVA :Pole Substation | 0.05 | --> | 0.05 | 0 | 0 | Constrained, otherwise capacity available =48 kVA | --> | 0.048 | 0 | 0 | 0 | 0 | Constrained, otherwise capacity available =47 kW | --> | E16 ex GURRANEBANE | Gurranebane [T421,T422] | OUGHTRAGH |  | 51.7606 | -10.0962
093365Z | MV/LV Substation SH***365Z |  | 10 kV | _ | LV | 630 kVA :Building Structure | 0.63 | --> | 0.63 | 0.259 | 2.86 |  | --> | 0.598 | 0 | 0.019 | 0.5 | 0 |  | --> | C20 ex BALLYMUN | Ballymun [T41,T42] | FINGLAS |  | 53.3888 | -6.2563
0034290 | MV/LV Substation KN***4290 |  | 10 kV | _ | LV | 400 kVA :Kiosk Substation | 0.4 | --> | 0.4 | 0 | 0 | Constrained, otherwise capacity available =400 kVA | --> | 0.38 | 0 | 0 | 0 | 0 | Constrained, otherwise capacity available =380 kW | --> | C16 ex RATHDRUM | Rathdrum [T42] | ARKLOW |  | 52.9312 | -6.2409
0214303 | MV/LV Substation WA***4303 |  | 20 kV | _ | LV | 630 kVA :Building Structure | 0.63 | --> | 0.63 | 0 | 0 | Constrained, otherwise capacity available =595 kVA | --> | 0.598 | 0 | 0 | 0.5 | 0 |  | --> | C11 ex RIVERSTOWN | Riverstown [T41,T42] | KILBARRY |  | 52.0074 | -8.3241
014187Z | MV/LV Substation RA***187Z |  | 10 kV | _ | LV | 200 kVA :Kiosk Substation | 0.2 | --> | 0.2 | 0 | 0 | Constrained, otherwise capacity available =78 kVA | --> | 0.19 | 0 | 0.037 | 0 | 0 | Constrained, otherwise capacity available =145 kW | --> | C20 ex KILDARE | Kildare [T41,T42] | NEWBRIDGE |  | 53.1689 | -6.9055
093242X | MV/LV Substation DU***242X |  | 10 kV | _ | LV | 50 kVA :Pole Substation | 0.05 | --> | 0.05 | 0.041 | 7.91 |  | --> | 0.048 | 0 | 0 | 0.046 | 0 |  | --> | C26 ex PELLETSTOWN | Pelletstown [T101,T102] | FINGLAS |  | 53.3879 | -6.327
015333 | MV/LV Substation NA***333 |  | 10 kV | _ | LV | 630 kVA :Building Structure | 0.63 | --> | 0.63 | 0.5 | 12.6 |  | --> | 0.598 | 0 | 0 | 0.5 | 0 |  | --> | C22 ex MONREAD | Monread [T101,T102] | MONREAD |  | 53.2201 | -6.663
015158Z | MV/LV Substation MI***158Z |  | 10 kV | _ | LV | 200 kVA :Kiosk Substation | 0.2 | --> | 0.2 | 0.155 | 12.6 |  | --> | 0.19 | 0 | 0.03 | 0.162 | 0 |  | --> | C22 ex MONREAD | Monread [T101,T102] | MONREAD |  | 53.223 | -6.6636
074548X | MV/LV Substation OA***548X |  | 10 kV | _ | LV | 400 kVA :Kiosk Substation | 0.4 | --> | 0.4 | 0 | 0 | Constrained, otherwise capacity available =361 kVA | --> | 0.38 | 0 | 0.019 | 0 | 0 | Constrained, otherwise capacity available =361 kW | --> | C15 ex CARRICK ON SHANNON | Carrick On Shannon [T41,T42] | CARRICK ON SHANNON |  | 53.9824 | -8.1589
049758 | MV/LV Substation CO***758 |  | 20 kV | _ | LV | 50 kVA :Pole Substation | 0.05 | --> | 0.05 | 0.05 | 0.21 |  | --> | 0.048 | 0 | 0 | 0 | 0 | Constrained, otherwise capacity available =48 kW | --> | E17 ex LONGFORD | Longford [T421,T422] | RICHMOND |  | 53.7466 | -7.6474
006152 | MV/LV Substation BL***152 |  | 20 kV | _ | LV | 50 kVA :Pole Substation | 0.05 | --> | 0.05 | 0.032 | 4.38 |  | --> | 0.048 | 0 | 0 | 0.045 | 0 |  | --> | E13 ex CRANE | Crane [T122] | CRANE |  | 52.4443 | -6.34
039504X | MV/LV Substation CL***504X |  | 10 kV | _ | LV | 400 kVA :Kiosk Substation | 0.4 | --> | 0.4 | 0 | 0 | Constrained, otherwise capacity available =313 kVA | --> | 0.38 | 0 | 0.005 | 0 | 0 | Constrained, otherwise capacity available =364 kW | --> | C19 ex HEADFORD ROAD | Headford Road [T41,T42] | GALWAY 110KV |  | 53.2776 | -9.0472
0234371 | MV/LV Substation LI***4371 |  | 20 kV | _ | LV | 400 kVA :Kiosk Substation | 0.4 | --> | 0.4 | 0 | 0 | Constrained, otherwise capacity available =354 kVA | --> | 0.38 | 0 | 0.01 | 0 | 0 | Constrained, otherwise capacity available =366 kW | --> | E11 ex CASTLELYONS | Castlelyons [T421,T422] | BARRYMORE |  | 52.0763 | -8.2864
050904Y | MV/LV Substation AT***904Y |  | 10 kV | _ | LV | 1000 kVA :Building Structure | 1 | --> | 1 | 0 | 0 | Constrained, otherwise capacity available =974 kVA | --> | 0.95 | 0 | 0 | 0 | 0 | Constrained, otherwise capacity available =946 kW | --> | C17 ex ATHLONE | Athlone [T41,T42] | ATHLONE |  | 53.4246 | -7.936
066664 | MV/LV Substation CO***664 |  | 20 kV | _ | LV | 50 kVA :Pole Substation | 0.05 | --> | 0.05 | 0 | 0 | Constrained, otherwise capacity available =44 kVA | --> | 0.048 | 0 | 0 | 0 | 0 | Constrained, otherwise capacity available =47 kW | --> | E15 ex BATTER LANE TEMPORARY | Batter Lane Temporary 38kv [T421] | GLASMORE |  | 53.5018 | -6.1917
031372Y | MV/LV Substation TO***372Y |  | 10 kV | _ | LV | 400 kVA :Kiosk Substation | 0.4 | --> | 0.4 | 0 | 0 | Constrained, otherwise capacity available =332 kVA | --> | 0.38 | 0 | 0.009 | 0 | 0 | Constrained, otherwise capacity available =364 kW | --> | C20 ex COLLIGAN | Colligan [T41,T42] | DUNGARVAN |  | 52.0874 | -7.6312
069719 | MV/LV Substation C ***719 |  | 10 kV | _ | LV | 630 kVA :Building Structure | 0.63 | --> | 0.63 | 0.5 | 9.28 |  | --> | 0.598 | 0 | 0 | 0.5 | 0 |  | --> | C19 ex PEMBROKE | Pembroke [T41,T42,T43,T44] | RINGSEND |  | 53.3304 | -6.2169
034660 | MV/LV Substation FR***660 |  | 20 kV | _ | LV | 100 kVA :Pole Substation | 0.1 | --> | 0.1 | 0.093 | 5.88 |  | --> | 0.095 | 0 | 0.004 | 0 | 0 | Constrained, otherwise capacity available =91 kW | --> | C14 ex ARDGEEHA | Ardgeeha [T41,T42] | DOON |  | 52.4755 | -7.6066
136148 | MV/LV Substation BA***148 |  | 10 kV | _ | LV | 50 kVA :Pole Substation | 0.05 | --> | 0.05 | 0 | 0 | Constrained, otherwise capacity available =37 kVA | --> | 0.048 | 0 | 0.005 | 0 | 0 | Constrained, otherwise capacity available =42 kW | --> | C17 ex ROSCOMMON | Roscommon [T41,T42] | LANESBORO |  | 53.6034 | -8.207
082304Z | MV/LV Substation MU***304Z |  | 20 kV | _ | LV | 50 kVA :Pole Substation | 0.05 | --> | 0.05 | 0 | 0 | Constrained, otherwise capacity available =42 kVA | --> | 0.048 | 0 | 0 | 0 | 0 | Constrained, otherwise capacity available =46 kW | --> | E19 ex SLANE | Slane [T421] | DRYBRIDGE |  | 53.7255 | -6.6464
1764246 | MV/LV Substation ME***4246 |  | 10 kV | _ | LV | 400 kVA :Kiosk Substation | 0.4 | --> | 0.4 | 0.324 | 18.78 |  | --> | 0.38 | 0 | 0.042 | 0.338 | 0 |  | --> | E11 ex HARTNETTS CROSS | Hartnetts Cross [T121,T422] | HARTNETTS CROSS |  | 51.9086 | -8.9655
012750X | MV/LV Substation ST***750X |  | 20 kV | _ | LV | 200 kVA :Pole Substation | 0.2 | --> | 0.2 | 0.159 | 2.83 |  | --> | 0.19 | 0 | 0.018 | 0 | 0 | Constrained, otherwise capacity available =171 kW | --> | E12 ex BAGENALSTOWN | Bagenalstown [T421,T422] | CARLOW |  | 52.6995 | -6.9663
093121Y | MV/LV Substation FU***121Y |  | 10 kV | _ | LV | 200 kVA :Building Structure | 0.2 | --> | 0.2 | 0 | 0 | Constrained, otherwise capacity available =126 kVA | --> | 0.19 | 0 | 0 | 0.18 | 0 |  | --> | C17 ex SANTRY | Santry [T41,T42] | FINGLAS |  | 53.4071 | -6.2433
006880X | MV/LV Substation DO***880X |  | 20 kV | _ | LV | 630 kVA :Kiosk Substation | 0.63 | --> | 0.63 | 0.36 | 4.38 |  | --> | 0.598 | 0 | 0 | 0.5 | 0 |  | --> | E13 ex CRANE | Crane [T122] | CRANE |  | 52.4356 | -6.4066
426594 | MV/LV Substation MI***594 |  | 20 kV | _ | LV | 50 kVA :Pole Substation | 0.05 | --> | 0.05 | 0 | 0 | Constrained, otherwise capacity available =39 kVA | --> | 0.048 | 0 | 0.005 | 0 | 0 | Constrained, otherwise capacity available =42 kW | --> | E15 ex DINGLE | Dingle [T421,T422] | OUGHTRAGH |  | 52.1407 | -10.294
233004 | MV/LV Substation CH***004 |  | 10 kV | _ | LV | 630 kVA :Kiosk Substation | 0.63 | --> | 0.63 | 0 | 0 | Constrained, otherwise capacity available =395 kVA | --> | 0.598 | 0 | 0.005 | 0 | 0 | Constrained, otherwise capacity available =562 kW | --> | C22 ex CASTLEISLAND | Castleisland [T41,T42] | TRALEE |  | 52.2303 | -9.4634
288322X | MV/LV Substation TH***322X |  | 10 kV | _ | LV | 200 kVA :Kiosk Substation | 0.2 | --> | 0.2 | 0 | 0 | Constrained, otherwise capacity available =168 kVA | --> | 0.19 | 0 | 0.015 | 0.174 | 0 |  | --> | C14 ex CARRICKMINES | Carrickmines [T41,T42] | CARRICKMINES |  | 53.2602 | -6.2153
022283 | MV/LV Substation KI***283 |  | 20 kV | _ | LV | 50 kVA :Pole Substation | 0.05 | --> | 0.05 | 0 | 0 | Constrained, otherwise capacity available =47 kVA | --> | 0.048 | 0 | 0 | 0 | 0 | Constrained, otherwise capacity available =47 kW | --> | C18 ex SCARTEEN | Scarteen [T41,T42] | MALLOW |  | 52.1349 | -8.679
288060X | MV/LV Substation TR***060X |  | 10 kV | _ | LV | 400 kVA :Building Structure | 0.4 | --> | 0.4 | 0.36 | 1.16 |  | --> | 0.38 | 0 | 0 | 0.374 | 0 |  | --> | C19 ex BREWERY ROAD | Brewery Road [T41,T42] | CARRICKMINES |  | 53.2703 | -6.1969
075110 | MV/LV Substation FI***110 |  | 20 kV | _ | LV | 400 kVA :Kiosk Substation | 0.4 | --> | 0.4 | 0.254 | 1.13 |  | --> | 0.38 | 0 | 0.04 | 0 | 0 | Constrained, otherwise capacity available =330 kW | --> | E12 ex BUNCLODY | Bunclody [T421,T422] | CRANE |  | 52.6494 | -6.649
011165 | MV/LV Substation PO***165 |  | 10 kV | _ | LV | 630 kVA :Kiosk Substation | 0.63 | --> | 0.63 | 0 | 0 | Constrained, otherwise capacity available =316 kVA | --> | 0.598 | 0 | 0 | 0 | 0 | Constrained, otherwise capacity available =554 kW | --> | C14 ex ROSEHILL | Rosehill [T41,T42] | KILKENNY |  | 52.6502 | -7.2516
2334121 | MV/LV Substation KI***4121 |  | 20 kV | _ | LV | 100 kVA :Pole Substation | 0.1 | --> | 0.1 | 0 | 0 | Constrained, otherwise capacity available =97 kVA | --> | 0.095 | 0 | 0 | 0 | 0 | Constrained, otherwise capacity available =95 kW | --> | C21 ex CASTLEISLAND | Castleisland [T41,T42] | TRALEE |  | 52.2243 | -9.4767
125777X | MV/LV Substation AB***777X |  | 10 kV | _ | LV | 200 kVA :Kiosk Substation | 0.2 | --> | 0.2 | 0 | 0 | Constrained, otherwise capacity available =141 kVA | --> | 0.19 | 0 | 0.005 | 0 | 0 | Constrained, otherwise capacity available =178 kW | --> | C20 ex CLOONLOUGH | Cloonlough [T41,T42] | BARRYMORE |  | 52.2623 | -8.2638
365112X | MV/LV Substation MC***112X |  | 10 kV | _ | LV | 200 kVA :Building Structure | 0.2 | --> | 0.2 | 0 | 0 | Constrained, otherwise capacity available =139 kVA | --> | 0.19 | 0 | 0 | 0.182 | 0 |  | --> | C20 ex CLONDALKIN | Clondalkin [T41,T42,T44] | INCHICORE 220KV |  | 53.3158 | -6.3823
250921 | MV/LV Substation BR***921 |  | 20 kV | _ | LV | 200 kVA :Kiosk Substation | 0.2 | --> | 0.2 | 0.185 | 1.26 |  | --> | 0.19 | 0 | 0 | 0 | 0 | Constrained, otherwise capacity available =188 kW | --> | E16 ex BALLYCROSSAUN | Ballycrossaun [T421,T422] | SOMERSET |  | 53.0951 | -8.204
030222 | MV/LV Substation RO***222 |  | 10 kV | _ | LV | 50 kVA :Pole Substation | 0.05 | --> | 0.05 | 0 | 0 | Constrained, otherwise capacity available =36 kVA | --> | 0.048 | 0 | 0.021 | 0 | 0 | Constrained, otherwise capacity available =30 kW | --> | E19 ex FOXHOLE | Foxhole [T421,T422] | DUNGARVAN |  | 52.0487 | -7.8867
293876Z | MV/LV Substation VI***876Z |  | 20 kV | _ | LV | 50 kVA :Pole Substation | 0.05 | --> | 0.05 | 0 | 0 | Constrained, otherwise capacity available =47 kVA | --> | 0.048 | 0 | 0 | 0 | 0 | Constrained, otherwise capacity available =47 kW | --> | E13 ex BALTINGLASS | Baltinglass [T421,T422] | STRATFORD |  | 52.9095 | -6.8481
0014192 | MV/LV Substation RO***4192 |  | 10 kV | _ | LV | 630 kVA :Kiosk Substation | 0.63 | --> | 0.63 | 0.5 | 1.55 |  | --> | 0.598 | 0 | 0 | 0.5 | 0 |  | --> | C17 ex MONKSTOWN | Monkstown [T41,T42] | BLACKROCK |  | 53.2991 | -6.1709
066875Z | MV/LV Substation DE***875Z |  | 20 kV | _ | LV | 200 kVA :Kiosk Substation | 0.2 | --> | 0.2 | 0 | 0 | Constrained, otherwise capacity available =185 kVA | --> | 0.19 | 0 | 0 | 0.188 | 0 |  | --> | C24 ex MACETOWN | Macetown [T101,T102] | MACETOWN |  | 53.4713 | -6.4771
288024X | MV/LV Substation RO***024X |  | 10 kV | _ | LV | 400 kVA :Kiosk Substation | 0.4 | --> | 0.4 | 0 | 0 | Constrained, otherwise capacity available =363 kVA | --> | 0.38 | 0 | 0.02 | 0.36 | 0 |  | --> | C13 ex SANDYFORD | Sandyford [T41,T42] | CARRICKMINES |  | 53.2709 | -6.2546
176307Y | MV/LV Substation OL***307Y |  | 20 kV | _ | LV | 50 kVA :Pole Substation | 0.05 | --> | 0.05 | 0.049 | 18.78 |  | --> | 0.048 | 0 | 0 | 0.047 | 0 |  | --> | E14 ex HARTNETTS CROSS | Hartnetts Cross [T121,T422] | MACROOM |  | 51.901 | -9.1454
032066Y | MV/LV Substation SE***066Y |  | 10 kV | _ | LV | 400 kVA :Kiosk Substation | 0.4 | --> | 0.4 | 0 | 0 | Constrained, otherwise capacity available =314 kVA | --> | 0.38 | 0 | 0 | 0 | 0 | Constrained, otherwise capacity available =368 kW | --> | C16 ex TRAMORE | Tramore [T41,T42] | BUTLERSTOWN |  | 52.1635 | -7.1387
081443Z | MV/LV Substation OA***443Z |  | 10 kV | _ | LV | 400 kVA :Building Structure | 0.4 | --> | 0.4 | 0 | 0 | Constrained, otherwise capacity available =359 kVA | --> | 0.38 | 0 | 0 | 0.374 | 0 |  | --> | C34 ex CLONDALKIN | Clondalkin [T41,T42,T44] | INCHICORE 220KV |  | 53.3253 | -6.3942
0084244 | MV/LV Substation RO***4244 |  | 20 kV | _ | LV | 50 kVA :Pole Substation | 0.05 | --> | 0.05 | 0.05 | 0.2 |  | --> | 0.048 | 0 | 0 | 0 | 0 | Constrained, otherwise capacity available =48 kW | --> | E15 ex BEALISTOWN | Bealistown [T421,T422] | GREAT ISLAND |  | 52.2809 | -6.7526
214187 | MV/LV Substation LI***187 |  | 10 kV | _ | LV | 50 kVA :Pole Substation | 0.05 | --> | 0.05 | 0 | 0 | Constrained, otherwise capacity available =49 kVA | --> | 0.048 | 0 | 0 | 0 | 0 | Constrained, otherwise capacity available =47 kW | --> | C15 ex DRUMQUIN | Drumquin [T42] | ENNIS |  | 52.735 | -9.2141
0524345 | MV/LV Substation LI***4345 |  | 10 kV | _ | LV | 200 kVA :Kiosk Substation | 0.2 | --> | 0.2 | 0.122 | 10.9 |  | --> | 0.19 | 0 | 0 | 0.179 | 0 |  | --> | C18 ex MULLINGAR | Mullingar [T101,T102] | MULLINGAR |  | 53.521 | -7.3598
127327Y | MV/LV Substation HO***327Y |  | 10 kV | _ | LV | 50 kVA :Pole Substation | 0.05 | --> | 0.05 | 0 | 0 | Constrained, otherwise capacity available =50 kVA | --> | 0.048 | 0 | 0 | 0 | 0 | Constrained, otherwise capacity available =48 kW | --> | C12 ex LOUGHTAGALLA | Loughtagalla [T41,T42] | THURLES |  | 52.6171 | -7.7746
082741X | MV/LV Substation KI***741X |  | 20 kV | _ | LV | 50 kVA :Pole Substation | 0.05 | --> | 0.05 | 0 | 0 | Constrained, otherwise capacity available =29 kVA | --> | 0.048 | 0 | 0 | 0 | 0 | Constrained, otherwise capacity available =45 kW | --> | E17 ex ACADEMY STREET | Academy Street [T421,T422,T44] | NAVAN |  | 53.5583 | -6.6567
288194 | MV/LV Substation BA***194 |  | 10 kV | _ | LV | 200 kVA :Kiosk Substation | 0.2 | --> | 0.2 | 0 | 0 | Constrained, otherwise capacity available =155 kVA | --> | 0.19 | 0 | 0.043 | 0.152 | 0 |  | --> | C25 ex DUNDRUM | Dundrum [T41,T42] | BLACKROCK |  | 53.2826 | -6.2474
139072Z | MV/LV Substation RE***072Z |  | 10 kV | _ | LV | 50 kVA :Pole Substation | 0.05 | --> | 0.05 | 0.044 | 2.68 |  | --> | 0.048 | 0 | 0 | 0 | 0 | Constrained, otherwise capacity available =47 kW | --> | C17 ex OLDCASTLE | Oldcastle [T41,T422] | MULLINGAR |  | 53.7915 | -7.138
288155X | MV/LV Substation RO***155X |  | 10 kV | _ | LV | 400 kVA :Building Structure | 0.4 | --> | 0.4 | 0 | 0 | Constrained, otherwise capacity available =316 kVA | --> | 0.38 | 0 | 0 | 0.368 | 0 |  | --> | C19 ex SANDYFORD | Sandyford [T41,T42] | CARRICKMINES |  | 53.2696 | -6.2417
015087 | MV/LV Substation HO***087 |  | 10 kV | _ | LV | 400 kVA :Kiosk Substation | 0.4 | --> | 0.4 | 0.35 | 12.6 |  | --> | 0.38 | 0 | 0.022 | 0.357 | 0 |  | --> | C12 ex MONREAD | Monread [T101,T102] | MONREAD |  | 53.2238 | -6.6593
058552Y | MV/LV Substation KE***552Y |  | 10 kV | _ | LV | 50 kVA :Pole Substation | 0.05 | --> | 0.05 | 0.05 | 3 |  | --> | 0.048 | 0 | 0 | 0 | 0 | Constrained, otherwise capacity available =48 kW | --> | C25 ex NENAGH | Nenagh [T41,T42] | NENAGH |  | 52.8604 | -8.1637
164791X | MV/LV Substation LI***791X |  | 10 kV | _ | LV | 50 kVA :Pole Substation | 0.05 | --> | 0.05 | 0 | 0 | Constrained, otherwise capacity available =49 kVA | --> | 0.048 | 0 | 0 | 0 | 0 | Constrained, otherwise capacity available =47 kW | --> | C15 ex SKIBBEREEN | Skibbereen [T41,T42] | DUNMANWAY |  | 51.5369 | -9.2847
011554Z | MV/LV Substation ST***554Z |  | 10 kV | _ | LV | 200 kVA :Kiosk Substation | 0.2 | --> | 0.2 | 0.037 | 0.04 | Constrained, otherwise capacity available =172 kVA | --> | 0.19 | 0 | 0 | 0 | 0 | Constrained, otherwise capacity available =186 kW | --> | C11 ex CALLAN | Callan [T41,T42] | KILKENNY |  | 52.55 | -7.383
066077Y | MV/LV Substation LI***077Y |  | 10 kV | _ | LV | 400 kVA :Building Structure | 0.4 | --> | 0.4 | 0 | 0 | Constrained, otherwise capacity available =233 kVA | --> | 0.38 | 0 | 0.16 | 0 | 0 | Constrained, otherwise capacity available =238 kW | --> | E17 ex GLASMORE | Glasmore [T421,T422] | GLASMORE |  | 53.4491 | -6.2237
066216 | MV/LV Substation WE***216 |  | 10 kV | _ | LV | 400 kVA :Kiosk Substation | 0.4 | --> | 0.4 | 0 | 0 | Constrained, otherwise capacity available =280 kVA | --> | 0.38 | 0 | 0.024 | 0.346 | 0 |  | --> | C18 ex SUTTON | Sutton [T41,T42] | GRANGE (DR) |  | 53.3989 | -6.1295
068551 | MV/LV Substation BE***551 |  | 10 kV | _ | LV | 630 kVA :Kiosk Substation | 0.63 | --> | 0.63 | 0 | 0 | Constrained, otherwise capacity available =296 kVA | --> | 0.598 | 0 | 0.002 | 0.5 | 0 |  | --> | C11 ex DRUMCONDRA | Drumcondra [T41,T42] | MCDERMOTT |  | 53.3592 | -6.258
120225 | MV/LV Substation BU***225 |  | 20 kV | _ | LV | 200 kVA :Pole Substation | 0.2 | --> | 0.2 | 0 | 0 | Constrained, otherwise capacity available =177 kVA | --> | 0.19 | 0 | 0.015 | 0 | 0 | Constrained, otherwise capacity available =176 kW | --> | E18 ex EDENDERRY | Edenderry [T421,T422] | BLAKE |  | 53.3385 | -7.0566
065518X | MV/LV Substation PU***518X |  | 20 kV | _ | LV | 50 kVA :Pole Substation | 0.05 | --> | 0.05 | 0 | 0 | Constrained, otherwise capacity available =40 kVA | --> | 0.048 | 0 | 0 | 0 | 0 | Constrained, otherwise capacity available =46 kW | --> | E23 ex BALTRASNA | Baltrasna [T121,T122] | BALTRASNA |  | 53.5883 | -6.4285
007050 | MV/LV Substation CE***050 |  | 10 kV | _ | LV | 400 kVA :Building Structure | 0.4 | --> | 0.4 | 0 | 0 | Constrained, otherwise capacity available =277 kVA | --> | 0.38 | 0 | 0.031 | 0 | 0 | Constrained, otherwise capacity available =340 kW | --> | C17 ex MULGANNON | Mulgannon [T41,T42] | WEXFORD |  | 52.3279 | -6.4503
028023 | MV/LV Substation VE***023 |  | 10 kV | _ | LV | 200 kVA :Kiosk Substation | 0.2 | --> | 0.2 | 0.091 | 19.7 |  | --> | 0.19 | 0 | 0.014 | 0.164 | 0 |  | --> | C14 ex COW CROSS | Cow Cross [T102,T41] | COW CROSS |  | 51.8557 | -8.2796
293967Z | MV/LV Substation C ***967Z |  | 20 kV | _ | LV | 100 kVA :Pole Substation | 0.1 | --> | 0.1 | 0 | 0 | Constrained, otherwise capacity available =92 kVA | --> | 0.095 | 0 | 0.005 | 0 | 0 | Constrained, otherwise capacity available =90 kW | --> | E13 ex BALTINGLASS | Baltinglass [T421,T422] | STRATFORD |  | 52.9132 | -6.8432
011388Z | MV/LV Substation BU***388Z |  | 10 kV | _ | LV | 50 kVA :Pole Substation | 0.05 | --> | 0.05 | 0 | 0 | Constrained, otherwise capacity available =38 kVA | --> | 0.048 | 0 | 0.02 | 0 | 0 | Constrained, otherwise capacity available =31 kW | --> | C17 ex ROSEHILL | Rosehill [T41,T42] | KILKENNY |  | 52.5683 | -7.2796
210289Y | MV/LV Substation MA***289Y |  | 10 kV | _ | LV | 100 kVA :Pole Substation | 0.1 | --> | 0.1 | 0 | 0 | Constrained, otherwise capacity available =91 kVA | --> | 0.095 | 0 | 0.01 | 0 | 0 | Constrained, otherwise capacity available =86 kW | --> | C21 ex CARRICKMACROSS | Carrickmacross [T41,T42] | MEATH HILL |  | 53.9707 | -6.7189
256025X | MV/LV Substation BA***025X |  | 20 kV | _ | LV | 50 kVA :Pole Substation | 0.05 | --> | 0.05 | 0.044 | 1.28 |  | --> | 0.048 | 0 | 0 | 0 | 0 | Constrained, otherwise capacity available =47 kW | --> | C22 ex CASTLEREA | Castlerea [T41,T42] | CARRICK ON SHANNON |  | 53.8365 | -8.3789
093024 | MV/LV Substation SH***024 |  | 10 kV | _ | LV | 630 kVA :Building Structure | 0.63 | --> | 0.63 | 0.5 | 2.86 |  | --> | 0.598 | 0 | 0.034 | 0.5 | 0 |  | --> | C20 ex BALLYMUN | Ballymun [T41,T42] | FINGLAS |  | 53.3888 | -6.2557
007777Y | MV/LV Substation RO***777Y |  | 10 kV | _ | LV | 50 kVA :Pole Substation | 0.05 | --> | 0.05 | 0.049 | 1.4 |  | --> | 0.048 | 0 | 0 | 0 | 0 | Constrained, otherwise capacity available =47 kW | --> | E18 ex KILLINICK | Killinick [T421,T422] | WEXFORD |  | 52.2923 | -6.3952
018276 | MV/LV Substation KE***276 |  | 20 kV | _ | LV | 50 kVA :Pole Substation | 0.05 | --> | 0.05 | 0.041 | 3.75 |  | --> | 0.048 | 0 | 0 | 0 | 0 | Constrained, otherwise capacity available =46 kW | --> | C14 ex SMEARLA | Smearla [T41,T42] | TRIEN |  | 52.4697 | -9.3712
116037 | MV/LV Substation HO***037 |  | 10 kV | _ | LV | 400 kVA :Kiosk Substation | 0.4 | --> | 0.4 | 0.359 | 7.32 |  | --> | 0.38 | 0 | 0 | 0.374 | 0 |  | --> | C11 ex CARROWBEG | Carrowbeg [T41,T42] | CARROWBEG |  | 53.8018 | -9.5279
015376 | MV/LV Substation NA***376 |  | 10 kV | _ | LV | 1000 kVA :Building Structure | 1 | --> | 1 | 0 | 0 | Constrained, otherwise capacity available =1000 kVA | --> | 0.95 | 0 | 0 | 0 | 0 | Constrained, otherwise capacity available =950 kW | --> | C14 ex NAAS | Naas [T41,T42] | KILTEEL |  | 53.2171 | -6.6617
037849X | MV/LV Substation TH***849X |  | 10 kV | _ | LV | 400 kVA :Kiosk Substation | 0.4 | --> | 0.4 | 0.22 | 13.05 |  | --> | 0.38 | 0 | 0.031 | 0.332 | 0 |  | --> | C18 ex ENNIS | Ennis [T101,T102] | ENNIS |  | 52.8522 | -8.9623
093143Z | MV/LV Substation NO***143Z |  | 10 kV | _ | LV | 630 kVA :Building Structure | 0.63 | --> | 0.63 | 0 | 0 | Constrained, otherwise capacity available =622 kVA | --> | 0.598 | 0 | 0 | 0.5 | 0 |  | --> | C27 ex POPPINTREE | Poppintree [T101,T102] | FINGLAS |  | 53.4015 | -6.3149
433437X | MV/LV Substation LY***437X |  | 10 kV | _ | LV | 400 kVA :Kiosk Substation | 0.4 | --> | 0.4 | 0 | 0 | Constrained, otherwise capacity available =400 kVA | --> | 0.38 | 0 | 0 | 0 | 0 | Constrained, otherwise capacity available =380 kW | --> | C15 ex BALLAGHADERREEN | Ballaghaderreen [T41,T42] | TONROE |  | 53.8971 | -8.5688
020512X | MV/LV Substation SC***512X |  | 10 kV | _ | LV | 50 kVA :Pole Substation | 0.05 | --> | 0.05 | 0 | 0 | Constrained, otherwise capacity available =39 kVA | --> | 0.048 | 0 | 0 | 0 | 0 | Constrained, otherwise capacity available =46 kW | --> | C17 ex COOLCORCORAN | Coolcorcoran [T41,T42] | KNOCKEARAGH |  | 52.1405 | -9.553
005115Y | MV/LV Substation CL***115Y |  | 20 kV | _ | LV | 50 kVA :Pole Substation | 0.05 | --> | 0.05 | 0.05 | 17.8 |  | --> | 0.048 | 0 | 0 | 0.047 | 0 |  | --> | E22 ex BANOGE | Banoge [T121,T122] | BANOGE |  | 52.6415 | -6.3478
0824346 | MV/LV Substation RU***4346 |  | 10 kV | _ | LV | 630 kVA :Kiosk Substation | 0.63 | --> | 0.63 | 0.5 | 2.01 |  | --> | 0.598 | 0 | 0.024 | 0 | 0 | Constrained, otherwise capacity available =564 kW | --> | C12 ex ABBEYLAND | Abbeyland [T41,T42] | NAVAN |  | 53.6577 | -6.671
127630X | MV/LV Substation PA***630X |  | 10 kV | _ | LV | 630 kVA :Kiosk Substation | 0.63 | --> | 0.63 | 0.449 | 5.89 |  | --> | 0.598 | 0 | 0.005 | 0 | 0 | Constrained, otherwise capacity available =570 kW | --> | C20 ex CASHEL | Cashel [T41,T42] | CAHIR |  | 52.5168 | -7.8885
035009Y | MV/LV Substation AR***009Y |  | 20 kV | _ | LV | 100 kVA :Pole Substation | 0.1 | --> | 0.1 | 0.083 | 0.49 |  | --> | 0.095 | 0 | 0 | 0 | 0 | Constrained, otherwise capacity available =93 kW | --> | E15 ex ARDFINNAN | Ardfinnan [T421] | CAHIR |  | 52.3096 | -7.8786
238713 | MV/LV Substation CU***713 |  | 20 kV | _ | LV | 100 kVA :Pole Substation | 0.1 | --> | 0.1 | 0 | 0 | Constrained, otherwise capacity available =89 kVA | --> | 0.095 | 0 | 0 | 0 | 0 | Constrained, otherwise capacity available =93 kW | --> | E18 ex BALLINROBE | Ballinrobe [T421,T422] | DALTON |  | 53.6665 | -9.3506
009169Y | MV/LV Substation IE***169Y |  | 10 kV | _ | LV | 630 kVA :Building Structure | 0.63 | --> | 0.63 | 0.5 | 0.95 |  | --> | 0.598 | 0 | 0 | 0 | 0 | Constrained, otherwise capacity available =598 kW | --> | C22 ex TYCOR | Tycor [T41,T42] | WATERFORD |  | 52.2583 | -7.1474
015834Z | MV/LV Substation TI***834Z |  | 10 kV | _ | LV | 50 kVA :Pole Substation | 0.05 | --> | 0.05 | 0 | 0 | Constrained, otherwise capacity available =50 kVA | --> | 0.048 | 0 | 0 | 0 | 0 | Constrained, otherwise capacity available =48 kW | --> | E18 ex BLESSINGTON | Blessington [T421,T422] | KILTEEL |  | 53.2151 | -6.4712
253134 | MV/LV Substation CU***134 |  | 20 kV | _ | LV | 630 kVA :Kiosk Substation | 0.63 | --> | 0.63 | 0 | 0 | Constrained, otherwise capacity available =479 kVA | --> | 0.598 | 0 | 0 | 0 | 0 | Constrained, otherwise capacity available =598 kW | --> | E17 ex HEADFORD | Headford [T41,T42] | CLOON |  | 53.4448 | -8.9872
065006 | MV/LV Substation SK***006 |  | 10 kV | _ | LV | 100 kVA :Pole Substation | 0.1 | --> | 0.1 | 0 | 0 | Constrained, otherwise capacity available =74 kVA | --> | 0.095 | 0 | 0 | 0 | 0 | Constrained, otherwise capacity available =91 kW | --> | C16 ex LOUGHSHINNY | Loughshinny [T41,T42] | GLASMORE |  | 53.5649 | -6.1145
008756 | MV/LV Substation GO***756 |  | 10 kV | _ | LV | 50 kVA :Pole Substation | 0.05 | --> | 0.05 | 0 | 0 | Constrained, otherwise capacity available =41 kVA | --> | 0.048 | 0 | 0 | 0 | 0 | Constrained, otherwise capacity available =46 kW | --> | E11 ex KNOCKMULLEN | Knockmullen [T42,T421] | GREAT ISLAND |  | 52.4393 | -6.8648
052524 | MV/LV Substation RA***524 |  | 10 kV | _ | LV | 50 kVA :Pole Substation | 0.05 | --> | 0.05 | 0 | 0 | Constrained, otherwise capacity available =29 kVA | --> | 0.048 | 0 | 0 | 0 | 0 | Constrained, otherwise capacity available =45 kW | --> | C23 ex BALLINDERRY | Ballinderry [T41,T422] | MULLINGAR |  | 53.5458 | -7.2941
081601X | MV/LV Substation MA***601X |  | 10 kV | _ | LV | 1000 kVA :Building Structure | 1 | --> | 1 | 0 | 0 | Constrained, otherwise capacity available =662 kVA | --> | 0.95 | 0 | 0.031 | 0.5 | 0 |  | --> | C28 ex CLONDALKIN | Clondalkin [T41,T42,T44] | INCHICORE 220KV |  | 53.3347 | -6.3893
023831X | MV/LV Substation KI***831X |  | 20 kV | _ | LV | 50 kVA :Pole Substation | 0.05 | --> | 0.05 | 0 | 0 | Constrained, otherwise capacity available =36 kVA | --> | 0.048 | 0 | 0 | 0 | 0 | Constrained, otherwise capacity available =46 kW | --> | C14 ex FERMOY NORTH | Fermoy North [T41,T42] | BARRYMORE |  | 52.1737 | -8.2257
013960Y | MV/LV Substation BR***960Y |  | 20 kV | _ | LV | 200 kVA :Kiosk Substation | 0.2 | --> | 0.2 | 0.121 | 0.12 | Constrained, otherwise capacity available =166 kVA | --> | 0.19 | 0 | 0.005 | 0.182 | 0 |  | --> | C12 ex ATHY | Athy [T101,T102] | ATHY |  | 52.9809 | -6.9673
015911Y | MV/LV Substation OL***911Y |  | 10 kV | _ | LV | 200 kVA :Kiosk Substation | 0.2 | --> | 0.2 | 0.019 | 12.6 |  | --> | 0.19 | 0 | 0.055 | 0.123 | 0 |  | --> | C19 ex MONREAD | Monread [T101,T102] | MONREAD |  | 53.2343 | -6.6609
154390 | MV/LV Substation DR***390 |  | 10 kV | _ | LV | 400 kVA :Kiosk Substation | 0.4 | --> | 0.4 | 0 | 0 | Constrained, otherwise capacity available =350 kVA | --> | 0.38 | 0 | 0 | 0.373 | 0 |  | --> | C14 ex MACETOWN | Macetown [T101,T102] | MACETOWN |  | 53.4053 | -6.3908
064409Z | MV/LV Substation TU***409Z |  | 10 kV | _ | LV | 400 kVA :Kiosk Substation | 0.4 | --> | 0.4 | 0 | 0 | Constrained, otherwise capacity available =336 kVA | --> | 0.38 | 0 | 0.012 | 0 | 0 | Constrained, otherwise capacity available =362 kW | --> | C18 ex DRYBRIDGE | Drybridge [T41,T42] | DRYBRIDGE |  | 53.7225 | -6.3886
014591 | MV/LV Substation BR***591 |  | 10 kV | _ | LV | 200 kVA :Pole Substation | 0.2 | --> | 0.2 | 0.151 | 0.63 |  | --> | 0.19 | 0 | 0.025 | 0 | 0 | Constrained, otherwise capacity available =165 kW | --> | C16 ex KILCULLEN | Kilcullen [T41,T42,T424] | STRATFORD |  | 53.1344 | -6.8406
350044 | MV/LV Substation MA***044 |  | 10 kV | _ | LV | 400 kVA :Kiosk Substation | 0.4 | --> | 0.4 | 0.345 | 1.57 |  | --> | 0.38 | 0 | 0.004 | 0 | 0 | Constrained, otherwise capacity available =369 kW | --> | C15 ex BUNDORAN | Bundoran [T41,T42] | CATHALEENS FALL |  | 54.4756 | -8.3046
081539X | MV/LV Substation AS***539X |  | 10 kV | _ | LV | 400 kVA :Kiosk Substation | 0.4 | --> | 0.4 | 0.259 | 7.91 |  | --> | 0.38 | 0 | 0.027 | 0.34 | 0 |  | --> | C22 ex PELLETSTOWN | Pelletstown [T101,T102] | FINGLAS |  | 53.38 | -6.3682
026968Y | MV/LV Substation AN***968Y |  | 20 kV | _ | LV | 200 kVA :Kiosk Substation | 0.2 | --> | 0.2 | 0 | 0 | Constrained, otherwise capacity available =129 kVA | --> | 0.19 | 0 | 0 | 0 | 0 | Constrained, otherwise capacity available =180 kW | --> | C17 ex KINSALE | Kinsale [T41,T42] | BANDON |  | 51.8036 | -8.5715
210529X | MV/LV Substation TU***529X |  | 10 kV | _ | LV | 50 kVA :Pole Substation | 0.05 | --> | 0.05 | 0 | 0 | Constrained, otherwise capacity available =44 kVA | --> | 0.048 | 0 | 0.002 | 0 | 0 | Constrained, otherwise capacity available =45 kW | --> | C21 ex CARRICKMACROSS | Carrickmacross [T41,T42] | MEATH HILL |  | 53.9583 | -6.7112
039137X | MV/LV Substation CL***137X |  | 10 kV | _ | LV | 50 kVA :Pole Substation | 0.05 | --> | 0.05 | 0.041 | 11.03 |  | --> | 0.048 | 0 | 0.005 | 0.043 | 0 |  | --> | C28 ex SALTHILL | Salthill [T101,T102] | SALTHILL |  | 53.2485 | -9.1891
073875 | MV/LV Substation MO***875 |  | 20 kV | _ | LV | 50 kVA :Pole Substation | 0.05 | --> | 0.05 | 0 | 0 | Constrained, otherwise capacity available =47 kVA | --> | 0.048 | 0 | 0 | 0 | 0 | Constrained, otherwise capacity available =47 kW | --> | C16 ex MOATE | Moate [T41,T42] | ATHLONE |  | 53.4048 | -7.7161
0214044 | MV/LV Substation OR***4044 |  | 20 kV | _ | LV | 50 kVA :Pole Substation | 0.05 | --> | 0.05 | 0 | 0 | Constrained, otherwise capacity available =49 kVA | --> | 0.048 | 0 | 0 | 0.047 | 0 |  | --> | C11 ex RIVERSTOWN | Riverstown [T41,T42] | KILBARRY |  | 52.0105 | -8.3558
176666 | MV/LV Substation KI***666 |  | 20 kV | _ | LV | 50 kVA :Pole Substation | 0.05 | --> | 0.05 | 0 | 0 | Constrained, otherwise capacity available =48 kVA | --> | 0.048 | 0 | 0 | 0 | 0 | Constrained, otherwise capacity available =47 kW | --> | E12 ex MACROOM | Macroom [T422] | MACROOM |  | 51.9376 | -8.9771
059546X | MV/LV Substation LA***546X |  | 10 kV | _ | LV | 100 kVA :Pole Substation | 0.1 | --> | 0.1 | 0 | 0 | Constrained, otherwise capacity available =100 kVA | --> | 0.095 | 0 | 0 | 0 | 0 | Constrained, otherwise capacity available =95 kW | --> | C20 ex CAVAN | Cavan [T42,T421] | SHANKILL |  | 53.9676 | -7.2302
034345Y | MV/LV Substation SH***345Y |  | 10 kV | _ | LV | 630 kVA :Building Structure | 0.63 | --> | 0.63 | 0.5 | 0.95 |  | --> | 0.598 | 0 | 0 | 0 | 0 | Constrained, otherwise capacity available =588 kW | --> | C17 ex SPA ROAD | Spa Road [T41,T42] | DOON |  | 52.3542 | -7.6908
004335Y | MV/LV Substation OA***335Y |  | 10 kV | _ | LV | 400 kVA :Kiosk Substation | 0.4 | --> | 0.4 | 0.332 | 18.08 |  | --> | 0.38 | 0 | 0.016 | 0.359 | 0 |  | --> | C22 ex ARKLOW | Arklow [T101,T102] | ARKLOW |  | 52.7939 | -6.1708
136889Y | MV/LV Substation SE***889Y |  | 20 kV | _ | LV | 50 kVA :Pole Substation | 0.05 | --> | 0.05 | 0 | 0 | Constrained, otherwise capacity available =50 kVA | --> | 0.048 | 0 | 0 | 0 | 0 | Constrained, otherwise capacity available =48 kW | --> | C18 ex ROSCOMMON | Roscommon [T41,T42] | LANESBORO |  | 53.5419 | -8.0499
161016 | MV/LV Substation HI***016 |  | 20 kV | _ | LV | 200 kVA :Pole Substation | 0.2 | --> | 0.2 | 0 | 0 | Constrained, otherwise capacity available =175 kVA | --> | 0.19 | 0 | 0 | 0 | 0 | Constrained, otherwise capacity available =187 kW | --> | C12 ex SPIDDAL |  |  |  | 53.2471 | -9.3636
029760Y | MV/LV Substation ID***760Y |  | 10 kV | _ | LV | 200 kVA :Kiosk Substation | 0.2 | --> | 0.2 | 0 | 0 | Constrained, otherwise capacity available =164 kVA | --> | 0.19 | 0 | 0 | 0 | 0 | Constrained, otherwise capacity available =185 kW | --> | C18 ex KILLACLOYNE | Killacloyne [T41,T42] | MIDLETON |  | 51.9133 | -8.2821
0214214 | MV/LV Substation MA***4214 |  | 10 kV | _ | LV | 400 kVA :Kiosk Substation | 0.4 | --> | 0.4 | 0 | 0 | Constrained, otherwise capacity available =395 kVA | --> | 0.38 | 0 | 0 | 0 | 0 | Constrained, otherwise capacity available =379 kW | --> | C13 ex COW CROSS |  |  |  | 51.8745 | -8.3254
144508X | MV/LV Substation CO***508X |  | 10 kV | _ | LV | 50 kVA :Pole Substation | 0.05 | --> | 0.05 | 0.044 | 2.78 |  | --> | 0.048 | 0 | 0.016 | 0 | 0 | Constrained, otherwise capacity available =35 kW | --> | E16 ex BALLYRAGGET | Ballyragget [T421,T422] | BALLYRAGGET |  | 52.813 | -7.3399
093428Z | MV/LV Substation BA***428Z |  | 10 kV | _ | LV | 1000 kVA :Building Structure | 1 | --> | 1 | 0 | 0 | Constrained, otherwise capacity available =826 kVA | --> | 0.95 | 0 | 0 | 0.5 | 0 |  | --> | C18 ex POPPINTREE | Poppintree [T101,T102] | FINGLAS |  | 53.3973 | -6.2626
0604063 | MV/LV Substation TA***4063 |  | 10 kV | _ | LV | 100 kVA :Pole Substation | 0.1 | --> | 0.1 | 0.1 | 2.57 |  | --> | 0.095 | 0 | 0 | 0 | 0 | Constrained, otherwise capacity available =95 kW | --> | C17 ex ERRIGAL | Errigal [T41,T422] | SHANKILL |  | 54.1089 | -7.1664
053677Y | MV/LV Substation TA***677Y |  | 10 kV | _ | LV | 400 kVA :Kiosk Substation | 0.4 | --> | 0.4 | 0 | 0 | Constrained, otherwise capacity available =352 kVA | --> | 0.38 | 0 | 0 | 0.373 | 0 |  | --> | C17 ex CLONMINCH | Clonminch [T41,T422] | THORNSBERRY |  | 53.273 | -7.495
176789X | MV/LV Substation CA***789X |  | 20 kV | _ | LV | 50 kVA :Pole Substation | 0.05 | --> | 0.05 | 0.043 | 18.78 |  | --> | 0.048 | 0 | 0 | 0.046 | 0 |  | --> | E13 ex HARTNETTS CROSS | Hartnetts Cross [T121,T422] | HARTNETTS CROSS |  | 51.8761 | -9.246
0344211 | MV/LV Substation ME***4211 |  | 10 kV | _ | LV | 630 kVA :Kiosk Substation | 0.63 | --> | 0.63 | 0.5 | 5.88 |  | --> | 0.598 | 0 | 0.005 | 0 | 0 | Constrained, otherwise capacity available =589 kW | --> | C11 ex ARDGEEHA | Ardgeeha [T41,T42] | DOON |  | 52.359 | -7.7065
0664046 | MV/LV Substation TH***4046 |  | 10 kV | _ | LV | 100 kVA :Pole Substation | 0.1 | --> | 0.1 | 0 | 0 | Constrained, otherwise capacity available =95 kVA | --> | 0.095 | 0 | 0 | 0 | 0 | Constrained, otherwise capacity available =94 kW | --> | E11 ex ASHBOURNE | Ashbourne [T421,T422] | FINGLAS |  | 53.4632 | -6.3521
0634071 | MV/LV Substation GL***4071 |  | 10 kV | _ | LV | 50 kVA :Pole Substation | 0.05 | --> | 0.05 | 0 | 0 | Constrained, otherwise capacity available =37 kVA | --> | 0.048 | 0 | 0 | 0 | 0 | Constrained, otherwise capacity available =46 kW | --> | C15 ex BALLYBAILIE | Ballybailie [T41,T42] | DUNDALK |  | 53.8682 | -6.5445
067213X | MV/LV Substation BA***213X |  | 20 kV | _ | LV | 50 kVA :Pole Substation | 0.05 | --> | 0.05 | 0 | 0 | Constrained, otherwise capacity available =32 kVA | --> | 0.048 | 0 | 0.013 | 0.035 | 0 |  | --> | C11 ex RAHEEN | Raheen [T41,T42] | LIMERICK |  | 52.6428 | -8.7213
067266X | MV/LV Substation PR***266X |  | 20 kV | _ | LV | 100 kVA :Pole Substation | 0.1 | --> | 0.1 | 0 | 0 | Constrained, otherwise capacity available =71 kVA | --> | 0.095 | 0 | 0 | 0 | 0 | Constrained, otherwise capacity available =91 kW | --> | C15 ex GILLOGUE | Gillogue [T41,T42] | ARDNACRUSHA |  | 52.7 | -8.5298
281058X | MV/LV Substation PI***058X |  | 10 kV | _ | LV | 400 kVA :Kiosk Substation | 0.4 | --> | 0.4 | 0 | 0 | Constrained, otherwise capacity available =258 kVA | --> | 0.38 | 0 | 0.012 | 0 | 0 | Constrained, otherwise capacity available =351 kW | --> | C16 ex DOUGLAS | Douglas [T41,T42] | TRABEG |  | 51.8894 | -8.4192
235240 | MV/LV Substation CA***240 |  | 20 kV | _ | LV | 200 kVA :Pole Substation | 0.2 | --> | 0.2 | 0 | 0 | Constrained, otherwise capacity available =173 kVA | --> | 0.19 | 0 | 0 | 0 | 0 | Constrained, otherwise capacity available =186 kW | --> | E11 ex BEALNABLATH | Bealnablath [T421] | BANDON |  | 51.8466 | -8.8038
154066 | MV/LV Substation BL***066 |  | 10 kV | _ | LV | 400 kVA :Kiosk Substation | 0.4 | --> | 0.4 | 0.352 | 7.91 |  | --> | 0.38 | 0 | 0.031 | 0.35 | 0 |  | --> | C23 ex PELLETSTOWN | Pelletstown [T101,T102] | FINGLAS |  | 53.3838 | -6.3703
068382X | MV/LV Substation BE***382X |  | 10 kV | _ | LV | 1000 kVA :Building Structure | 1 | --> | 1 | 0.5 | 2.6 |  | --> | 0.95 | 0 | 0 | 0.5 | 0 |  | --> | C18 ex WOLFE TONE STREET | Wolfe Tone Street [T101,T102] | FINGLAS |  | 53.3582 | -6.268
0514214 | MV/LV Substation SK***4214 |  | 20 kV | _ | LV | 50 kVA :Pole Substation | 0.05 | --> | 0.05 | 0.05 | 2.22 |  | --> | 0.048 | 0 | 0 | 0.048 | 0 |  | --> | E12 ex CLARA | Clara [T421,T422] | THORNSBERRY |  | 53.3661 | -7.4723
069428 | MV/LV Substation RA***428 |  | 10 kV | _ | LV | 630 kVA :Kiosk Substation | 0.63 | --> | 0.63 | 0.168 | 7.75 |  | --> | 0.598 | 0 | 0.057 | 0.49 | 0 |  | --> | C22 ex MILLTOWN (DR) | Milltown (dr) [T101,T102] | INCHICORE 220KV |  | 53.3133 | -6.2742
196154 | MV/LV Substation WI***154 |  | 10 kV | _ | LV | 100 kVA :Pole Substation | 0.1 | --> | 0.1 | 0 | 0 | Constrained, otherwise capacity available =31 kVA | --> | 0.095 | 0 | 0.006 | 0 | 0 | Constrained, otherwise capacity available =81 kW | --> | C18 ex ATHBOY | Athboy [T42] | NAVAN |  | 53.619 | -6.9253
066988 | MV/LV Substation NI***988 |  | 20 kV | _ | LV | 50 kVA :Pole Substation | 0.05 | --> | 0.05 | 0 | 0 | Constrained, otherwise capacity available =50 kVA | --> | 0.048 | 0 | 0 | 0 | 0 | Constrained, otherwise capacity available =48 kW | --> | E16 ex ASHBOURNE | Ashbourne [T421,T422] | FINGLAS |  | 53.4967 | -6.3829
0664369 | MV/LV Substation MA***4369 |  | 10 kV | _ | LV | 630 kVA :Building Structure | 0.63 | --> | 0.63 | 0 | 0 | Constrained, otherwise capacity available =474 kVA | --> | 0.598 | 0 | 0.01 | 0.5 | 0 |  | --> | C20 ex COLLINSTOWN | Collinstown [T41,T42] | GRANGE (DR) |  | 53.4428 | -6.216
063536X | MV/LV Substation DE***536X |  | 10 kV | _ | LV | 100 kVA :Pole Substation | 0.1 | --> | 0.1 | 0 | 0 | Constrained, otherwise capacity available =85 kVA | --> | 0.095 | 0 | 0.002 | 0 | 0 | Constrained, otherwise capacity available =92 kW | --> | C19 ex BALLYBAILIE | Ballybailie [T41,T42] | DUNDALK |  | 53.863 | -6.5461
152793 | MV/LV Substation R/***793 |  | 20 kV | _ | LV | 50 kVA :Pole Substation | 0.05 | --> | 0.05 | 0 | 0 | Constrained, otherwise capacity available =44 kVA | --> | 0.048 | 0 | 0 | 0 | 0 | Constrained, otherwise capacity available =47 kW | --> | E31 ex CAPPAMORE | Cappamore [T41,T42] | ARDNACRUSHA |  | 52.687 | -8.2357
417147 | MV/LV Substation GA***147 |  | 20 kV | _ | LV | 50 kVA :Pole Substation | 0.05 | --> | 0.05 | 0.043 | 8.5 |  | --> | 0.048 | 0 | 0 | 0 | 0 | Constrained, otherwise capacity available =47 kW | --> | E12 ex ARIGNA | Arigna [T121] | ARIGNA |  | 54.1674 | -8.1349
2934502 | MV/LV Substation HO***4502 |  | 20 kV | _ | LV | 200 kVA :Kiosk Substation | 0.2 | --> | 0.2 | 0 | 0 | Constrained, otherwise capacity available =200 kVA | --> | 0.19 | 0 | 0 | 0 | 0 | Constrained, otherwise capacity available =190 kW | --> | E11 ex BALTINGLASS |  |  |  | 52.9367 | -6.6928
256234X | MV/LV Substation CR***234X |  | 20 kV | _ | LV | 50 kVA :Pole Substation | 0.05 | --> | 0.05 | 0.045 | 1.28 |  | --> | 0.048 | 0 | 0 | 0 | 0 | Constrained, otherwise capacity available =47 kW | --> | C22 ex CASTLEREA | Castlerea [T41,T42] | CARRICK ON SHANNON |  | 53.7436 | -8.5461
0934181 | MV/LV Substation RA***4181 |  | 10 kV | _ | LV | 630 kVA :Kiosk Substation | 0.63 | --> | 0.63 | 0 | 0 | Constrained, otherwise capacity available =523 kVA | --> | 0.598 | 0 | 0.01 | 0.5 | 0 |  | --> | C12 ex GRANGE (DR) | Grange (dr) [T41,T42] | GRANGE (DR) |  | 53.4005 | -6.1456
160577X | MV/LV Substation WA***577X |  | 20 kV | _ | LV | 200 kVA :Pole Substation | 0.2 | --> | 0.2 | 0 | 0 | Constrained, otherwise capacity available =147 kVA | --> | 0.19 | 0 | 0 | 0 | 0 | Constrained, otherwise capacity available =183 kW | --> | C23 ex PORTARLINGTON | Portarlington [T43] | BLAKE |  | 53.1534 | -7.1597
049227Z | MV/LV Substation FL***227Z |  | 10 kV | _ | LV | 630 kVA :Kiosk Substation | 0.63 | --> | 0.63 | 0.213 | 0.21 | Constrained, otherwise capacity available =579 kVA | --> | 0.598 | 0 | 0 | 0 | 0 | Constrained, otherwise capacity available =597 kW | --> | E19 ex LONGFORD | Longford [T421,T422] | RICHMOND |  | 53.7217 | -7.8121
031363 | MV/LV Substation CO***363 |  | 20 kV | _ | LV | 50 kVA :Pole Substation | 0.05 | --> | 0.05 | 0 | 0 | Constrained, otherwise capacity available =43 kVA | --> | 0.048 | 0 | 0 | 0 | 0 | Constrained, otherwise capacity available =46 kW | --> | E16 ex KILMACTHOMAS | Kilmacthomas [T421,T422] | DUNGARVAN |  | 52.1915 | -7.4144
281660Z | MV/LV Substation WA***660Z |  | 20 kV | _ | LV | 400 kVA :Kiosk Substation | 0.4 | --> | 0.4 | 0.268 | 17.47 |  | --> | 0.38 | 0 | 0.035 | 0.336 | 0 |  | --> | E11 ex COOLROE | Coolroe [T121,T122] | COOLROE |  | 51.8898 | -8.5965
139156 | MV/LV Substation RO***156 |  | 20 kV | _ | LV | 50 kVA :Pole Substation | 0.05 | --> | 0.05 | 0.035 | 2.68 |  | --> | 0.048 | 0 | 0 | 0 | 0 | Constrained, otherwise capacity available =45 kW | --> | E12 ex OLDCASTLE | Oldcastle [T41,T422] | MULLINGAR |  | 53.7956 | -7.2916
176436 | MV/LV Substation BA***436 |  | 20 kV | _ | LV | 50 kVA :Pole Substation | 0.05 | --> | 0.05 | 0 | 0 | Constrained, otherwise capacity available =43 kVA | --> | 0.048 | 0 | 0 | 0 | 0 | Constrained, otherwise capacity available =46 kW | --> | E12 ex MACROOM | Macroom [T422] | MACROOM |  | 51.9525 | -8.9547
093364 | MV/LV Substation MO***364 |  | 10 kV | _ | LV | 400 kVA :Building Structure | 0.4 | --> | 0.4 | 0 | 0 | Constrained, otherwise capacity available =125 kVA | --> | 0.38 | 0 | 0 | 0.341 | 0 |  | --> | C19 ex KILMORE | Kilmore [T101,T102,T103] | FINGLAS |  | 53.4116 | -6.238
069151 | MV/LV Substation BE***151 |  | 10 kV | _ | LV | 630 kVA :Building Structure | 0.63 | --> | 0.63 | 0.5 | 3.34 |  | --> | 0.598 | 0 | 0.01 | 0.5 | 0 |  | --> | C18 ex GREENHILLS | Greenhills [T42] | INCHICORE 220KV |  | 53.3137 | -6.3363
111061X | MV/LV Substation ST***061X |  | 10 kV | _ | LV | 200 kVA :Pole Substation | 0.2 | --> | 0.2 | 0 | 0 | Constrained, otherwise capacity available =147 kVA | --> | 0.19 | 0 | 0.009 | 0 | 0 | Constrained, otherwise capacity available =176 kW | --> | C15 ex BANTRY | Bantry [T41,T42] | BALLYLICKY |  | 51.6836 | -9.4498
064827X | MV/LV Substation TU***827X |  | 20 kV | _ | LV | 400 kVA :Kiosk Substation | 0.4 | --> | 0.4 | 0 | 0 | Constrained, otherwise capacity available =296 kVA | --> | 0.38 | 0 | 0.038 | 0 | 0 | Constrained, otherwise capacity available =337 kW | --> | C17 ex DRYBRIDGE | Drybridge [T41,T42] | DRYBRIDGE |  | 53.736 | -6.416
032349 | MV/LV Substation DU***349 |  | 20 kV | _ | LV | 400 kVA :Kiosk Substation | 0.4 | --> | 0.4 | 0 | 0 | Constrained, otherwise capacity available =349 kVA | --> | 0.38 | 0 | 0.014 | 0 | 0 | Constrained, otherwise capacity available =363 kW | --> | E13 ex KILCARRAGH | Kilcarragh [T421,T422] | BUTLERSTOWN |  | 52.1598 | -7.003
021346 | MV/LV Substation RA***346 |  | 10 kV | _ | LV | 100 kVA :Building Structure | 0.1 | --> | 0.1 | 0.053 | 4.67 |  | --> | 0.095 | 0 | 0 | 0.088 | 0 |  | --> | C17 ex CENTRE PARK ROAD | Marina [T105,T106] | MARINA |  | 51.9008 | -8.4611
017797Y | MV/LV Substation CO***797Y |  | 20 kV | _ | LV | 50 kVA :Pole Substation | 0.05 | --> | 0.05 | 0.029 | 1.58 |  | --> | 0.048 | 0 | 0 | 0 | 0 | Constrained, otherwise capacity available =44 kW | --> | C17 ex FOYNES | Foynes [T41,T42] | RATHKEALE |  | 52.5645 | -9.2645
4954016 | MV/LV Substation RT***4016 |  | 20 kV | _ | LV | 50 kVA :Pole Substation | 0.05 | --> | 0.05 | 0.05 | 1.5 |  | --> | 0.048 | 0 | 0 | 0.048 | 0 |  | --> | E17 ex ACHILL | Achill [T422] | CARROWBEG |  | 53.9574 | -10.0267
074558 | MV/LV Substation PA***558 |  | 20 kV | _ | LV | 100 kVA :Pole Substation | 0.1 | --> | 0.1 | 0 | 0 | Constrained, otherwise capacity available =74 kVA | --> | 0.095 | 0 | 0 | 0 | 0 | Constrained, otherwise capacity available =92 kW | --> | C16 ex CARRICK ON SHANNON | Carrick On Shannon [T41,T42] | CARRICK ON SHANNON |  | 53.8493 | -8.1906
233015 | MV/LV Substation CO***015 |  | 10 kV | _ | LV | 400 kVA :Kiosk Substation | 0.4 | --> | 0.4 | 0 | 0 | Constrained, otherwise capacity available =252 kVA | --> | 0.38 | 0 | 0.05 | 0 | 0 | Constrained, otherwise capacity available =322 kW | --> | C22 ex CASTLEISLAND | Castleisland [T41,T42] | TRALEE |  | 52.2324 | -9.4585
015707 | MV/LV Substation GR***707 |  | 10 kV | _ | LV | 100 kVA :Pole Substation | 0.1 | --> | 0.1 | 0 | 0 | Constrained, otherwise capacity available =93 kVA | --> | 0.095 | 0 | 0 | 0 | 0 | Constrained, otherwise capacity available =94 kW | --> | C19 ex SALLINS | Sallins [T41,T42] | GRIFFINRATH |  | 53.2868 | -6.8002
237243X | MV/LV Substation TH***243X |  | 20 kV | _ | LV | 200 kVA :Kiosk Substation | 0.2 | --> | 0.2 | 0 | 0 | Constrained, otherwise capacity available =134 kVA | --> | 0.19 | 0 | 0.037 | 0 | 0 | Constrained, otherwise capacity available =153 kW | --> | C12 ex DUNLEER | Dunleer [T41,T42] | DRYBRIDGE |  | 53.7891 | -6.2454
039135 | MV/LV Substation IN***135 |  | 10 kV | _ | LV | 630 kVA :Building Structure | 0.63 | --> | 0.63 | 0 | 0 | Constrained, otherwise capacity available =410 kVA | --> | 0.598 | 0 | 0.018 | 0.5 | 0 |  | --> | C18 ex GALWAY 110KV | Galway 110kv [T102,T103] | GALWAY 110KV |  | 53.2858 | -9.0266
095041X | MV/LV Substation BA***041X |  | 10 kV | _ | LV | 50 kVA :Pole Substation | 0.05 | --> | 0.05 | 0.038 | 0.7 |  | --> | 0.048 | 0 | 0.004 | 0 | 0 | Constrained, otherwise capacity available =43 kW | --> | C15 ex KILRUSH | Kilrush [T41,T42] | TULLABRACK |  | 52.6235 | -9.4678
068323X | MV/LV Substation MA***323X |  | 10 kV | _ | LV | 1000 kVA :Building Structure | 1 | --> | 1 | 0.5 | 14.34 |  | --> | 0.95 | 0 | 0 | 0.5 | 0 |  | --> | C24 ex NORTH QUAYS | North Quays [T101,T102,T103] | POOLBEG |  | 53.3485 | -6.2441
3774233 | MV/LV Substation CA***4233 |  | 20 kV | _ | LV | 100 kVA :Pole Substation | 0.1 | --> | 0.1 | 0 | 0 | Constrained, otherwise capacity available =100 kVA | --> | 0.095 | 0 | 0 | 0 | 0 | Constrained, otherwise capacity available =95 kW | --> | E12 ex GURRANEBANE | Gurranebane [T421,T422] | OUGHTRAGH |  | 52.016 | -10.0995
048086X | MV/LV Substation DR***086X |  | 20 kV | _ | LV | 400 kVA :Kiosk Substation | 0.4 | --> | 0.4 | 0.339 | 1.31 |  | --> | 0.38 | 0 | 0.034 | 0 | 0 | Constrained, otherwise capacity available =346 kW | --> | C14 ex ROOSKY | Roosky [T41] | RICHMOND |  | 53.8554 | -7.9236
046084X | MV/LV Substation AB***084X |  | 10 kV | _ | LV | 630 kVA :Kiosk Substation | 0.63 | --> | 0.63 | 0 | 0 | Constrained, otherwise capacity available =503 kVA | --> | 0.598 | 0 | 0 | 0.5 | 0 |  | --> | C11 ex CRANMORE | Cranmore [T41,T42] | SLIGO |  | 54.2705 | -8.4708
039111X | MV/LV Substation BA***111X |  | 10 kV | _ | LV | 100 kVA :Pole Substation | 0.1 | --> | 0.1 | 0.091 | 11.03 |  | --> | 0.095 | 0 | 0 | 0.094 | 0 |  | --> | C28 ex SALTHILL | Salthill [T101,T102] | SALTHILL |  | 53.2474 | -9.1687
139242Y | MV/LV Substation OR***242Y |  | 10 kV | _ | LV | 50 kVA :Pole Substation | 0.05 | --> | 0.05 | 0.049 | 1.4 |  | --> | 0.048 | 0 | 0 | 0 | 0 | Constrained, otherwise capacity available =47 kW | --> | C26 ex KELLS | Kells [T41,T42] | NAVAN |  | 53.7222 | -6.7893
027026 | MV/LV Substation MU***026 |  | 10 kV | _ | LV | 100 kVA :Pole Substation | 0.1 | --> | 0.1 | 0.092 | 7.79 |  | --> | 0.095 | 0 | 0 | 0 | 0 | Constrained, otherwise capacity available =94 kW | --> | C19 ex DUNMANWAY | Dunmanway [T422,T43] | DUNMANWAY |  | 51.7378 | -9.0924
067798Y | MV/LV Substation CA***798Y |  | 20 kV | _ | LV | 50 kVA :Pole Substation | 0.05 | --> | 0.05 | 0.05 | 13.8 |  | --> | 0.048 | 0 | 0 | 0.048 | 0 |  | --> | C14 ex SINGLAND | Singland [T101,T102] | SINGLAND |  | 52.5896 | -8.4746
012790 | MV/LV Substation BU***790 |  | 10 kV | _ | LV | 200 kVA :Kiosk Substation | 0.2 | --> | 0.2 | 0 | 0 | Constrained, otherwise capacity available =53 kVA | --> | 0.19 | 0 | 0.049 | 0 | 0 | Constrained, otherwise capacity available =133 kW | --> | C11 ex POLLERTON | Pollerton [T41,T42] | CARLOW |  | 52.8417 | -6.9014
015838Y | MV/LV Substation AR***838Y |  | 10 kV | _ | LV | 200 kVA :Kiosk Substation | 0.2 | --> | 0.2 | 0 | 0 | Constrained, otherwise capacity available =100 kVA | --> | 0.19 | 0 | 0.047 | 0 | 0 | Constrained, otherwise capacity available =141 kW | --> | C17 ex NAAS | Naas [T41,T42] | KILTEEL |  | 53.2129 | -6.6766
067300Z | MV/LV Substation DE***300Z |  | 20 kV | _ | LV | 50 kVA :Pole Substation | 0.05 | --> | 0.05 | 0 | 0 | Constrained, otherwise capacity available =50 kVA | --> | 0.048 | 0 | 0 | 0.048 | 0 |  | --> | C11 ex RAHEEN | Raheen [T41,T42] | LIMERICK |  | 52.6109 | -8.6371
0154184 | MV/LV Substation WA***4184 |  | 10 kV | _ | LV | 400 kVA :Building Structure | 0.4 | --> | 0.4 | 0 | 0 | Constrained, otherwise capacity available =314 kVA | --> | 0.38 | 0 | 0 | 0 | 0 | Constrained, otherwise capacity available =368 kW | --> | C11 ex NAAS | Naas [T41,T42] | KILTEEL |  | 53.1844 | -6.606
001314 | MV/LV Substation ST***314 |  | 10 kV | _ | LV | 400 kVA :Kiosk Substation | 0.4 | --> | 0.4 | 0 | 0 | Constrained, otherwise capacity available =306 kVA | --> | 0.38 | 0 | 0.043 | 0.335 | 0 |  | --> | C13 ex DUNDRUM | Dundrum [T41,T42] | BLACKROCK |  | 53.2909 | -6.2299
068791X | MV/LV Substation IS***791X |  | 10 kV | _ | LV | 1000 kVA :Building Structure | 1 | --> | 1 | 0.5 | 14.34 |  | --> | 0.95 | 0 | 0 | 0.5 | 0 |  | --> | C31 ex NORTH QUAYS | North Quays [T101,T102,T103] | POOLBEG |  | 53.3533 | -6.2311
032041Y | MV/LV Substation CL***041Y |  | 10 kV | _ | LV | 200 kVA :Kiosk Substation | 0.2 | --> | 0.2 | 0 | 0 | Constrained, otherwise capacity available =145 kVA | --> | 0.19 | 0 | 0.026 | 0 | 0 | Constrained, otherwise capacity available =163 kW | --> | C23 ex TRAMORE | Tramore [T41,T42] | BUTLERSTOWN |  | 52.1686 | -7.1557
365225X | MV/LV Substation DO***225X |  | 10 kV | _ | LV | 400 kVA :Kiosk Substation | 0.4 | --> | 0.4 | 0 | 0 | Constrained, otherwise capacity available =272 kVA | --> | 0.38 | 0 | 0.035 | 0.336 | 0 |  | --> | C18 ex WHITESTOWN | Whitestown [T41,T42] | COOKSTOWN |  | 53.2741 | -6.3817
039100 | MV/LV Substation ST***100 |  | 10 kV | _ | LV | 400 kVA :Kiosk Substation | 0.4 | --> | 0.4 | 0.366 | 11.03 |  | --> | 0.38 | 0 | 0.017 | 0.363 | 0 |  | --> | C19 ex SALTHILL | Salthill [T101,T102] | SALTHILL |  | 53.27 | -9.0813
2814393 | MV/LV Substation MI***4393 |  | 10 kV | _ | LV | 630 kVA :Kiosk Substation | 0.63 | --> | 0.63 | 0 | 0 | Constrained, otherwise capacity available =562 kVA | --> | 0.598 | 0 | 0.016 | 0 | 0 | Constrained, otherwise capacity available =577 kW | --> | C19 ex KILMONEY | Kilmoney [T41,T42] | TRABEG |  | 51.8152 | -8.402
109439 | MV/LV Substation MR***439 |  | 10 kV | _ | LV | 1000 kVA :Building Structure | 1 | --> | 1 | 0.381 | 0.38 | Constrained, otherwise capacity available =654 kVA | --> | 0.95 | 0 | 0 | 0.5 | 0 |  | --> | C16 ex RINEANNA | Rineanna [T41,T42] | DRUMLINE |  | 52.7068 | -8.9039
590608X | MV/LV Substation NE***608X |  | 20 kV | _ | LV | 50 kVA :Pole Substation | 0.05 | --> | 0.05 | 0.044 | 1.43 |  | --> | 0.048 | 0 | 0 | 0 | 0 | Constrained, otherwise capacity available =47 kW | --> | E16 ex CONG | Cong [T421,T422] | CLOON |  | 53.5699 | -9.2326
281029Z | MV/LV Substation CA***029Z |  | 10 kV | _ | LV | 630 kVA :Kiosk Substation | 0.63 | --> | 0.63 | 0.483 | 7.88 |  | --> | 0.598 | 0 | 0 | 0.5 | 0 |  | --> | C13 ex LIBERTY STREET | Liberty Street [T101,T102] | LIBERTY STREET |  | 51.8966 | -8.474
049120Z | MV/LV Substation RO***120Z |  | 10 kV | _ | LV | 100 kVA :Pole Substation | 0.1 | --> | 0.1 | 0.072 | 0.21 |  | --> | 0.095 | 0 | 0.01 | 0 | 0 | Constrained, otherwise capacity available =84 kW | --> | E19 ex LONGFORD | Longford [T421,T422] | RICHMOND |  | 53.6973 | -7.8196
067134 | MV/LV Substation NE***134 |  | 10 kV | _ | LV | 1000 kVA :Building Structure | 1 | --> | 1 | 0 | 0 | Constrained, otherwise capacity available =984 kVA | --> | 0.95 | 0 | 0 | 0.5 | 0 |  | --> | C12 ex BALLINACURRA | Ballinacurra [T41,T42] | LIMERICK |  | 52.6561 | -8.65
062615X | MV/LV Substation MI***615X |  | 20 kV | _ | LV | 50 kVA :Pole Substation | 0.05 | --> | 0.05 | 0.045 | 3.47 |  | --> | 0.048 | 0 | 0 | 0 | 0 | Constrained, otherwise capacity available =47 kW | --> | E16 ex BUSH | Bush [T421,T422] | DUNDALK |  | 54.0145 | -6.1441
068787X | MV/LV Substation HA***787X |  | 10 kV | _ | LV | 1000 kVA :Building Structure | 1 | --> | 1 | 0.5 | 9.02 |  | --> | 0.95 | 0 | 0 | 0.5 | 0 |  | --> | C14 ex MISERY HILL | Misery Hill [T101,T102] | POOLBEG |  | 53.3442 | -6.2345
365272 | MV/LV Substation KI***272 |  | 10 kV | _ | LV | 1000 kVA :Building Structure | 1 | --> | 1 | 0 | 0 | Constrained, otherwise capacity available =790 kVA | --> | 0.95 | 0 | 0.05 | 0.5 | 0 |  | --> | C11 ex FORTUNESTOWN | Fortunestown [T101,T102] | INCHICORE 220KV |  | 53.2947 | -6.4263
0154303 | MV/LV Substation TH***4303 |  | 10 kV | _ | LV | 400 kVA :Kiosk Substation | 0.4 | --> | 0.4 | 0 | 0 | Constrained, otherwise capacity available =328 kVA | --> | 0.38 | 0 | 0.011 | 0 | 0 | Constrained, otherwise capacity available =362 kW | --> | C18 ex NAAS | Naas [T41,T42] | KILTEEL |  | 53.1947 | -6.6669
036215 | MV/LV Substation GR***215 |  | 20 kV | _ | LV | 50 kVA :Pole Substation | 0.05 | --> | 0.05 | 0 | 0 | Constrained, otherwise capacity available =46 kVA | --> | 0.048 | 0 | 0 | 0 | 0 | Constrained, otherwise capacity available =47 kW | --> | E20 ex GARRANACANTY | Garranacanty [T421,T422] | TIPPERARY |  | 52.5028 | -8.069
0644105 | MV/LV Substation MA***4105 |  | 10 kV | _ | LV | 50 kVA :Pole Substation | 0.05 | --> | 0.05 | 0 | 0 | Constrained, otherwise capacity available =49 kVA | --> | 0.048 | 0 | 0 | 0 | 0 | Constrained, otherwise capacity available =47 kW | --> | E11 ex SLANE | Slane [T421] | DRYBRIDGE |  | 53.7767 | -6.4801
1624157 | MV/LV Substation ME***4157 |  | 10 kV | _ | LV | 100 kVA :Pole Substation | 0.1 | --> | 0.1 | 0.063 | 0.25 |  | --> | 0.095 | 0 | 0 | 0 | 0 | Constrained, otherwise capacity available =90 kW | --> | C16 ex ROSSGEIR | Rossgeir [T41,T42] | LETTERKENNY |  | 54.8681 | -7.4978
0654320 | MV/LV Substation OL***4320 |  | 10 kV | _ | LV | 630 kVA :Kiosk Substation | 0.63 | --> | 0.63 | 0 | 0 | Constrained, otherwise capacity available =558 kVA | --> | 0.598 | 0 | 0.018 | 0 | 0 | Constrained, otherwise capacity available =575 kW | --> | C18 ex LOUGHSHINNY | Loughshinny [T41,T42] | GLASMORE |  | 53.5228 | -6.1118
0324110 | MV/LV Substation BA***4110 |  | 20 kV | _ | LV | 50 kVA :Pole Substation | 0.05 | --> | 0.05 | 0 | 0 | Constrained, otherwise capacity available =50 kVA | --> | 0.048 | 0 | 0 | 0 | 0 | Constrained, otherwise capacity available =48 kW | --> | C21 ex TRAMORE | Tramore [T41,T42] | BUTLERSTOWN |  | 52.1482 | -7.3707
0654210 | MV/LV Substation HO***4210 |  | 10 kV | _ | LV | 400 kVA :Kiosk Substation | 0.4 | --> | 0.4 | 0 | 0 | Constrained, otherwise capacity available =342 kVA | --> | 0.38 | 0 | 0.024 | 0 | 0 | Constrained, otherwise capacity available =354 kW | --> | C19 ex LOUGHSHINNY | Loughshinny [T41,T42] | GLASMORE |  | 53.5715 | -6.1006
276716 | MV/LV Substation EA***716 |  | 10 kV | _ | LV | 630 kVA :Kiosk Substation | 0.63 | --> | 0.63 | 0 | 0 | Constrained, otherwise capacity available =520 kVA | --> | 0.598 | 0 | 0 | 0 | 0 | Constrained, otherwise capacity available =583 kW | --> | C16 ex COOLCORCORAN | Coolcorcoran [T41,T42] | KNOCKEARAGH |  | 52.0574 | -9.5064
253362X | MV/LV Substation RI***362X |  | 10 kV | _ | LV | 200 kVA :Kiosk Substation | 0.2 | --> | 0.2 | 0.139 | 10.7 |  | --> | 0.19 | 0 | 0.005 | 0 | 0 | Constrained, otherwise capacity available =178 kW | --> | C22 ex CLOON | Cloon [T42,T421] | CLOON |  | 53.5116 | -8.8413
064768 | MV/LV Substation GA***768 |  | 20 kV | _ | LV | 400 kVA :Building Structure | 0.4 | --> | 0.4 | 0 | 0 | Constrained, otherwise capacity available =298 kVA | --> | 0.38 | 0 | 0.05 | 0 | 0 | Constrained, otherwise capacity available =329 kW | --> | C21 ex TERMONFECKIN ROAD | Termonfeckin Road [T41,T42] | DRYBRIDGE |  | 53.7718 | -6.2435
025075X | MV/LV Substation CL***075X |  | 20 kV | _ | LV | 50 kVA :Pole Substation | 0.05 | --> | 0.05 | 0.036 | 2.96 |  | --> | 0.048 | 0 | 0 | 0 | 0 | Constrained, otherwise capacity available =46 kW | --> | E14 ex CHARLEVILLE | Charleville [T421,T422] | CHARLEVILLE |  | 52.3362 | -8.7503
0954012 | MV/LV Substation BO***4012 |  | 10 kV | _ | LV | 50 kVA :Pole Substation | 0.05 | --> | 0.05 | 0 | 0 | Constrained, otherwise capacity available =49 kVA | --> | 0.048 | 0 | 0 | 0 | 0 | Constrained, otherwise capacity available =47 kW | --> | C11 ex CRANNY | Cranny [T41] | ENNIS |  | 52.6539 | -9.241
281485Y | MV/LV Substation DO***485Y |  | 10 kV | _ | LV | 200 kVA :Kiosk Substation | 0.2 | --> | 0.2 | 0 | 0 | Constrained, otherwise capacity available =173 kVA | --> | 0.19 | 0 | 0 | 0 | 0 | Constrained, otherwise capacity available =186 kW | --> | C22 ex TOGHER | Togher [T41,T42] | TRABEG |  | 51.873 | -8.4982
120740Y | MV/LV Substation SC***740Y |  | 20 kV | _ | LV | 100 kVA :Pole Substation | 0.1 | --> | 0.1 | 0 | 0 | Constrained, otherwise capacity available =99 kVA | --> | 0.095 | 0 | 0 | 0 | 0 | Constrained, otherwise capacity available =95 kW | --> | E11 ex EDENDERRY | Edenderry [T421,T422] | BLAKE |  | 53.3515 | -7.0519
035206X | MV/LV Substation IN***206X |  | 10 kV | _ | LV | 630 kVA :Kiosk Substation | 0.63 | --> | 0.63 | 0.5 | 6.17 |  | --> | 0.598 | 0 | 0 | 0 | 0 | Constrained, otherwise capacity available =588 kW | --> | C20 ex CAHIR | Cahir [T41,T42] | CAHIR |  | 52.3732 | -7.9311
0214294 | MV/LV Substation SE***4294 |  | 20 kV | _ | LV | 50 kVA :Pole Substation | 0.05 | --> | 0.05 | 0 | 0 | Constrained, otherwise capacity available =50 kVA | --> | 0.048 | 0 | 0 | 0 | 0 | Constrained, otherwise capacity available =48 kW | --> | E16 ex CURRALEIGH | Curraleigh [T421,T422] | KILBARRY |  | 51.9516 | -8.7504
014660Z | MV/LV Substation SI***660Z |  | 10 kV | _ | LV | 400 kVA :Kiosk Substation | 0.4 | --> | 0.4 | 0 | 0 | Constrained, otherwise capacity available =369 kVA | --> | 0.38 | 0 | 0 | 0 | 0 | Constrained, otherwise capacity available =376 kW | --> | C12 ex KILDARE | Kildare [T41,T42] | NEWBRIDGE |  | 53.157 | -6.9091
069282 | MV/LV Substation WA***282 |  | 10 kV | _ | LV | 630 kVA :Kiosk Substation | 0.63 | --> | 0.63 | 0.436 | 0.91 |  | --> | 0.598 | 0 | 0.06 | 0.5 | 0 |  | --> | C15 ex KIMMAGE | Kimmage [T41,T42] | INCHICORE 220KV |  | 53.309 | -6.303
204708 | MV/LV Substation WA***708 |  | 20 kV | _ | LV | 100 kVA :Pole Substation | 0.1 | --> | 0.1 | 0 | 0 | Constrained, otherwise capacity available =69 kVA | --> | 0.095 | 0 | 0 | 0 | 0 | Constrained, otherwise capacity available =91 kW | --> | E14 ex BUNCRANA | Buncrana [T421,T422] | TRILLICK |  | 55.1496 | -7.4462
152122 | MV/LV Substation CR***122 |  | 20 kV | _ | LV | 50 kVA :Pole Substation | 0.05 | --> | 0.05 | 0 | 0 | Constrained, otherwise capacity available =43 kVA | --> | 0.048 | 0 | 0 | 0 | 0 | Constrained, otherwise capacity available =46 kW | --> | E33 ex CAPPAMORE | Cappamore [T41,T42] | ARDNACRUSHA |  | 52.558 | -8.307
154267 | MV/LV Substation DE***267 |  | 10 kV | _ | LV | 630 kVA :Kiosk Substation | 0.63 | --> | 0.63 | 0 | 0 | Constrained, otherwise capacity available =420 kVA | --> | 0.598 | 0 | 0.225 | 0 | 0 | Constrained, otherwise capacity available =402 kW | --> | C13 ex COOLMINE | Coolmine [T41,T42] | FINGLAS |  | 53.3804 | -6.3887
061390 | MV/LV Substation CO***390 |  | 10 kV | _ | LV | 100 kVA :Pole Substation | 0.1 | --> | 0.1 | 0.076 | 2.04 |  | --> | 0.095 | 0 | 0 | 0 | 0 | Constrained, otherwise capacity available =92 kW | --> | C18 ex BALLYBAY | Ballybay [T41,T42] | LISDRUM |  | 54.1391 | -6.9677
029281Y | MV/LV Substation BE***281Y |  | 10 kV | _ | LV | 400 kVA :Building Structure | 0.4 | --> | 0.4 | 0 | 0 | Constrained, otherwise capacity available =287 kVA | --> | 0.38 | 0 | 0 | 0.364 | 0 |  | --> | C22 ex MIDLETON | Midleton [T101,T102] | MIDLETON |  | 51.9085 | -8.1822
015627Z | MV/LV Substation DA***627Z |  | 10 kV | _ | LV | 50 kVA :Pole Substation | 0.05 | --> | 0.05 | 0 | 0 | Constrained, otherwise capacity available =43 kVA | --> | 0.048 | 0 | 0 | 0 | 0 | Constrained, otherwise capacity available =46 kW | --> | C18 ex SALLINS | Sallins [T41,T42] | GRIFFINRATH |  | 53.2808 | -6.6361
065751 | MV/LV Substation BL***751 |  | 10 kV | _ | LV | 100 kVA :Pole Substation | 0.1 | --> | 0.1 | 0 | 0 | Constrained, otherwise capacity available =90 kVA | --> | 0.095 | 0 | 0.009 | 0 | 0 | Constrained, otherwise capacity available =87 kW | --> | C16 ex LOUGHSHINNY | Loughshinny [T41,T42] | GLASMORE |  | 53.5796 | -6.1572
015435Z | MV/LV Substation MI***435Z |  | 10 kV | _ | LV | 630 kVA :Building Structure | 0.63 | --> | 0.63 | 0.5 | 12.6 |  | --> | 0.598 | 0 | 0 | 0.5 | 0 |  | --> | C14 ex MONREAD | Monread [T101,T102] | MONREAD |  | 53.2347 | -6.6699
176676 | MV/LV Substation CL***676 |  | 20 kV | _ | LV | 200 kVA :Pole Substation | 0.2 | --> | 0.2 | 0.142 | 18.78 |  | --> | 0.19 | 0 | 0.009 | 0.175 | 0 |  | --> | E18 ex HARTNETTS CROSS | Hartnetts Cross [T121,T422] | MACROOM |  | 51.9296 | -9.0226
0624271 | MV/LV Substation ID***4271 |  | 10 kV | _ | LV | 630 kVA :Building Structure | 0.63 | --> | 0.63 | 0.2 | 3.12 |  | --> | 0.598 | 0 | 0 | 0 | 0 | Constrained, otherwise capacity available =594 kW | --> | C18 ex MARSHES | Marshes [T41,T42] | DUNDALK |  | 53.9809 | -6.3793
021035 | MV/LV Substation GL***035 |  | 10 kV | _ | LV | 400 kVA :Kiosk Substation | 0.4 | --> | 0.4 | 0 | 0 | Constrained, otherwise capacity available =246 kVA | --> | 0.38 | 0 | 0.005 | 0.355 | 0 |  | --> | C16 ex MAYFIELD | Mayfield [T41,T42] | KILBARRY |  | 51.9136 | -8.4361
042536X | MV/LV Substation CL***536X |  | 20 kV | _ | LV | 50 kVA :Pole Substation | 0.05 | --> | 0.05 | 0 | 0 | Constrained, otherwise capacity available =47 kVA | --> | 0.048 | 0 | 0 | 0 | 0 | Constrained, otherwise capacity available =47 kW | --> | C14 ex KNOCKAPHUNTA | Knockaphunta [T41,T42] | CASTLEBAR |  | 53.8192 | -9.3576
027836 | MV/LV Substation AR***836 |  | 10 kV | _ | LV | 200 kVA :Pole Substation | 0.2 | --> | 0.2 | 0.2 | 7.79 |  | --> | 0.19 | 0 | 0 | 0 | 0 | Constrained, otherwise capacity available =190 kW | --> | C19 ex DUNMANWAY | Dunmanway [T422,T43] | DUNMANWAY |  | 51.7494 | -9.089
042764X | MV/LV Substation MI***764X |  | 10 kV | _ | LV | 630 kVA :Kiosk Substation | 0.63 | --> | 0.63 | 0.463 | 1.51 |  | --> | 0.598 | 0 | 0 | 0 | 0 | Constrained, otherwise capacity available =575 kW | --> | C19 ex TURLOUGH ROAD | Turlough Road [T43] | CASTLEBAR |  | 53.8578 | -9.2985
011493X | MV/LV Substation CA***493X |  | 10 kV | _ | LV | 100 kVA :Pole Substation | 0.1 | --> | 0.1 | 0 | 0 | Constrained, otherwise capacity available =75 kVA | --> | 0.095 | 0 | 0 | 0 | 0 | Constrained, otherwise capacity available =92 kW | --> | C17 ex ROSEHILL | Rosehill [T41,T42] | KILKENNY |  | 52.6368 | -7.2957
003011 | MV/LV Substation BA***011 |  | 10 kV | _ | LV | 50 kVA :Pole Substation | 0.05 | --> | 0.05 | 0.044 | 11.58 |  | --> | 0.048 | 0 | 0 | 0 | 0 | Constrained, otherwise capacity available =47 kW | --> | C19 ex BALLYBEG | Ballybeg [T101,T102] | CARRICKMINES |  | 53.0229 | -6.1199
0154444 | MV/LV Substation TW***4444 |  | 10 kV | _ | LV | 50 kVA :Pole Substation | 0.05 | --> | 0.05 | 0 | 0 | Constrained, otherwise capacity available =50 kVA | --> | 0.048 | 0 | 0 | 0 | 0 | Constrained, otherwise capacity available =48 kW | --> | C18 ex NAAS | Naas [T41,T42] | KILTEEL |  | 53.1597 | -6.6905
015747X | MV/LV Substation MO***747X |  | 10 kV | _ | LV | 50 kVA :Pole Substation | 0.05 | --> | 0.05 | 0.028 | 12.6 |  | --> | 0.048 | 0 | 0 | 0.044 | 0 |  | --> | C19 ex MONREAD | Monread [T101,T102] | MONREAD |  | 53.2384 | -6.6522
206382 | MV/LV Substation SU***382 |  | 20 kV | _ | LV | 100 kVA :Pole Substation | 0.1 | --> | 0.1 | 0.08 | 7.61 |  | --> | 0.095 | 0 | 0 | 0 | 0 | Constrained, otherwise capacity available =92 kW | --> | E14 ex BELLACORICK | Bellacorick [T122] | BELLACORICK |  | 54.2216 | -9.842
0814357 | MV/LV Substation LA***4357 |  | 10 kV | _ | LV | 400 kVA :Kiosk Substation | 0.4 | --> | 0.4 | 0 | 0 | Constrained, otherwise capacity available =400 kVA | --> | 0.38 | 0 | 0 | 0.38 | 0 |  | --> | C15 ex CLONDALKIN | Clondalkin [T41,T42,T44] | INCHICORE 220KV |  | 53.3222 | -6.3915
109127 | MV/LV Substation RI***127 |  | 10 kV | _ | LV | 400 kVA :Building Structure | 0.4 | --> | 0.4 | 0 | 0 | Constrained, otherwise capacity available =342 kVA | --> | 0.38 | 0 | 0 | 0.372 | 0 |  | --> | C18 ex SHANNON | Shannon [T41,T42] | DRUMLINE |  | 52.7021 | -8.8976
139740Y | MV/LV Substation CO***740Y |  | 20 kV | _ | LV | 50 kVA :Pole Substation | 0.05 | --> | 0.05 | 0 | 0 | Constrained, otherwise capacity available =44 kVA | --> | 0.048 | 0 | 0 | 0 | 0 | Constrained, otherwise capacity available =47 kW | --> | E16 ex FINEA | Finea [T421,T422] | SHANKILL |  | 53.9076 | -7.5248
216882 | MV/LV Substation LI***882 |  | 10 kV | _ | LV | 200 kVA :Pole Substation | 0.2 | --> | 0.2 | 0 | 0 | Constrained, otherwise capacity available =124 kVA | --> | 0.19 | 0 | 0.009 | 0 | 0 | Constrained, otherwise capacity available =173 kW | --> | C26 ex GLENTIES | Glenties [T41,T42] | BINBANE |  | 54.7984 | -8.2831
365239 | MV/LV Substation KI***239 |  | 10 kV | _ | LV | 1000 kVA :Building Structure | 1 | --> | 1 | 0 | 0 | Constrained, otherwise capacity available =673 kVA | --> | 0.95 | 0 | 0 | 0.5 | 0 |  | --> | C11 ex FORTUNESTOWN | Fortunestown [T101,T102] | INCHICORE 220KV |  | 53.2936 | -6.4262
068361X | MV/LV Substation DE***361X |  | 10 kV | _ | LV | 1000 kVA :Building Structure | 1 | --> | 1 | 0 | 0 | Constrained, otherwise capacity available =814 kVA | --> | 0.95 | 0 | 0 | 0.5 | 0 |  | --> | C11 ex DRUMCONDRA | Drumcondra [T41,T42] | MCDERMOTT |  | 53.3606 | -6.2612
139231Z | MV/LV Substation CU***231Z |  | 20 kV | _ | LV | 100 kVA :Pole Substation | 0.1 | --> | 0.1 | 0.069 | 2.68 |  | --> | 0.095 | 0 | 0 | 0 | 0 | Constrained, otherwise capacity available =91 kW | --> | E12 ex OLDCASTLE | Oldcastle [T41,T422] | MULLINGAR |  | 53.7698 | -7.1493
3654178 | MV/LV Substation WE***4178 |  | 10 kV | _ | LV | 630 kVA :Kiosk Substation | 0.63 | --> | 0.63 | 0.5 | 13.91 |  | --> | 0.598 | 0 | 0 | 0.5 | 0 |  | --> | C20 ex COOKSTOWN | Cookstown [T101,T102] | CARRICKMINES |  | 53.282 | -6.372
017317Z | MV/LV Substation WO***317Z |  | 10 kV | _ | LV | 630 kVA :Kiosk Substation | 0.63 | --> | 0.63 | 0.5 | 1.05 |  | --> | 0.598 | 0 | 0.011 | 0 | 0 | Constrained, otherwise capacity available =584 kW | --> | C19 ex NEWCASTLEWEST | Newcastlewest [T41,T42] | RATHKEALE |  | 52.4412 | -9.05
288190X | MV/LV Substation LO***190X |  | 10 kV | _ | LV | 200 kVA :Pole Substation | 0.2 | --> | 0.2 | 0.041 | 0.04 | Constrained, otherwise capacity available =158 kVA | --> | 0.19 | 0 | 0 | 0.184 | 0 |  | --> | C21 ex LITTLE BRAY | Little Bray [T41,T42] | FASSAROE |  | 53.2047 | -6.1638
068774X | MV/LV Substation TA***774X |  | 10 kV | _ | LV | 1000 kVA :Building Structure | 1 | --> | 1 | 0 | 0 | Constrained, otherwise capacity available =644 kVA | --> | 0.95 | 0 | 0 | 0.5 | 0 |  | --> | C12 ex GLOUCESTER PLACE | Gloucester Place [T41,T42] | MCDERMOTT |  | 53.3513 | -6.2515
196171X | MV/LV Substation DI***171X |  | 10 kV | _ | LV | 200 kVA :Kiosk Substation | 0.2 | --> | 0.2 | 0 | 0 | Constrained, otherwise capacity available =155 kVA | --> | 0.19 | 0 | 0.029 | 0 | 0 | Constrained, otherwise capacity available =162 kW | --> | C17 ex TRIM | Trim [T41,T42] | NAVAN |  | 53.552 | -6.7761
022575X | MV/LV Substation CL***575X |  | 10 kV | _ | LV | 50 kVA :Pole Substation | 0.05 | --> | 0.05 | 0 | 0 | Constrained, otherwise capacity available =50 kVA | --> | 0.048 | 0 | 0 | 0 | 0 | Constrained, otherwise capacity available =48 kW | --> | C15 ex SCARTEEN | Scarteen [T41,T42] | MALLOW |  | 52.116 | -8.6761
021059X | MV/LV Substation PU***059X |  | 10 kV | _ | LV | 400 kVA :Building Structure | 0.4 | --> | 0.4 | 0 | 0 | Constrained, otherwise capacity available =119 kVA | --> | 0.38 | 0 | 0.085 | 0.277 | 0 |  | --> | C12 ex MAYFIELD | Mayfield [T41,T42] | KILBARRY |  | 51.9138 | -8.4281
093093Z | MV/LV Substation FU***093Z |  | 10 kV | _ | LV | 400 kVA :Building Structure | 0.4 | --> | 0.4 | 0 | 0 | Constrained, otherwise capacity available =341 kVA | --> | 0.38 | 0 | 0 | 0.372 | 0 |  | --> | C17 ex SANTRY | Santry [T41,T42] | FINGLAS |  | 53.4058 | -6.2415
004150Y | MV/LV Substation UD***150Y |  | 10 kV | _ | LV | 50 kVA :Pole Substation | 0.05 | --> | 0.05 | 0 | 0 | Constrained, otherwise capacity available =47 kVA | --> | 0.048 | 0 | 0 | 0 | 0 | Constrained, otherwise capacity available =47 kW | --> | C23 ex TINAHASK | Tinahask [T41,T42] | ARKLOW |  | 52.7842 | -6.1692
281094 | MV/LV Substation SA***094 |  | 10 kV | _ | LV | 630 kVA :Building Structure | 0.63 | --> | 0.63 | 0.33 | 4.67 |  | --> | 0.598 | 0 | 0.005 | 0.5 | 0 |  | --> | C24 ex CENTRE PARK ROAD | Marina [T105,T106] | MARINA |  | 51.8939 | -8.4665
365269Y | MV/LV Substation TL***269Y |  | 10 kV | _ | LV | 1000 kVA :Building Structure | 1 | --> | 1 | 0 | 0 | Constrained, otherwise capacity available =289 kVA | --> | 0.95 | 0 | 0.116 | 0.5 | 0 |  | --> | C23 ex CITYWEST | Citywest [T101,T102] | INCHICORE 220KV |  | 53.2863 | -6.4316
001202 | MV/LV Substation TR***202 |  | 10 kV | _ | LV | 630 kVA :Kiosk Substation | 0.63 | --> | 0.63 | 0.343 | 1.16 |  | --> | 0.598 | 0 | 0.087 | 0.494 | 0 |  | --> | C23 ex MOUNT MERRION | Mount Merrion [T41,T42] | CARRICKMINES |  | 53.2925 | -6.2075
1424105 | MV/LV Substation CA***4105 |  | 10 kV | _ | LV | 50 kVA :Pole Substation | 0.05 | --> | 0.05 | 0 | 0 | Constrained, otherwise capacity available =50 kVA | --> | 0.048 | 0 | 0 | 0 | 0 | Constrained, otherwise capacity available =48 kW | --> | C11 ex ATHENRY | Athenry [T41,T42] | GALWAY 110KV |  | 53.308 | -8.8484
192976 | MV/LV Substation CA***976 |  | 10 kV | _ | LV | 200 kVA :Pole Substation | 0.2 | --> | 0.2 | 0.16 | 1.56 |  | --> | 0.19 | 0 | 0.01 | 0 | 0 | Constrained, otherwise capacity available =177 kW | --> | C13 ex DERRYBEG | Derrybeg [T41,T42] | ARDNAGAPPARY |  | 55.0367 | -8.342
093282 | MV/LV Substation BA***282 |  | 10 kV | _ | LV | 400 kVA :Kiosk Substation | 0.4 | --> | 0.4 | 0.168 | 2.86 |  | --> | 0.38 | 0 | 0.099 | 0.274 | 0 |  | --> | C17 ex BALLYMUN | Ballymun [T41,T42] | FINGLAS |  | 53.3894 | -6.2643
062536Y | MV/LV Substation RO***536Y |  | 10 kV | _ | LV | 200 kVA :Kiosk Substation | 0.2 | --> | 0.2 | 0.187 | 3.12 |  | --> | 0.19 | 0 | 0 | 0 | 0 | Constrained, otherwise capacity available =188 kW | --> | C21 ex MARSHES | Marshes [T41,T42] | DUNDALK |  | 53.9643 | -6.3721
368882 | MV/LV Substation CR***882 |  | 20 kV | _ | LV | 50 kVA :Pole Substation | 0.05 | --> | 0.05 | 0 | 0 | Constrained, otherwise capacity available =47 kVA | --> | 0.048 | 0 | 0 | 0 | 0 | Constrained, otherwise capacity available =47 kW | --> | C15 ex BALLYHAUNIS | Ballyhaunis [T41,T42] | DALTON |  | 53.7241 | -8.5578
068092 | MV/LV Substation HO***092 |  | 10 kV | _ | LV | 630 kVA :Building Structure | 0.63 | --> | 0.63 | 0.201 | 9.02 |  | --> | 0.598 | 0 | 0 | 0.5 | 0 |  | --> | C13 ex MISERY HILL | Misery Hill [T101,T102] | POOLBEG |  | 53.3405 | -6.2455
027497X | MV/LV Substation KI***497X |  | 10 kV | _ | LV | 630 kVA :Building Structure | 0.63 | --> | 0.63 | 0.5 | 7.79 |  | --> | 0.598 | 0 | 0 | 0 | 0 | Constrained, otherwise capacity available =592 kW | --> | C19 ex DUNMANWAY | Dunmanway [T422,T43] | DUNMANWAY |  | 51.8151 | -9.0531
049152Z | MV/LV Substation DI***152Z |  | 10 kV | _ | LV | 200 kVA :Pole Substation | 0.2 | --> | 0.2 | 0.191 | 0.21 |  | --> | 0.19 | 0 | 0 | 0 | 0 | Constrained, otherwise capacity available =189 kW | --> | E19 ex LONGFORD | Longford [T421,T422] | RICHMOND |  | 53.7139 | -7.8184
011801Z | MV/LV Substation BU***801Z |  | 10 kV | _ | LV | 400 kVA :Kiosk Substation | 0.4 | --> | 0.4 | 0 | 0 | Constrained, otherwise capacity available =347 kVA | --> | 0.38 | 0 | 0.009 | 0 | 0 | Constrained, otherwise capacity available =366 kW | --> | C17 ex ROSEHILL | Rosehill [T41,T42] | KILKENNY |  | 52.6408 | -7.27
1924125 | MV/LV Substation MA***4125 |  | 10 kV | _ | LV | 100 kVA :Pole Substation | 0.1 | --> | 0.1 | 0.094 | 1.7 |  | --> | 0.095 | 0 | 0.01 | 0 | 0 | Constrained, otherwise capacity available =87 kW | --> | E15 ex GWEEDORE | Gweedore [T421] | ARDNAGAPPARY |  | 55.1364 | -8.1675
0674122 | MV/LV Substation NE***4122 |  | 20 kV | _ | LV | 50 kVA :Pole Substation | 0.05 | --> | 0.05 | 0 | 0 | Constrained, otherwise capacity available =50 kVA | --> | 0.048 | 0 | 0 | 0 | 0 | Constrained, otherwise capacity available =48 kW | --> | E18 ex CRATLOE | Cratloe [T421,T422] | ARDNACRUSHA |  | 52.7188 | -8.7953
154636Z | MV/LV Substation TE***636Z |  | 10 kV | _ | LV | 630 kVA :Building Structure | 0.63 | --> | 0.63 | 0 | 0 | Constrained, otherwise capacity available =630 kVA | --> | 0.598 | 0 | 0 | 0 | 0 | Constrained, otherwise capacity available =598 kW | --> | C21 ex MONEYCOOLEY | Moneycooley [T41,T42,T44] | GRIFFINRATH |  | 53.3798 | -6.5841
017279Z | MV/LV Substation TH***279Z |  | 10 kV | _ | LV | 200 kVA :Kiosk Substation | 0.2 | --> | 0.2 | 0.174 | 1.05 |  | --> | 0.19 | 0 | 0.015 | 0 | 0 | Constrained, otherwise capacity available =175 kW | --> | C19 ex NEWCASTLEWEST | Newcastlewest [T41,T42] | RATHKEALE |  | 52.4169 | -9.0844
062968X | MV/LV Substation BA***968X |  | 20 kV | _ | LV | 50 kVA :Pole Substation | 0.05 | --> | 0.05 | 0.042 | 3.47 |  | --> | 0.048 | 0 | 0 | 0 | 0 | Constrained, otherwise capacity available =46 kW | --> | E16 ex BUSH | Bush [T421,T422] | DUNDALK |  | 54.0106 | -6.1346
065237Z | MV/LV Substation ME***237Z |  | 10 kV | _ | LV | 400 kVA :Kiosk Substation | 0.4 | --> | 0.4 | 0 | 0 | Constrained, otherwise capacity available =344 kVA | --> | 0.38 | 0 | 0.025 | 0 | 0 | Constrained, otherwise capacity available =354 kW | --> | C15 ex LOUGHSHINNY | Loughshinny [T41,T42] | GLASMORE |  | 53.5212 | -6.0872
0684385 | MV/LV Substation DU***4385 |  | 10 kV | _ | LV | 1000 kVA :Building Structure | 1 | --> | 1 | 0.5 | 28.43 |  | --> | 0.95 | 0 | 0 | 0.5 | 0 |  | --> | C38 ex BEDFORD ROW | Bedford Row [T41,T42,T43,T44] | FRANCIS STREET |  | 53.3425 | -6.2586
033171Y | MV/LV Substation SP***171Y |  | 10 kV | _ | LV | 50 kVA :Pole Substation | 0.05 | --> | 0.05 | 0 | 0 | Constrained, otherwise capacity available =45 kVA | --> | 0.048 | 0 | 0 | 0 | 0 | Constrained, otherwise capacity available =47 kW | --> | C11 ex PORTLAW | Portlaw [T41,T42] | BUTLERSTOWN |  | 52.2903 | -7.3219
139005 | MV/LV Substation FA***005 |  | 10 kV | _ | LV | 200 kVA :Pole Substation | 0.2 | --> | 0.2 | 0 | 0 | Constrained, otherwise capacity available =51 kVA | --> | 0.19 | 0 | 0 | 0 | 0 | Constrained, otherwise capacity available =169 kW | --> | C17 ex VIRGINIA | Virginia [T41,T42] | MEATH HILL |  | 53.8359 | -7.083
052030Z | MV/LV Substation LA***030Z |  | 10 kV | _ | LV | 400 kVA :Kiosk Substation | 0.4 | --> | 0.4 | 0 | 0 | Constrained, otherwise capacity available =294 kVA | --> | 0.38 | 0 | 0.044 | 0 | 0 | Constrained, otherwise capacity available =333 kW | --> | C17 ex BALLINDERRY | Ballinderry [T41,T422] | MULLINGAR |  | 53.5279 | -7.3174
060480X | MV/LV Substation MO***480X |  | 10 kV | _ | LV | 100 kVA :Pole Substation | 0.1 | --> | 0.1 | 0.055 | 4 |  | --> | 0.095 | 0 | 0 | 0 | 0 | Constrained, otherwise capacity available =89 kW | --> | C18 ex BALLYJAMESDUFF | Ballyjamesduff [T41,T42] | SHANKILL |  | 53.9348 | -7.1099
152604 | MV/LV Substation MT***604 |  | 20 kV | _ | LV | 200 kVA :Pole Substation | 0.2 | --> | 0.2 | 0 | 0 | Constrained, otherwise capacity available =159 kVA | --> | 0.19 | 0 | 0.015 | 0 | 0 | Constrained, otherwise capacity available =173 kW | --> | E33 ex CAPPAMORE | Cappamore [T41,T42] | ARDNACRUSHA |  | 52.564 | -8.3323
015866Z | MV/LV Substation HA***866Z |  | 10 kV | _ | LV | 1000 kVA :Building Structure | 1 | --> | 1 | 0.5 | 12.6 |  | --> | 0.95 | 0 | 0 | 0.5 | 0 |  | --> | C20 ex MONREAD | Monread [T101,T102] | MONREAD |  | 53.2372 | -6.6494
004312Y | MV/LV Substation KI***312Y |  | 10 kV | _ | LV | 50 kVA :Pole Substation | 0.05 | --> | 0.05 | 0.05 | 18.08 |  | --> | 0.048 | 0 | 0 | 0.048 | 0 |  | --> | C22 ex ARKLOW | Arklow [T101,T102] | ARKLOW |  | 52.8121 | -6.1587
0654149 | MV/LV Substation CO***4149 |  | 10 kV | _ | LV | 200 kVA :Kiosk Substation | 0.2 | --> | 0.2 | 0 | 0 | Constrained, otherwise capacity available =198 kVA | --> | 0.19 | 0 | 0 | 0 | 0 | Constrained, otherwise capacity available =190 kW | --> | C15 ex LOUGHSHINNY | Loughshinny [T41,T42] | GLASMORE |  | 53.5188 | -6.0916
0544392 | MV/LV Substation RA***4392 |  | 20 kV | _ | LV | 50 kVA :Pole Substation | 0.05 | --> | 0.05 | 0 | 0 | Constrained, otherwise capacity available =50 kVA | --> | 0.048 | 0 | 0 | 0 | 0 | Constrained, otherwise capacity available =48 kW | --> | E13 ex ABBEYLEIX | Abbeyleix [T422] | PORTLAOISE |  | 52.8976 | -7.3065
033879X | MV/LV Substation BA***879X |  | 10 kV | _ | LV | 100 kVA :Pole Substation | 0.1 | --> | 0.1 | 0 | 0 | Constrained, otherwise capacity available =96 kVA | --> | 0.095 | 0 | 0 | 0.059 | 0 | Constrained, otherwise capacity available =94 kW | --> | C16 ex CREGG ROAD | Cregg Road [T41,T42] | BALLYDINE |  | 52.3464 | -7.3901
074533X | MV/LV Substation WO***533X |  | 10 kV | _ | LV | 50 kVA :Pole Substation | 0.05 | --> | 0.05 | 0 | 0 | Constrained, otherwise capacity available =50 kVA | --> | 0.048 | 0 | 0 | 0 | 0 | Constrained, otherwise capacity available =48 kW | --> | C15 ex CARRICK ON SHANNON | Carrick On Shannon [T41,T42] | CARRICK ON SHANNON |  | 53.9579 | -8.1689
008959X | MV/LV Substation MO***959X |  | 10 kV | _ | LV | 400 kVA :Kiosk Substation | 0.4 | --> | 0.4 | 0 | 0 | Constrained, otherwise capacity available =318 kVA | --> | 0.38 | 0 | 0.006 | 0 | 0 | Constrained, otherwise capacity available =364 kW | --> | C14 ex KNOCKMULLEN | Knockmullen [T42,T421] | GREAT ISLAND |  | 52.3937 | -6.9351
084600 | MV/LV Substation SL***600 |  | 10 kV | _ | LV | 100 kVA :Pole Substation | 0.1 | --> | 0.1 | 0 | 0 | Constrained, otherwise capacity available =91 kVA | --> | 0.095 | 0 | 0 | 0 | 0 | Constrained, otherwise capacity available =94 kW | --> | C18 ex KILCOLGAN | Kilcolgan [T42,T421] | GALWAY 110KV |  | 53.2369 | -8.8726
365627X | MV/LV Substation RA***627X |  | 10 kV | _ | LV | 400 kVA :Kiosk Substation | 0.4 | --> | 0.4 | 0 | 0 | Constrained, otherwise capacity available =392 kVA | --> | 0.38 | 0 | 0 | 0.379 | 0 |  | --> | C12 ex SAGGART | Saggart [T41,T42] | GRANGE CASTLE |  | 53.2768 | -6.4719
365872 | MV/LV Substation BI***872 |  | 10 kV | _ | LV | 400 kVA :Building Structure | 0.4 | --> | 0.4 | 0 | 0 | Constrained, otherwise capacity available =400 kVA | --> | 0.38 | 0 | 0 | 0.38 | 0 |  | --> | C28 ex CLONDALKIN | Clondalkin [T41,T42,T44] | INCHICORE 220KV |  | 53.3265 | -6.3935
0184144 | MV/LV Substation BI***4144 |  | 10 kV | _ | LV | 100 kVA :Pole Substation | 0.1 | --> | 0.1 | 0.1 | 3.75 |  | --> | 0.095 | 0 | 0 | 0 | 0 | Constrained, otherwise capacity available =95 kW | --> | C18 ex SMEARLA | Smearla [T41,T42] | TRIEN |  | 52.4245 | -9.5127
0154191 | MV/LV Substation RA***4191 |  | 10 kV | _ | LV | 50 kVA :Pole Substation | 0.05 | --> | 0.05 | 0 | 0 | Constrained, otherwise capacity available =48 kVA | --> | 0.048 | 0 | 0 | 0 | 0 | Constrained, otherwise capacity available =47 kW | --> | C18 ex SALLINS | Sallins [T41,T42] | GRIFFINRATH |  | 53.2541 | -6.6466
237984 | MV/LV Substation CL***984 |  | 20 kV | _ | LV | 200 kVA :Kiosk Substation | 0.2 | --> | 0.2 | 0 | 0 | Constrained, otherwise capacity available =174 kVA | --> | 0.19 | 0 | 0 | 0 | 0 | Constrained, otherwise capacity available =186 kW | --> | C12 ex DUNLEER | Dunleer [T41,T42] | DRYBRIDGE |  | 53.7893 | -6.227
004434X | MV/LV Substation FA***434X |  | 20 kV | _ | LV | 400 kVA :Kiosk Substation | 0.4 | --> | 0.4 | 0.314 | 0.45 |  | --> | 0.38 | 0 | 0.011 | 0 | 0 | Constrained, otherwise capacity available =360 kW | --> | C15 ex KILMAGIG | Kilmagig [T42] | ARKLOW |  | 52.8516 | -6.3368
059468 | MV/LV Substation ST***468 |  | 10 kV | _ | LV | 50 kVA :Pole Substation | 0.05 | --> | 0.05 | 0 | 0 | Constrained, otherwise capacity available =7 kVA | --> | 0.048 | 0 | 0.021 | 0 | 0 | Constrained, otherwise capacity available =26 kW | --> | C20 ex CAVAN | Cavan [T42,T421] | SHANKILL |  | 53.9817 | -7.2356
074769 | MV/LV Substation LO***769 |  | 20 kV | _ | LV | 50 kVA :Pole Substation | 0.05 | --> | 0.05 | 0 | 0 | Constrained, otherwise capacity available =49 kVA | --> | 0.048 | 0 | 0 | 0 | 0 | Constrained, otherwise capacity available =47 kW | --> | C14 ex CARRICK ON SHANNON | Carrick On Shannon [T41,T42] | CARRICK ON SHANNON |  | 53.9951 | -8.0457
0844104 | MV/LV Substation CL***4104 |  | 10 kV | _ | LV | 50 kVA :Pole Substation | 0.05 | --> | 0.05 | 0 | 0 | Constrained, otherwise capacity available =50 kVA | --> | 0.048 | 0 | 0 | 0 | 0 | Constrained, otherwise capacity available =48 kW | --> | C18 ex KILCOLGAN | Kilcolgan [T42,T421] | GALWAY 110KV |  | 53.2485 | -8.8715
2494112 | MV/LV Substation SE***4112 |  | 10 kV | _ | LV | 50 kVA :Pole Substation | 0.05 | --> | 0.05 | 0 | 0 | Constrained, otherwise capacity available =50 kVA | --> | 0.048 | 0 | 0 | 0 | 0 | Constrained, otherwise capacity available =48 kW | --> | C19 ex LISMORE | Lismore [T41,T42] | DUNGARVAN |  | 52.1275 | -8.0664
109569 | MV/LV Substation MA***569 |  | 10 kV | _ | LV | 1000 kVA :Building Structure | 1 | --> | 1 | 0 | 0 | Constrained, otherwise capacity available =1000 kVA | --> | 0.95 | 0 | 0 | 0.5 | 0 |  | --> | C16 ex SHANNON | Shannon [T41,T42] | DRUMLINE |  | 52.689 | -8.9121
032552 | MV/LV Substation CO***552 |  | 20 kV | _ | LV | 50 kVA :Pole Substation | 0.05 | --> | 0.05 | 0 | 0 | Constrained, otherwise capacity available =50 kVA | --> | 0.048 | 0 | 0 | 0 | 0 | Constrained, otherwise capacity available =48 kW | --> | C14 ex KILMEADEN | Kilmeaden [T42] | BUTLERSTOWN |  | 52.2247 | -7.2804
017569Y | MV/LV Substation TH***569Y |  | 10 kV | _ | LV | 400 kVA :Kiosk Substation | 0.4 | --> | 0.4 | 0.317 | 1.05 |  | --> | 0.38 | 0 | 0.016 | 0 | 0 | Constrained, otherwise capacity available =357 kW | --> | C15 ex NEWCASTLEWEST | Newcastlewest [T41,T42] | RATHKEALE |  | 52.4465 | -9.0497
074816 | MV/LV Substation LO***816 |  | 20 kV | _ | LV | 50 kVA :Pole Substation | 0.05 | --> | 0.05 | 0 | 0 | Constrained, otherwise capacity available =48 kVA | --> | 0.048 | 0 | 0 | 0 | 0 | Constrained, otherwise capacity available =47 kW | --> | C14 ex CARRICK ON SHANNON | Carrick On Shannon [T41,T42] | CARRICK ON SHANNON |  | 54.0076 | -8.0159
024590 | MV/LV Substation SK***590 |  | 10 kV | _ | LV | 50 kVA :Pole Substation | 0.05 | --> | 0.05 | 0.041 | 2.14 |  | --> | 0.048 | 0 | 0 | 0 | 0 | Constrained, otherwise capacity available =46 kW | --> | C13 ex BUTTEVANT | Buttevant [T41,T42] | MALLOW |  | 52.1938 | -8.5183
0564110 | MV/LV Substation CL***4110 |  | 20 kV | _ | LV | 50 kVA :Pole Substation | 0.05 | --> | 0.05 | 0.047 | 0.89 |  | --> | 0.048 | 0 | 0 | 0 | 0 | Constrained, otherwise capacity available =47 kW | --> | E12 ex BIRR | Birr [T41,T422] | DALLOW |  | 53.0739 | -7.7948
132258Y | MV/LV Substation MO***258Y |  | 20 kV | _ | LV | 50 kVA :Pole Substation | 0.05 | --> | 0.05 | 0 | 0 | Constrained, otherwise capacity available =50 kVA | --> | 0.048 | 0 | 0 | 0 | 0 | Constrained, otherwise capacity available =48 kW | --> | E28 ex LOUGHREA | Loughrea [T41,T42] | SOMERSET |  | 53.2086 | -8.521
069659 | MV/LV Substation OL***659 |  | 10 kV | _ | LV | 400 kVA :Kiosk Substation | 0.4 | --> | 0.4 | 0.228 | 0.91 |  | --> | 0.38 | 0 | 0.007 | 0.351 | 0 |  | --> | C16 ex KIMMAGE | Kimmage [T41,T42] | INCHICORE 220KV |  | 53.3278 | -6.3021
461221 | MV/LV Substation CU***221 |  | 20 kV | _ | LV | 50 kVA :Pole Substation | 0.05 | --> | 0.05 | 0.048 | 2.33 |  | --> | 0.048 | 0 | 0.006 | 0 | 0 | Constrained, otherwise capacity available =43 kW | --> | E14 ex MOY | Moy [T421,T422] | MOY |  | 54.1448 | -9.1734
027666X | MV/LV Substation HA***666X |  | 10 kV | _ | LV | 50 kVA :Pole Substation | 0.05 | --> | 0.05 | 0.045 | 7.79 |  | --> | 0.048 | 0 | 0 | 0 | 0 | Constrained, otherwise capacity available =47 kW | --> | C17 ex DUNMANWAY | Dunmanway [T422,T43] | DUNMANWAY |  | 51.724 | -9.0814
012412Y | MV/LV Substation FB***412Y |  | 10 kV | _ | LV | 400 kVA :Kiosk Substation | 0.4 | --> | 0.4 | 0 | 0 | Constrained, otherwise capacity available =286 kVA | --> | 0.38 | 0 | 0 | 0 | 0 | Constrained, otherwise capacity available =364 kW | --> | C11 ex POLLERTON | Pollerton [T41,T42] | CARLOW |  | 52.8422 | -6.9082
049402X | MV/LV Substation CA***402X |  | 20 kV | _ | LV | 50 kVA :Pole Substation | 0.05 | --> | 0.05 | 0.024 | 0.21 |  | --> | 0.048 | 0 | 0 | 0 | 0 | Constrained, otherwise capacity available =44 kW | --> | E21 ex LONGFORD | Longford [T421,T422] | RICHMOND |  | 53.7731 | -7.8496
066107Y | MV/LV Substation CO***107Y |  | 20 kV | _ | LV | 400 kVA :Kiosk Substation | 0.4 | --> | 0.4 | 0 | 0 | Constrained, otherwise capacity available =296 kVA | --> | 0.38 | 0 | 0.066 | 0 | 0 | Constrained, otherwise capacity available =317 kW | --> | E17 ex BALTRASNA | Baltrasna [T121,T122] | BALTRASNA |  | 53.5109 | -6.5484
021245X | MV/LV Substation LO***245X |  | 10 kV | _ | LV | 50 kVA :Pole Substation | 0.05 | --> | 0.05 | 0 | 0 | Constrained, otherwise capacity available =36 kVA | --> | 0.048 | 0 | 0.01 | 0.038 | 0 |  | --> | C15 ex MAYFIELD | Mayfield [T41,T42] | KILBARRY |  | 51.9179 | -8.419
001523 | MV/LV Substation WO***523 |  | 10 kV | _ | LV | 400 kVA :Kiosk Substation | 0.4 | --> | 0.4 | 0.279 | 15.18 |  | --> | 0.38 | 0 | 0.042 | 0.332 | 0 |  | --> | C21 ex CENTRAL PARK | Central Park [T101,T102] | CARRICKMINES |  | 53.2864 | -6.1964
093038Z | MV/LV Substation NO***038Z |  | 10 kV | _ | LV | 400 kVA :Building Structure | 0.4 | --> | 0.4 | 0 | 0 | Constrained, otherwise capacity available =244 kVA | --> | 0.38 | 0 | 0 | 0.358 | 0 |  | --> | C19 ex KILMORE | Kilmore [T101,T102,T103] | FINGLAS |  | 53.409 | -6.2467
196719 | MV/LV Substation AB***719 |  | 10 kV | _ | LV | 400 kVA :Kiosk Substation | 0.4 | --> | 0.4 | 0 | 0 | Constrained, otherwise capacity available =283 kVA | --> | 0.38 | 0 | 0.092 | 0 | 0 | Constrained, otherwise capacity available =296 kW | --> | C17 ex TRIM | Trim [T41,T42] | NAVAN |  | 53.5526 | -6.7724
050046Y | MV/LV Substation WE***046Y |  | 20 kV | _ | LV | 200 kVA :Kiosk Substation | 0.2 | --> | 0.2 | 0 | 0 | Constrained, otherwise capacity available =166 kVA | --> | 0.19 | 0 | 0.025 | 0 | 0 | Constrained, otherwise capacity available =167 kW | --> | C24 ex ATHLONE | Athlone [T41,T42] | ATHLONE |  | 53.4076 | -7.9829
340526 | MV/LV Substation BL***526 |  | 10 kV | _ | LV | 630 kVA :Kiosk Substation | 0.63 | --> | 0.63 | 0 | 0 | Constrained, otherwise capacity available =588 kVA | --> | 0.598 | 0 | 0 | 0 | 0 | Constrained, otherwise capacity available =593 kW | --> | C16 ex DUNGLOE | Dungloe [T41,T42] | ARDNAGAPPARY |  | 54.9793 | -8.4387
029170Y | MV/LV Substation TH***170Y |  | 10 kV | _ | LV | 400 kVA :Kiosk Substation | 0.4 | --> | 0.4 | 0 | 0 | Constrained, otherwise capacity available =285 kVA | --> | 0.38 | 0 | 0.048 | 0.328 | 0 |  | --> | C22 ex MIDLETON | Midleton [T101,T102] | MIDLETON |  | 51.9043 | -8.1696
011656X | MV/LV Substation BI***656X |  | 10 kV | _ | LV | 200 kVA :Kiosk Substation | 0.2 | --> | 0.2 | 0.154 | 5.05 |  | --> | 0.19 | 0 | 0.004 | 0 | 0 | Constrained, otherwise capacity available =181 kW | --> | C14 ex MCDONAGH | Mcdonagh [T41,T42] | KILKENNY |  | 52.6541 | -7.2344
020484 | MV/LV Substation LA***484 |  | 10 kV | _ | LV | 200 kVA :Kiosk Substation | 0.2 | --> | 0.2 | 0 | 0 | Constrained, otherwise capacity available =193 kVA | --> | 0.19 | 0 | 0.005 | 0 | 0 | Constrained, otherwise capacity available =185 kW | --> | C18 ex COOLCORCORAN | Coolcorcoran [T41,T42] | KNOCKEARAGH |  | 52.0698 | -9.5568
365102X | MV/LV Substation CA***102X |  | 10 kV | _ | LV | 400 kVA :Kiosk Substation | 0.4 | --> | 0.4 | 0 | 0 | Constrained, otherwise capacity available =280 kVA | --> | 0.38 | 0 | 0.035 | 0.337 | 0 |  | --> | C34 ex CLONDALKIN | Clondalkin [T41,T42,T44] | INCHICORE 220KV |  | 53.326 | -6.3842
065450X | MV/LV Substation ST***450X |  | 10 kV | _ | LV | 50 kVA :Pole Substation | 0.05 | --> | 0.05 | 0 | 0 | Constrained, otherwise capacity available =46 kVA | --> | 0.048 | 0 | 0 | 0 | 0 | Constrained, otherwise capacity available =47 kW | --> | C16 ex LOUGHSHINNY | Loughshinny [T41,T42] | GLASMORE |  | 53.5814 | -6.1744
120607Y | MV/LV Substation DO***607Y |  | 20 kV | _ | LV | 630 kVA :Kiosk Substation | 0.63 | --> | 0.63 | 0 | 0 | Constrained, otherwise capacity available =472 kVA | --> | 0.598 | 0 | 0.004 | 0 | 0 | Constrained, otherwise capacity available =574 kW | --> | E18 ex EDENDERRY | Edenderry [T421,T422] | BLAKE |  | 53.3415 | -7.0558
119382 | MV/LV Substation PI***382 |  | 20 kV | _ | LV | 50 kVA :Pole Substation | 0.05 | --> | 0.05 | 0 | 0 | Constrained, otherwise capacity available =44 kVA | --> | 0.048 | 0 | 0 | 0 | 0 | Constrained, otherwise capacity available =47 kW | --> | C18 ex KANTURK | Kanturk [T41,T42] | GLENLARA |  | 52.1031 | -8.9744
034296Y | MV/LV Substation BU***296Y |  | 10 kV | _ | LV | 100 kVA :Pole Substation | 0.1 | --> | 0.1 | 0.085 | 0.95 |  | --> | 0.095 | 0 | 0 | 0 | 0 | Constrained, otherwise capacity available =93 kW | --> | C18 ex SPA ROAD | Spa Road [T41,T42] | DOON |  | 52.3748 | -7.6509
008992Y | MV/LV Substation DU***992Y |  | 20 kV | _ | LV | 200 kVA :Pole Substation | 0.2 | --> | 0.2 | 0 | 0 | Constrained, otherwise capacity available =193 kVA | --> | 0.19 | 0 | 0 | 0 | 0 | Constrained, otherwise capacity available =189 kW | --> | C20 ex KNOCKMULLEN | Knockmullen [T42,T421] | GREAT ISLAND |  | 52.3214 | -6.8843
025375 | MV/LV Substation BU***375 |  | 10 kV | _ | LV | 100 kVA :Pole Substation | 0.1 | --> | 0.1 | 0 | 0 | Constrained, otherwise capacity available =60 kVA | --> | 0.095 | 0 | 0 | 0 | 0 | Constrained, otherwise capacity available =89 kW | --> | C11 ex KILMALLOCK | Kilmallock [T41,T42] | CHARLEVILLE |  | 52.4187 | -8.5335
039818X | MV/LV Substation OR***818X |  | 10 kV | _ | LV | 200 kVA :Kiosk Substation | 0.2 | --> | 0.2 | 0 | 0 | Constrained, otherwise capacity available =172 kVA | --> | 0.19 | 0 | 0.014 | 0 | 0 | Constrained, otherwise capacity available =176 kW | --> | C15 ex ORANMORE | Oranmore [T41,T44] | GALWAY 110KV |  | 53.2585 | -8.9323
019078 | MV/LV Substation KE***078 |  | 10 kV | _ | LV | 400 kVA :Building Structure | 0.4 | --> | 0.4 | 0.047 | 0.05 | Constrained, otherwise capacity available =348 kVA | --> | 0.38 | 0 | 0.017 | 0 | 0 | Constrained, otherwise capacity available =360 kW | --> | C11 ex BALLYBEGGAN | Ballybeggan [T43,T44] | TRALEE |  | 52.2734 | -9.6826
066280Z | MV/LV Substation NE***280Z |  | 20 kV | _ | LV | 100 kVA :Pole Substation | 0.1 | --> | 0.1 | 0 | 0 | Constrained, otherwise capacity available =98 kVA | --> | 0.095 | 0 | 0 | 0 | 0 | Constrained, otherwise capacity available =95 kW | --> | E21 ex ASHBOURNE | Ashbourne [T421,T422] | FINGLAS |  | 53.4832 | -6.3305
165786X | MV/LV Substation TI***786X |  | 20 kV | _ | LV | 200 kVA :Pole Substation | 0.2 | --> | 0.2 | 0 | 0 | Constrained, otherwise capacity available =138 kVA | --> | 0.19 | 0 | 0 | 0 | 0 | Constrained, otherwise capacity available =181 kW | --> | C11 ex TIMOLEAGUE | Timoleague [T41] | BANDON |  | 51.642 | -8.7672
204841 | MV/LV Substation CA***841 |  | 20 kV | _ | LV | 400 kVA :Building Structure | 0.4 | --> | 0.4 | 0.399 | 2.02 |  | --> | 0.38 | 0 | 0 | 0 | 0 | Constrained, otherwise capacity available =380 kW | --> | E17 ex BALLYMACARRY | Ballymacarry [T421] | TRILLICK |  | 55.1175 | -7.4388
116292 | MV/LV Substation LO***292 |  | 20 kV | _ | LV | 200 kVA :Pole Substation | 0.2 | --> | 0.2 | 0.122 | 8.1 |  | --> | 0.19 | 0 | 0.009 | 0 | 0 | Constrained, otherwise capacity available =172 kW | --> | E11 ex WESTPORT | Westport [T421,T422] | CASTLEBAR |  | 53.7625 | -9.8086
041839X | MV/LV Substation CU***839X |  | 20 kV | _ | LV | 50 kVA :Pole Substation | 0.05 | --> | 0.05 | 0 | 0 | Constrained, otherwise capacity available =41 kVA | --> | 0.048 | 0 | 0 | 0 | 0 | Constrained, otherwise capacity available =46 kW | --> | E14 ex DALTON | Dalton [T421,T422] | DALTON |  | 53.7979 | -8.9208
021296 | MV/LV Substation MU***296 |  | 10 kV | _ | LV | 400 kVA :Kiosk Substation | 0.4 | --> | 0.4 | 0 | 0 | Constrained, otherwise capacity available =370 kVA | --> | 0.38 | 0 | 0.005 | 0.372 | 0 |  | --> | C18 ex MAYFIELD | Mayfield [T41,T42] | KILBARRY |  | 51.9108 | -8.4411
065070Z | MV/LV Substation SO***070Z |  | 10 kV | _ | LV | 400 kVA :Kiosk Substation | 0.4 | --> | 0.4 | 0 | 0 | Constrained, otherwise capacity available =311 kVA | --> | 0.38 | 0 | 0.016 | 0 | 0 | Constrained, otherwise capacity available =356 kW | --> | C19 ex LOUGHSHINNY | Loughshinny [T41,T42] | GLASMORE |  | 53.578 | -6.1052
046314X | MV/LV Substation LI***314X |  | 10 kV | _ | LV | 200 kVA :Kiosk Substation | 0.2 | --> | 0.2 | 0.15 | 4.13 |  | --> | 0.19 | 0 | 0.018 | 0.17 | 0 |  | --> | C14 ex AGHAGAD | Aghagad [T41,T42] | SLIGO |  | 54.339 | -8.5269
152660 | MV/LV Substation LI***660 |  | 10 kV | _ | LV | 50 kVA :Pole Substation | 0.05 | --> | 0.05 | 0 | 0 | Constrained, otherwise capacity available =34 kVA | --> | 0.048 | 0 | 0 | 0 | 0 | Constrained, otherwise capacity available =45 kW | --> | C12 ex CAPPAMORE | Cappamore [T41,T42] | ARDNACRUSHA |  | 52.6651 | -8.4088
008999X | MV/LV Substation GO***999X |  | 10 kV | _ | LV | 400 kVA :Building Structure | 0.4 | --> | 0.4 | 0 | 0 | Constrained, otherwise capacity available =354 kVA | --> | 0.38 | 0 | 0.004 | 0 | 0 | Constrained, otherwise capacity available =371 kW | --> | C14 ex KNOCKMULLEN | Knockmullen [T42,T421] | GREAT ISLAND |  | 52.3952 | -6.9303
093366 | MV/LV Substation SH***366 |  | 10 kV | _ | LV | 400 kVA :Kiosk Substation | 0.4 | --> | 0.4 | 0 | 0 | Constrained, otherwise capacity available =344 kVA | --> | 0.38 | 0 | 0 | 0.372 | 0 |  | --> | C18 ex POPPINTREE | Poppintree [T101,T102] | FINGLAS |  | 53.3952 | -6.2558
066094Y | MV/LV Substation MI***094Y |  | 20 kV | _ | LV | 400 kVA :Kiosk Substation | 0.4 | --> | 0.4 | 0 | 0 | Constrained, otherwise capacity available =292 kVA | --> | 0.38 | 0 | 0.003 | 0 | 0 | Constrained, otherwise capacity available =363 kW | --> | E15 ex BATTER LANE TEMPORARY | Batter Lane Temporary 38kv [T421] | GLASMORE |  | 53.5274 | -6.1758
377516 | MV/LV Substation DO***516 |  | 20 kV | _ | LV | 50 kVA :Pole Substation | 0.05 | --> | 0.05 | 0 | 0 | Constrained, otherwise capacity available =48 kVA | --> | 0.048 | 0 | 0 | 0 | 0 | Constrained, otherwise capacity available =47 kW | --> | E18 ex GURRANEBANE | Gurranebane [T421,T422] | OUGHTRAGH |  | 51.8831 | -10.3624
036001 | MV/LV Substation BL***001 |  | 10 kV | _ | LV | 1000 kVA :Building Structure | 1 | --> | 1 | 0 | 0 | Constrained, otherwise capacity available =659 kVA | --> | 0.95 | 0 | 0 | 0 | 0 | Constrained, otherwise capacity available =902 kW | --> | E17 ex GARRANACANTY | Garranacanty [T421,T422] | TIPPERARY |  | 52.4742 | -8.158
288042X | MV/LV Substation TH***042X |  | 10 kV | _ | LV | 50 kVA :Pole Substation | 0.05 | --> | 0.05 | 0.041 | 0.04 | Constrained, otherwise capacity available =50 kVA | --> | 0.048 | 0 | 0 | 0.048 | 0 |  | --> | C21 ex LITTLE BRAY | Little Bray [T41,T42] | FASSAROE |  | 53.2081 | -6.1809
015736Z | MV/LV Substation WA***736Z |  | 10 kV | _ | LV | 1000 kVA :Building Structure | 1 | --> | 1 | 0 | 0 | Constrained, otherwise capacity available =632 kVA | --> | 0.95 | 0 | 0 | 0 | 0 | Constrained, otherwise capacity available =898 kW | --> | C11 ex SALLINS | Sallins [T41,T42] | GRIFFINRATH |  | 53.2458 | -6.664
021290 | MV/LV Substation SI***290 |  | 10 kV | _ | LV | 400 kVA :Kiosk Substation | 0.4 | --> | 0.4 | 0 | 0 | Constrained, otherwise capacity available =275 kVA | --> | 0.38 | 0 | 0.023 | 0.346 | 0 |  | --> | C12 ex MAYFIELD | Mayfield [T41,T42] | KILBARRY |  | 51.9106 | -8.4258
014894 | MV/LV Substation KI***894 |  | 20 kV | _ | LV | 400 kVA :Kiosk Substation | 0.4 | --> | 0.4 | 0.296 | 0.63 |  | --> | 0.38 | 0 | 0.006 | 0 | 0 | Constrained, otherwise capacity available =361 kW | --> | E11 ex KILCULLEN | Kilcullen [T41,T42,T424] | STRATFORD |  | 53.0596 | -6.7001
180064Y | MV/LV Substation KI***064Y |  | 10 kV | _ | LV | 200 kVA :Kiosk Substation | 0.2 | --> | 0.2 | 0.146 | 0.68 |  | --> | 0.19 | 0 | 0 | 0 | 0 | Constrained, otherwise capacity available =183 kW | --> | C24 ex MULLAGH | Mullagh [T44] | MEATH HILL |  | 53.8114 | -6.9509
0124284 | MV/LV Substation BR***4284 |  | 10 kV | _ | LV | 400 kVA :Kiosk Substation | 0.4 | --> | 0.4 | 0 | 0 | Constrained, otherwise capacity available =340 kVA | --> | 0.38 | 0 | 0.016 | 0 | 0 | Constrained, otherwise capacity available =360 kW | --> | C20 ex POLLERTON | Pollerton [T41,T42] | CARLOW |  | 52.835 | -6.9047
089202X | MV/LV Substation BR***202X |  | 10 kV | _ | LV | 400 kVA :Kiosk Substation | 0.4 | --> | 0.4 | 0.368 | 9.1 |  | --> | 0.38 | 0 | 0.016 | 0 | 0 | Constrained, otherwise capacity available =364 kW | --> | C18 ex ARDNAREE | Ardnaree [T42,T421] | MOY |  | 54.1102 | -9.1386
120619Y | MV/LV Substation WO***619Y |  | 20 kV | _ | LV | 50 kVA :Pole Substation | 0.05 | --> | 0.05 | 0.049 | 3.5 |  | --> | 0.048 | 0 | 0 | 0 | 0 | Constrained, otherwise capacity available =47 kW | --> | E12 ex DUNFIRTH | Dunfirth [T122] | DUNFIRTH |  | 53.4137 | -6.8101
160032Z | MV/LV Substation CA***032Z |  | 10 kV | _ | LV | 400 kVA :Kiosk Substation | 0.4 | --> | 0.4 | 0 | 0 | Constrained, otherwise capacity available =320 kVA | --> | 0.38 | 0 | 0.014 | 0 | 0 | Constrained, otherwise capacity available =359 kW | --> | C23 ex PORTARLINGTON | Portarlington [T43] | BLAKE |  | 53.1541 | -7.1942
060746Y | MV/LV Substation CL***746Y |  | 20 kV | _ | LV | 50 kVA :Pole Substation | 0.05 | --> | 0.05 | 0.034 | 2.57 |  | --> | 0.048 | 0 | 0 | 0 | 0 | Constrained, otherwise capacity available =45 kW | --> | E14 ex ERRIGAL | Errigal [T41,T422] | SHANKILL |  | 54.0613 | -7.0963
0014199 | MV/LV Substation FE***4199 |  | 10 kV | _ | LV | 630 kVA :Kiosk Substation | 0.63 | --> | 0.63 | 0.5 | 1.55 |  | --> | 0.598 | 0 | 0.038 | 0.5 | 0 |  | --> | C21 ex MONKSTOWN | Monkstown [T41,T42] | BLACKROCK |  | 53.2752 | -6.1911
119002 | MV/LV Substation HI***002 |  | 10 kV | _ | LV | 200 kVA :Pole Substation | 0.2 | --> | 0.2 | 0.145 | 4.16 |  | --> | 0.19 | 0 | 0 | 0.182 | 0 |  | --> | C22 ex NEWMARKET (SR) | Newmarket (sr) [T41,T42] | GLENLARA |  | 52.2139 | -8.9991
066079Y | MV/LV Substation MA***079Y |  | 10 kV | _ | LV | 400 kVA :Kiosk Substation | 0.4 | --> | 0.4 | 0 | 0 | Constrained, otherwise capacity available =354 kVA | --> | 0.38 | 0 | 0 | 0 | 0 | Constrained, otherwise capacity available =374 kW | --> | C19 ex MALAHIDE | Malahide [T41,T42] | GLASMORE |  | 53.453 | -6.1554
066235X | MV/LV Substation MA***235X |  | 10 kV | _ | LV | 200 kVA :Building Structure | 0.2 | --> | 0.2 | 0 | 0 | Constrained, otherwise capacity available =127 kVA | --> | 0.19 | 0 | 0.011 | 0 | 0 | Constrained, otherwise capacity available =172 kW | --> | C15 ex MALAHIDE | Malahide [T41,T42] | GLASMORE |  | 53.4329 | -6.153
059026 | MV/LV Substation GO***026 |  | 10 kV | _ | LV | 200 kVA :Kiosk Substation | 0.2 | --> | 0.2 | 0 | 0 | Constrained, otherwise capacity available =100 kVA | --> | 0.19 | 0 | 0.05 | 0 | 0 | Constrained, otherwise capacity available =139 kW | --> | C11 ex DERRYCRAMPH | Derrycramph [T41,T42] | SHANKILL |  | 53.9744 | -7.3535
021634Z | MV/LV Substation CR***634Z |  | 10 kV | _ | LV | 630 kVA :Kiosk Substation | 0.63 | --> | 0.63 | 0 | 0 | Constrained, otherwise capacity available =492 kVA | --> | 0.598 | 0 | 0.104 | 0.5 | 0 |  | --> | C15 ex MAYFIELD | Mayfield [T41,T42] | KILBARRY |  | 51.9207 | -8.4065
066268Z | MV/LV Substation MO***268Z |  | 20 kV | _ | LV | 400 kVA :Kiosk Substation | 0.4 | --> | 0.4 | 0 | 0 | Constrained, otherwise capacity available =286 kVA | --> | 0.38 | 0 | 0.032 | 0 | 0 | Constrained, otherwise capacity available =340 kW | --> | E12 ex ASHBOURNE | Ashbourne [T421,T422] | FINGLAS |  | 53.5049 | -6.447
153825 | MV/LV Substation BA***825 |  | 20 kV | _ | LV | 200 kVA :Kiosk Substation | 0.2 | --> | 0.2 | 0 | 0 | Constrained, otherwise capacity available =119 kVA | --> | 0.19 | 0 | 0.036 | 0 | 0 | Constrained, otherwise capacity available =152 kW | --> | E17 ex BIRDHILL | Birdhill [T421,T422] | ARDNACRUSHA |  | 52.8156 | -8.4452
120525X | MV/LV Substation NE***525X |  | 20 kV | _ | LV | 50 kVA :Pole Substation | 0.05 | --> | 0.05 | 0 | 0 | Constrained, otherwise capacity available =45 kVA | --> | 0.048 | 0 | 0 | 0 | 0 | Constrained, otherwise capacity available =47 kW | --> | E20 ex EDENDERRY | Edenderry [T421,T422] | BLAKE |  | 53.3194 | -7.1972
065465Z | MV/LV Substation BA***465Z |  | 10 kV | _ | LV | 400 kVA :Kiosk Substation | 0.4 | --> | 0.4 | 0 | 0 | Constrained, otherwise capacity available =286 kVA | --> | 0.38 | 0 | 0.085 | 0.301 | 0 |  | --> | C25 ex STEPHENSTOWN | Stephenstown [T101,T102] | FINGLAS |  | 53.5849 | -6.1379
210548X | MV/LV Substation CL***548X |  | 10 kV | _ | LV | 100 kVA :Pole Substation | 0.1 | --> | 0.1 | 0 | 0 | Constrained, otherwise capacity available =97 kVA | --> | 0.095 | 0 | 0 | 0 | 0 | Constrained, otherwise capacity available =95 kW | --> | C21 ex CARRICKMACROSS | Carrickmacross [T41,T42] | MEATH HILL |  | 53.9445 | -6.6684
120832X | MV/LV Substation EN***832X |  | 20 kV | _ | LV | 400 kVA :Kiosk Substation | 0.4 | --> | 0.4 | 0.311 | 3.5 |  | --> | 0.38 | 0 | 0 | 0 | 0 | Constrained, otherwise capacity available =368 kW | --> | E12 ex DUNFIRTH | Dunfirth [T122] | DUNFIRTH |  | 53.4175 | -6.8355
1204281 | MV/LV Substation DA***4281 |  | 20 kV | _ | LV | 50 kVA :Pole Substation | 0.05 | --> | 0.05 | 0 | 0 | Constrained, otherwise capacity available =38 kVA | --> | 0.048 | 0 | 0.025 | 0 | 0 | Constrained, otherwise capacity available =27 kW | --> | E20 ex EDENDERRY | Edenderry [T421,T422] | BLAKE |  | 53.3074 | -7.0567
065259Z | MV/LV Substation GO***259Z |  | 10 kV | _ | LV | 400 kVA :Kiosk Substation | 0.4 | --> | 0.4 | 0 | 0 | Constrained, otherwise capacity available =237 kVA | --> | 0.38 | 0 | 0.066 | 0 | 0 | Constrained, otherwise capacity available =308 kW | --> | C15 ex LOUGHSHINNY | Loughshinny [T41,T42] | GLASMORE |  | 53.5183 | -6.1029
365882X | MV/LV Substation AR***882X |  | 10 kV | _ | LV | 400 kVA :Kiosk Substation | 0.4 | --> | 0.4 | 0 | 0 | Constrained, otherwise capacity available =335 kVA | --> | 0.38 | 0 | 0 | 0.371 | 0 |  | --> | C12 ex FORTUNESTOWN | Fortunestown [T101,T102] | INCHICORE 220KV |  | 53.2881 | -6.4151
015296Z | MV/LV Substation KI***296Z |  | 10 kV | _ | LV | 100 kVA :Pole Substation | 0.1 | --> | 0.1 | 0 | 0 | Constrained, otherwise capacity available =78 kVA | --> | 0.095 | 0 | 0.03 | 0 | 0 | Constrained, otherwise capacity available =70 kW | --> | C18 ex SALLINS | Sallins [T41,T42] | GRIFFINRATH |  | 53.2652 | -6.6185
093281Z | MV/LV Substation JO***281Z |  | 10 kV | _ | LV | 630 kVA :Building Structure | 0.63 | --> | 0.63 | 0 | 0 | Constrained, otherwise capacity available =176 kVA | --> | 0.598 | 0 | 0 | 0.5 | 0 |  | --> | C17 ex UNIDARE | Unidare [T41,T42] | FINGLAS |  | 53.4032 | -6.3085
265951X | MV/LV Substation AM***951X |  | 20 kV | _ | LV | 100 kVA :Pole Substation | 0.1 | --> | 0.1 | 0.066 | 0.07 | Constrained, otherwise capacity available =100 kVA | --> | 0.095 | 0 | 0 | 0 | 0 | Constrained, otherwise capacity available =95 kW | --> | E15 ex BALLYCONNELL | Ballyconnell [T421,T422] | GORTAWEE |  | 54.1116 | -7.5714
0084225 | MV/LV Substation BE***4225 |  | 10 kV | _ | LV | 50 kVA :Pole Substation | 0.05 | --> | 0.05 | 0.038 | 0.2 |  | --> | 0.048 | 0 | 0 | 0 | 0 | Constrained, otherwise capacity available =46 kW | --> | E17 ex BEALISTOWN | Bealistown [T421,T422] | GREAT ISLAND |  | 52.2717 | -6.8661
0434186 | MV/LV Substation RA***4186 |  | 10 kV | _ | LV | 50 kVA :Pole Substation | 0.05 | --> | 0.05 | 0.046 | 0.43 |  | --> | 0.048 | 0 | 0.01 | 0 | 0 | Constrained, otherwise capacity available =40 kW | --> | C21 ex SWINFORD | Swinford [T41,T42] | CASTLEBAR |  | 53.9467 | -8.9437
029837X | MV/LV Substation BE***837X |  | 10 kV | _ | LV | 50 kVA :Pole Substation | 0.05 | --> | 0.05 | 0 | 0 | Constrained, otherwise capacity available =30 kVA | --> | 0.048 | 0 | 0 | 0 | 0 | Constrained, otherwise capacity available =45 kW | --> | C32 ex CLOYNE | Cloyne [T41] | MIDLETON |  | 51.8629 | -8.1253
026084Z | MV/LV Substation KI***084Z |  | 10 kV | _ | LV | 630 kVA :Kiosk Substation | 0.63 | --> | 0.63 | 0.5 | 8.66 |  | --> | 0.598 | 0 | 0 | 0 | 0 | Constrained, otherwise capacity available =597 kW | --> | C12 ex BANDON | Bandon [T101,T42] | BANDON |  | 51.7484 | -8.7386
0594316 | MV/LV Substation RA***4316 |  | 10 kV | _ | LV | 50 kVA :Pole Substation | 0.05 | --> | 0.05 | 0 | 0 | Constrained, otherwise capacity available =50 kVA | --> | 0.048 | 0 | 0 | 0 | 0 | Constrained, otherwise capacity available =48 kW | --> | C11 ex DERRYCRAMPH | Derrycramph [T41,T42] | SHANKILL |  | 53.9681 | -7.3352
017670Y | MV/LV Substation ST***670Y |  | 20 kV | _ | LV | 100 kVA :Pole Substation | 0.1 | --> | 0.1 | 0.086 | 1.98 |  | --> | 0.095 | 0 | 0.006 | 0 | 0 | Constrained, otherwise capacity available =89 kW | --> | E11 ex RATHKEALE | Rathkeale [T421,T422] | RATHKEALE |  | 52.5435 | -8.9483
138033 | MV/LV Substation CO***033 |  | 10 kV | _ | LV | 50 kVA :Pole Substation | 0.05 | --> | 0.05 | 0.048 | 1.52 |  | --> | 0.048 | 0 | 0 | 0 | 0 | Constrained, otherwise capacity available =47 kW | --> | C19 ex SHERCOCK | Shercock [T41,T42] | MEATH HILL |  | 53.9734 | -6.9746
149528 | MV/LV Substation MA***528 |  | 10 kV | _ | LV | 630 kVA :Kiosk Substation | 0.63 | --> | 0.63 | 0 | 0 | Constrained, otherwise capacity available =452 kVA | --> | 0.598 | 0 | 0 | 0 | 0 | Constrained, otherwise capacity available =574 kW | --> | C13 ex DONEGAL | Donegal [T41,T42] | CATHALEENS FALL |  | 54.6532 | -8.1079
068306 | MV/LV Substation BR***306 |  | 10 kV | _ | LV | 630 kVA :Kiosk Substation | 0.63 | --> | 0.63 | 0 | 0 | Constrained, otherwise capacity available =159 kVA | --> | 0.598 | 0 | 0 | 0.5 | 0 |  | --> | C17 ex GLOUCESTER PLACE | Gloucester Place [T41,T42] | MCDERMOTT |  | 53.3534 | -6.2588
154282 | MV/LV Substation BL***282 |  | 10 kV | _ | LV | 400 kVA :Kiosk Substation | 0.4 | --> | 0.4 | 0 | 0 | Constrained, otherwise capacity available =270 kVA | --> | 0.38 | 0 | 0.017 | 0 | 0 | Constrained, otherwise capacity available =349 kW | --> | C18 ex COOLMINE | Coolmine [T41,T42] | FINGLAS |  | 53.3934 | -6.4097
2164019 | MV/LV Substation GL***4019 |  | 10 kV | _ | LV | 100 kVA :Pole Substation | 0.1 | --> | 0.1 | 0 | 0 | Constrained, otherwise capacity available =87 kVA | --> | 0.095 | 0 | 0 | 0 | 0 | Constrained, otherwise capacity available =93 kW | --> | C26 ex GLENTIES | Glenties [T41,T42] | BINBANE |  | 54.7941 | -8.2935
265966 | MV/LV Substation AR***966 |  | 20 kV | _ | LV | 50 kVA :Pole Substation | 0.05 | --> | 0.05 | 0.05 | 2.56 |  | --> | 0.048 | 0 | 0 | 0.048 | 0 |  | --> | C17 ex KILLESHANDRA | Killeshandra [T41,T42] | GORTAWEE |  | 54.064 | -7.5823
0684448 | MV/LV Substation SC***4448 |  | 10 kV | _ | LV | 1000 kVA :Building Structure | 1 | --> | 1 | 0.5 | 1.37 |  | --> | 0.95 | 0 | 0 | 0.5 | 0 |  | --> | C11 ex SOUTH KING STREET | South King Street [T41,T42] | FRANCIS STREET |  | 53.3398 | -6.2567
067273 | MV/LV Substation SH***273 |  | 10 kV | _ | LV | 630 kVA :Building Structure | 0.63 | --> | 0.63 | 0 | 0 | Constrained, otherwise capacity available =279 kVA | --> | 0.598 | 0 | 0.048 | 0 | 0 | Constrained, otherwise capacity available =514 kW | --> | C20 ex DOCK ROAD | Dock Road [T41,T42] | LIMERICK |  | 52.6411 | -8.6472
060041 | MV/LV Substation DR***041 |  | 10 kV | _ | LV | 200 kVA :Pole Substation | 0.2 | --> | 0.2 | 0.172 | 2.57 |  | --> | 0.19 | 0 | 0 | 0 | 0 | Constrained, otherwise capacity available =186 kW | --> | C19 ex ERRIGAL | Errigal [T41,T422] | SHANKILL |  | 54.0723 | -7.0729
021291Z | MV/LV Substation BI***291Z |  | 20 kV | _ | LV | 50 kVA :Pole Substation | 0.05 | --> | 0.05 | 0 | 0 | Constrained, otherwise capacity available =45 kVA | --> | 0.048 | 0 | 0 | 0.047 | 0 |  | --> | C11 ex RIVERSTOWN | Riverstown [T41,T42] | KILBARRY |  | 52.0117 | -8.3458
0034271 | MV/LV Substation HA***4271 |  | 10 kV | _ | LV | 630 kVA :Kiosk Substation | 0.63 | --> | 0.63 | 0.5 | 11.58 |  | --> | 0.598 | 0 | 0 | 0 | 0 | Constrained, otherwise capacity available =598 kW | --> | C25 ex BALLYBEG | Ballybeg [T101,T102] | CARRICKMINES |  | 52.9936 | -6.0686
210410Y | MV/LV Substation BA***410Y |  | 10 kV | _ | LV | 200 kVA :Pole Substation | 0.2 | --> | 0.2 | 0 | 0 | Constrained, otherwise capacity available =199 kVA | --> | 0.19 | 0 | 0 | 0 | 0 | Constrained, otherwise capacity available =190 kW | --> | C19 ex CARRICKMACROSS | Carrickmacross [T41,T42] | MEATH HILL |  | 53.9435 | -6.7179
3654095 | MV/LV Substation BA***4095 |  | 10 kV | _ | LV | 400 kVA :Kiosk Substation | 0.4 | --> | 0.4 | 0 | 0 | Constrained, otherwise capacity available =230 kVA | --> | 0.38 | 0 | 0.056 | 0.315 | 0 |  | --> | C22 ex OLDBAWN | Oldbawn [T41,T42] | COOKSTOWN |  | 53.2682 | -6.3336
249496Z | MV/LV Substation CO***496Z |  | 10 kV | _ | LV | 400 kVA :Kiosk Substation | 0.4 | --> | 0.4 | 0 | 0 | Constrained, otherwise capacity available =396 kVA | --> | 0.38 | 0 | 0.006 | 0 | 0 | Constrained, otherwise capacity available =375 kW | --> | C19 ex LISMORE | Lismore [T41,T42] | DUNGARVAN |  | 52.1363 | -7.9325
2884143 | MV/LV Substation GR***4143 |  | 10 kV | _ | LV | 630 kVA :Kiosk Substation | 0.63 | --> | 0.63 | 0 | 0 | Constrained, otherwise capacity available =630 kVA | --> | 0.598 | 0 | 0 | 0.5 | 0 |  | --> | C18 ex LOUGHLINSTOWN | Loughlinstown [T41,T42] | CARRICKMINES |  | 53.249 | -6.157
0624251 | MV/LV Substation AL***4251 |  | 10 kV | _ | LV | 400 kVA :Building Structure | 0.4 | --> | 0.4 | 0.169 | 2.33 |  | --> | 0.38 | 0 | 0 | 0 | 0 | Constrained, otherwise capacity available =347 kW | --> | C19 ex DUNDALK | Dundalk [T41,T42] | DUNDALK |  | 53.9925 | -6.4151
0684721 | MV/LV Substation EA***4721 |  | 10 kV | _ | LV | 1000 kVA :Building Structure | 1 | --> | 1 | 0.5 | 14.34 |  | --> | 0.95 | 0 | 0 | 0.5 | 0 |  | --> | C31 ex NORTH QUAYS | North Quays [T101,T102,T103] | POOLBEG |  | 53.3578 | -6.2338
064303Z | MV/LV Substation M1***303Z |  | 10 kV | _ | LV | 400 kVA :Kiosk Substation | 0.4 | --> | 0.4 | 0 | 0 | Constrained, otherwise capacity available =259 kVA | --> | 0.38 | 0 | 0 | 0 | 0 | Constrained, otherwise capacity available =360 kW | --> | C19 ex DRYBRIDGE | Drybridge [T41,T42] | DRYBRIDGE |  | 53.7268 | -6.3866
120612X | MV/LV Substation DE***612X |  | 20 kV | _ | LV | 200 kVA :Kiosk Substation | 0.2 | --> | 0.2 | 0.1 | 3.5 |  | --> | 0.19 | 0 | 0.056 | 0 | 0 | Constrained, otherwise capacity available =134 kW | --> | E11 ex DUNFIRTH | Dunfirth [T122] | DUNFIRTH |  | 53.4152 | -6.8226
056429X | MV/LV Substation L ***429X |  | 10 kV | _ | LV | 400 kVA :Building Structure | 0.4 | --> | 0.4 | 0.393 | 0.89 |  | --> | 0.38 | 0 | 0 | 0 | 0 | Constrained, otherwise capacity available =379 kW | --> | C19 ex BIRR | Birr [T41,T422] | DALLOW |  | 53.0936 | -7.8953
127362X | MV/LV Substation TE***362X |  | 10 kV | _ | LV | 200 kVA :Pole Substation | 0.2 | --> | 0.2 | 0 | 0 | Constrained, otherwise capacity available =200 kVA | --> | 0.19 | 0 | 0 | 0 | 0 | Constrained, otherwise capacity available =190 kW | --> | C14 ex TEMPLEMORE | Templemore [T41,T42] | IKERRIN |  | 52.7598 | -7.6643
111053 | MV/LV Substation CO***053 |  | 10 kV | _ | LV | 200 kVA :Pole Substation | 0.2 | --> | 0.2 | 0 | 0 | Constrained, otherwise capacity available =136 kVA | --> | 0.19 | 0 | 0.017 | 0 | 0 | Constrained, otherwise capacity available =168 kW | --> | C15 ex BANTRY | Bantry [T41,T42] | BALLYLICKY |  | 51.6859 | -9.4492
001200X | MV/LV Substation HO***200X |  | 10 kV | _ | LV | 1000 kVA :Building Structure | 1 | --> | 1 | 0.5 | 0.86 | Constrained, otherwise capacity available =913 kVA | --> | 0.95 | 0 | 0 | 0.5 | 0 |  | --> | C17 ex BELFIELD | Belfield [T41,T42] | BLACKROCK |  | 53.3128 | -6.2041
062336 | MV/LV Substation ST***336 |  | 20 kV | _ | LV | 100 kVA :Pole Substation | 0.1 | --> | 0.1 | 0.078 | 3.47 |  | --> | 0.095 | 0 | 0.03 | 0 | 0 | Constrained, otherwise capacity available =70 kW | --> | E16 ex BUSH | Bush [T421,T422] | DUNDALK |  | 54.0086 | -6.1686
0354051 | MV/LV Substation BA***4051 |  | 10 kV | _ | LV | 50 kVA :Pole Substation | 0.05 | --> | 0.05 | 0.05 | 6.17 |  | --> | 0.048 | 0 | 0 | 0 | 0 | Constrained, otherwise capacity available =47 kW | --> | C21 ex CAHIR | Cahir [T41,T42] | CAHIR |  | 52.3597 | -7.8873
0694130 | MV/LV Substation VE***4130 |  | 10 kV | _ | LV | 1000 kVA :Building Structure | 1 | --> | 1 | 0.5 | 0.98 |  | --> | 0.95 | 0 | 0 | 0.5 | 0 |  | --> | C19 ex LEESON STREET | Leeson Street [T41,T42] | MILLTOWN (DR) |  | 53.3329 | -6.2458
006143 | MV/LV Substation SL***143 |  | 10 kV | _ | LV | 400 kVA :Kiosk Substation | 0.4 | --> | 0.4 | 0.331 | 3.12 |  | --> | 0.38 | 0 | 0.026 | 0 | 0 | Constrained, otherwise capacity available =351 kW | --> | C11 ex BELLFIELD | Bellfield [T41,T42] | CRANE |  | 52.5117 | -6.588
062026Z | MV/LV Substation DR***026Z |  | 20 kV | _ | LV | 50 kVA :Pole Substation | 0.05 | --> | 0.05 | 0.048 | 4.25 |  | --> | 0.048 | 0 | 0 | 0 | 0 | Constrained, otherwise capacity available =47 kW | --> | E15 ex JENKINSTOWN | Jenkinstown [T421,T422] | DUNDALK |  | 54.059 | -6.3493
196019X | MV/LV Substation PA***019X |  | 10 kV | _ | LV | 400 kVA :Building Structure | 0.4 | --> | 0.4 | 0 | 0 | Constrained, otherwise capacity available =396 kVA | --> | 0.38 | 0 | 0 | 0 | 0 | Constrained, otherwise capacity available =379 kW | --> | C15 ex TRIM | Trim [T41,T42] | NAVAN |  | 53.5661 | -6.8046
068534 | MV/LV Substation SK***534 |  | 10 kV | _ | LV | 630 kVA :Kiosk Substation | 0.63 | --> | 0.63 | 0 | 0 | Constrained, otherwise capacity available =396 kVA | --> | 0.598 | 0 | 0.003 | 0.5 | 0 |  | --> | C13 ex DRUMCONDRA | Drumcondra [T41,T42] | MCDERMOTT |  | 53.3729 | -6.2536
061356 | MV/LV Substation MA***356 |  | 10 kV | _ | LV | 50 kVA :Pole Substation | 0.05 | --> | 0.05 | 0.049 | 2.04 |  | --> | 0.048 | 0 | 0 | 0 | 0 | Constrained, otherwise capacity available =47 kW | --> | C19 ex BALLYBAY | Ballybay [T41,T42] | LISDRUM |  | 54.0619 | -6.9698
365053 | MV/LV Substation MA***053 |  | 10 kV | _ | LV | 400 kVA :Kiosk Substation | 0.4 | --> | 0.4 | 0 | 0 | Constrained, otherwise capacity available =334 kVA | --> | 0.38 | 0 | 0.059 | 0.327 | 0 |  | --> | C12 ex FORTUNESTOWN | Fortunestown [T101,T102] | INCHICORE 220KV |  | 53.2849 | -6.4114
062799Y | MV/LV Substation EA***799Y |  | 10 kV | _ | LV | 400 kVA :Kiosk Substation | 0.4 | --> | 0.4 | 0.335 | 3.12 |  | --> | 0.38 | 0 | 0.006 | 0 | 0 | Constrained, otherwise capacity available =366 kW | --> | C21 ex MARSHES | Marshes [T41,T42] | DUNDALK |  | 53.9631 | -6.3866
0934101 | MV/LV Substation PA***4101 |  | 10 kV | _ | LV | 630 kVA :Building Structure | 0.63 | --> | 0.63 | 0 | 0 | Constrained, otherwise capacity available =588 kVA | --> | 0.598 | 0 | 0 | 0 | 0 | Constrained, otherwise capacity available =593 kW | --> | C25 ex BALLYCOOLIN | Ballycoolin [T41,T42,T43] | FINGLAS |  | 53.4027 | -6.3435
052874 | MV/LV Substation FA***874 |  | 10 kV | _ | LV | 400 kVA :Kiosk Substation | 0.4 | --> | 0.4 | 0.328 | 10.9 |  | --> | 0.38 | 0 | 0 | 0.37 | 0 |  | --> | C18 ex MULLINGAR | Mullingar [T101,T102] | MULLINGAR |  | 53.5254 | -7.3594
0214298 | MV/LV Substation PL***4298 |  | 20 kV | _ | LV | 50 kVA :Pole Substation | 0.05 | --> | 0.05 | 0 | 0 | Constrained, otherwise capacity available =50 kVA | --> | 0.048 | 0 | 0 | 0 | 0 | Constrained, otherwise capacity available =48 kW | --> | E18 ex WHITECHURCH | Whitechurch [T421,T422] | KILBARRY |  | 52.0011 | -8.6864
365854X | MV/LV Substation HO***854X |  | 10 kV | _ | LV | 50 kVA :Pole Substation | 0.05 | --> | 0.05 | 0 | 0 | Constrained, otherwise capacity available =46 kVA | --> | 0.048 | 0 | 0 | 0.047 | 0 |  | --> | C15 ex SAGGART | Saggart [T41,T42] | GRANGE CASTLE |  | 53.2642 | -6.3954
052861Y | MV/LV Substation TO***861Y |  | 20 kV | _ | LV | 50 kVA :Pole Substation | 0.05 | --> | 0.05 | 0.04 | 10.9 |  | --> | 0.048 | 0 | 0 | 0.046 | 0 |  | --> | C25 ex MULLINGAR | Mullingar [T101,T102] | MULLINGAR |  | 53.583 | -7.5291
111491 | MV/LV Substation GU***491 |  | 20 kV | _ | LV | 100 kVA :Pole Substation | 0.1 | --> | 0.1 | 0 | 0 | Constrained, otherwise capacity available =34 kVA | --> | 0.095 | 0 | 0.046 | 0 | 0 | Constrained, otherwise capacity available =52 kW | --> | E16 ex BALLYDEHOB | Ballydehob [T421] | DUNMANWAY |  | 51.5194 | -9.5751
031768 | MV/LV Substation RO***768 |  | 20 kV | _ | LV | 50 kVA :Pole Substation | 0.05 | --> | 0.05 | 0 | 0 | Constrained, otherwise capacity available =37 kVA | --> | 0.048 | 0 | 0 | 0 | 0 | Constrained, otherwise capacity available =46 kW | --> | E16 ex KILMACTHOMAS | Kilmacthomas [T421,T422] | DUNGARVAN |  | 52.1712 | -7.4102
068404 | MV/LV Substation PE***404 |  | 10 kV | _ | LV | 1000 kVA :Building Structure | 1 | --> | 1 | 0.5 | 0.98 |  | --> | 0.95 | 0 | 0 | 0.5 | 0 |  | --> | C22 ex LEESON STREET | Leeson Street [T41,T42] | MILLTOWN (DR) |  | 53.336 | -6.2526
068763X | MV/LV Substation WE***763X |  | 10 kV | _ | LV | 1000 kVA :Building Structure | 1 | --> | 1 | 0.5 | 7.2 |  | --> | 0.95 | 0 | 0 | 0.5 | 0 |  | --> | C25 ex TRINITY | Trinity [T101,T102] | POOLBEG |  | 53.3438 | -6.2505
209018X | MV/LV Substation FA***018X |  | 20 kV | _ | LV | 100 kVA :Pole Substation | 0.1 | --> | 0.1 | 0 | 0 | Constrained, otherwise capacity available =88 kVA | --> | 0.095 | 0 | 0.005 | 0 | 0 | Constrained, otherwise capacity available =90 kW | --> | C14 ex MILFORD (NR) | Milford (nr) [T41,T42] | LETTERKENNY |  | 55.2432 | -7.7021
154409 | MV/LV Substation BL***409 |  | 10 kV | _ | LV | 200 kVA :Kiosk Substation | 0.2 | --> | 0.2 | 0 | 0 | Constrained, otherwise capacity available =84 kVA | --> | 0.19 | 0 | 0.008 | 0.168 | 0 |  | --> | C11 ex MACETOWN | Macetown [T101,T102] | MACETOWN |  | 53.3988 | -6.4118
238314 | MV/LV Substation SH***314 |  | 20 kV | _ | LV | 630 kVA :Kiosk Substation | 0.63 | --> | 0.63 | 0 | 0 | Constrained, otherwise capacity available =524 kVA | --> | 0.598 | 0 | 0 | 0 | 0 | Constrained, otherwise capacity available =592 kW | --> | E18 ex BALLINROBE | Ballinrobe [T421,T422] | DALTON |  | 53.6819 | -9.3724
136200Y | MV/LV Substation DE***200Y |  | 20 kV | _ | LV | 200 kVA :Pole Substation | 0.2 | --> | 0.2 | 0 | 0 | Constrained, otherwise capacity available =160 kVA | --> | 0.19 | 0 | 0 | 0 | 0 | Constrained, otherwise capacity available =184 kW | --> | C20 ex ROSCOMMON | Roscommon [T41,T42] | LANESBORO |  | 53.6765 | -8.1896
0394339 | MV/LV Substation OA***4339 |  | 10 kV | _ | LV | 100 kVA :Pole Substation | 0.1 | --> | 0.1 | 0 | 0 | Constrained, otherwise capacity available =95 kVA | --> | 0.095 | 0 | 0.011 | 0.086 | 0 |  | --> | C24 ex GALWAY 110KV | Galway 110kv [T102,T103] | GALWAY 110KV |  | 53.2712 | -8.9841
214940 | MV/LV Substation BO***940 |  | 20 kV | _ | LV | 200 kVA :Pole Substation | 0.2 | --> | 0.2 | 0 | 0 | Constrained, otherwise capacity available =195 kVA | --> | 0.19 | 0 | 0 | 0 | 0 | Constrained, otherwise capacity available =189 kW | --> | C11 ex DRUMQUIN | Drumquin [T42] | ENNIS |  | 52.7752 | -9.2396
054928Y | MV/LV Substation TH***928Y |  | 10 kV | _ | LV | 400 kVA :Kiosk Substation | 0.4 | --> | 0.4 | 0 | 0 | Constrained, otherwise capacity available =318 kVA | --> | 0.38 | 0 | 0.003 | 0 | 0 | Constrained, otherwise capacity available =366 kW | --> | C15 ex PALLAS | Pallas [T41,T42] | PORTLAOISE |  | 53.0488 | -7.3206
0664449 | MV/LV Substation DR***4449 |  | 10 kV | _ | LV | 400 kVA :Kiosk Substation | 0.4 | --> | 0.4 | 0 | 0 | Constrained, otherwise capacity available =395 kVA | --> | 0.38 | 0 | 0 | 0 | 0 | Constrained, otherwise capacity available =379 kW | --> | C13 ex MALAHIDE | Malahide [T41,T42] | GLASMORE |  | 53.4164 | -6.1557
028978X | MV/LV Substation WA***978X |  | 10 kV | _ | LV | 400 kVA :Building Structure | 0.4 | --> | 0.4 | 0.35 | 19.7 |  | --> | 0.38 | 0 | 0 | 0.373 | 0 |  | --> | C11 ex COW CROSS | Cow Cross [T102,T41] | N/A |  | 51.8506 | -8.2897
0014090 | MV/LV Substation BI***4090 |  | 10 kV | _ | LV | 1000 kVA :Building Structure | 1 | --> | 1 | 0.5 | 1.16 |  | --> | 0.95 | 0 | 0 | 0.5 | 0 |  | --> | C24 ex MOUNT MERRION | Mount Merrion [T41,T42] | CARRICKMINES |  | 53.3004 | -6.1819
156178Y | MV/LV Substation AL***178Y |  | 20 kV | _ | LV | 50 kVA :Pole Substation | 0.05 | --> | 0.05 | 0.046 | 2.47 |  | --> | 0.048 | 0 | 0 | 0 | 0 | Constrained, otherwise capacity available =47 kW | --> | E13 ex TELAYDON | Telaydon [T42,T421] | LISDRUM |  | 54.2652 | -7.1172
066260 | MV/LV Substation AB***260 |  | 10 kV | _ | LV | 400 kVA :Kiosk Substation | 0.4 | --> | 0.4 | 0 | 0 | Constrained, otherwise capacity available =275 kVA | --> | 0.38 | 0 | 0.043 | 0.331 | 0 |  | --> | C20 ex GRANGE (DR) | Grange (dr) [T41,T42] | GRANGE (DR) |  | 53.3942 | -6.1431
066184X | MV/LV Substation ST***184X |  | 10 kV | _ | LV | 400 kVA :Kiosk Substation | 0.4 | --> | 0.4 | 0 | 0 | Constrained, otherwise capacity available =304 kVA | --> | 0.38 | 0 | 0.04 | 0 | 0 | Constrained, otherwise capacity available =337 kW | --> | C14 ex SWORDS | Swords [T41,T42] | GLASMORE |  | 53.46 | -6.2398
093610Z | MV/LV Substation CE***610Z |  | 10 kV | _ | LV | 400 kVA :Kiosk Substation | 0.4 | --> | 0.4 | 0 | 0 | Constrained, otherwise capacity available =366 kVA | --> | 0.38 | 0 | 0 | 0.375 | 0 |  | --> | C17 ex SANTRY | Santry [T41,T42] | FINGLAS |  | 53.3988 | -6.2433
0554494 | MV/LV Substation DR***4494 |  | 10 kV | _ | LV | 50 kVA :Pole Substation | 0.05 | --> | 0.05 | 0 | 0 | Constrained, otherwise capacity available =50 kVA | --> | 0.048 | 0 | 0 | 0 | 0 | Constrained, otherwise capacity available =48 kW | --> | C20 ex ROSCREA | Roscrea [T41,T42] | IKERRIN |  | 52.9757 | -7.8371
0154343 | MV/LV Substation MI***4343 |  | 10 kV | _ | LV | 50 kVA :Pole Substation | 0.05 | --> | 0.05 | 0 | 0 | Constrained, otherwise capacity available =50 kVA | --> | 0.048 | 0 | 0 | 0 | 0 | Constrained, otherwise capacity available =48 kW | --> | C17 ex SALLINS | Sallins [T41,T42] | GRIFFINRATH |  | 53.2672 | -6.6724
056271Y | MV/LV Substation DO***271Y |  | 20 kV | _ | LV | 50 kVA :Pole Substation | 0.05 | --> | 0.05 | 0.034 | 0.89 |  | --> | 0.048 | 0 | 0 | 0 | 0 | Constrained, otherwise capacity available =45 kW | --> | E18 ex BIRR | Birr [T41,T422] | DALLOW |  | 53.1112 | -7.9256
031153Y | MV/LV Substation LI***153Y |  | 10 kV | _ | LV | 200 kVA :Pole Substation | 0.2 | --> | 0.2 | 0 | 0 | Constrained, otherwise capacity available =172 kVA | --> | 0.19 | 0 | 0.015 | 0 | 0 | Constrained, otherwise capacity available =175 kW | --> | C19 ex LISMORE | Lismore [T41,T42] | DUNGARVAN |  | 52.1352 | -7.9403
062691X | MV/LV Substation AN***691X |  | 20 kV | _ | LV | 100 kVA :Pole Substation | 0.1 | --> | 0.1 | 0.073 | 2.33 |  | --> | 0.095 | 0 | 0 | 0 | 0 | Constrained, otherwise capacity available =91 kW | --> | C26 ex DUNDALK | Dundalk [T41,T42] | DUNDALK |  | 54.035 | -6.5481
265563X | MV/LV Substation I.***563X |  | 20 kV | _ | LV | 400 kVA :Kiosk Substation | 0.4 | --> | 0.4 | 0.066 | 0.07 | Constrained, otherwise capacity available =315 kVA | --> | 0.38 | 0 | 0 | 0 | 0 | Constrained, otherwise capacity available =368 kW | --> | E12 ex BALLYCONNELL | Ballyconnell [T421,T422] | GORTAWEE |  | 54.1142 | -7.5747
035332 | MV/LV Substation DR***332 |  | 20 kV | _ | LV | 50 kVA :Pole Substation | 0.05 | --> | 0.05 | 0.034 | 0.49 |  | --> | 0.048 | 0 | 0 | 0 | 0 | Constrained, otherwise capacity available =45 kW | --> | E11 ex ARDFINNAN | Ardfinnan [T421] | CAHIR |  | 52.2998 | -8.0096
0394257 | MV/LV Substation SE***4257 |  | 10 kV | _ | LV | 400 kVA :Kiosk Substation | 0.4 | --> | 0.4 | 0.374 | 11.03 |  | --> | 0.38 | 0 | 0.006 | 0.372 | 0 |  | --> | C23 ex SALTHILL | Salthill [T101,T102] | SALTHILL |  | 53.2758 | -9.1154
099400 | MV/LV Substation KI***400 |  | 10 kV | _ | LV | 100 kVA :Pole Substation | 0.1 | --> | 0.1 | 0.075 | 2.96 |  | --> | 0.095 | 0 | 0.016 | 0 | 0 | Constrained, otherwise capacity available =80 kW | --> | C21 ex BALLYRAINE | Ballyraine [T41,T42] | LETTERKENNY |  | 54.9626 | -7.6974
0814062 | MV/LV Substation AR***4062 |  | 10 kV | _ | LV | 50 kVA :Pole Substation | 0.05 | --> | 0.05 | 0 | 0 | Constrained, otherwise capacity available =50 kVA | --> | 0.048 | 0 | 0 | 0 | 0 | Constrained, otherwise capacity available =48 kW | --> | C19 ex CELBRIDGE | Celbridge [T41,T42] | GRIFFINRATH |  | 53.3158 | -6.5932
068008X | MV/LV Substation DA***008X |  | 10 kV | _ | LV | 1000 kVA :Building Structure | 1 | --> | 1 | 0.274 | 28.43 |  | --> | 0.95 | 0 | 0 | 0.5 | 0 |  | --> | C10 ex BEDFORD ROW | Bedford Row [T41,T42,T43,T44] | FRANCIS STREET |  | 53.3439 | -6.2627
068662X | MV/LV Substation TH***662X |  | 10 kV | _ | LV | 1000 kVA :Kiosk Substation | 1 | --> | 1 | 0.5 | 7.91 |  | --> | 0.95 | 0 | 0.005 | 0.5 | 0 |  | --> | C24 ex PELLETSTOWN | Pelletstown [T101,T102] | FINGLAS |  | 53.3764 | -6.3334
068203 | MV/LV Substation FI***203 |  | 10 kV | _ | LV | 1000 kVA :Building Structure | 1 | --> | 1 | 0 | 0 | Constrained, otherwise capacity available =826 kVA | --> | 0.95 | 0 | 0 | 0.5 | 0 |  | --> | C14 ex GLOUCESTER PLACE | Gloucester Place [T41,T42] | MCDERMOTT |  | 53.3524 | -6.2601
176312Y | MV/LV Substation TH***312Y |  | 10 kV | _ | LV | 200 kVA :Kiosk Substation | 0.2 | --> | 0.2 | 0.15 | 18.78 |  | --> | 0.19 | 0 | 0.03 | 0.161 | 0 |  | --> | E11 ex HARTNETTS CROSS | Hartnetts Cross [T121,T422] | HARTNETTS CROSS |  | 51.91 | -8.9782
034712X | MV/LV Substation RE***712X |  | 20 kV | _ | LV | 50 kVA :Pole Substation | 0.05 | --> | 0.05 | 0.047 | 5.88 |  | --> | 0.048 | 0 | 0 | 0 | 0 | Constrained, otherwise capacity available =47 kW | --> | C14 ex ARDGEEHA | Ardgeeha [T41,T42] | DOON |  | 52.3842 | -7.7185
034287Y | MV/LV Substation RA***287Y |  | 20 kV | _ | LV | 50 kVA :Pole Substation | 0.05 | --> | 0.05 | 0.044 | 5.88 |  | --> | 0.048 | 0 | 0 | 0 | 0 | Constrained, otherwise capacity available =47 kW | --> | C14 ex ARDGEEHA | Ardgeeha [T41,T42] | DOON |  | 52.3818 | -7.7035
209687 | MV/LV Substation MI***687 |  | 10 kV | _ | LV | 50 kVA :Pole Substation | 0.05 | --> | 0.05 | 0 | 0 | Constrained, otherwise capacity available =28 kVA | --> | 0.048 | 0 | 0.01 | 0 | 0 | Constrained, otherwise capacity available =37 kW | --> | C19 ex MILFORD (NR) | Milford (nr) [T41,T42] | LETTERKENNY |  | 55.0803 | -7.683
156726Y | MV/LV Substation AU***726Y |  | 20 kV | _ | LV | 50 kVA :Pole Substation | 0.05 | --> | 0.05 | 0.05 | 2.47 |  | --> | 0.048 | 0 | 0 | 0 | 0 | Constrained, otherwise capacity available =48 kW | --> | E13 ex TELAYDON | Telaydon [T42,T421] | LISDRUM |  | 54.2556 | -7.133
233020 | MV/LV Substation CO***020 |  | 10 kV | _ | LV | 200 kVA :Pole Substation | 0.2 | --> | 0.2 | 0 | 0 | Constrained, otherwise capacity available =167 kVA | --> | 0.19 | 0 | 0.01 | 0 | 0 | Constrained, otherwise capacity available =178 kW | --> | C23 ex CASTLEISLAND | Castleisland [T41,T42] | TRALEE |  | 52.2372 | -9.4554
276837 | MV/LV Substation DA***837 |  | 10 kV | _ | LV | 630 kVA :Building Structure | 0.63 | --> | 0.63 | 0 | 0 | Constrained, otherwise capacity available =368 kVA | --> | 0.598 | 0 | 0 | 0 | 0 | Constrained, otherwise capacity available =566 kW | --> | C11 ex COOLCORCORAN | Coolcorcoran [T41,T42] | KNOCKEARAGH |  | 52.0603 | -9.4811
093247Z | MV/LV Substation CA***247Z |  | 10 kV | _ | LV | 400 kVA :Kiosk Substation | 0.4 | --> | 0.4 | 0.327 | 12.96 |  | --> | 0.38 | 0 | 0.043 | 0.338 | 0 |  | --> | C22 ex ARTANE | Artane [T101,T102] | FINGLAS |  | 53.3906 | -6.2153
009754Y | MV/LV Substation SL***754Y |  | 20 kV | _ | LV | 200 kVA :Pole Substation | 0.2 | --> | 0.2 | 0.2 | 3.76 |  | --> | 0.19 | 0 | 0 | 0 | 0 | Constrained, otherwise capacity available =190 kW | --> | E15 ex BELVIEW | Belview [T421,T422] | WATERFORD |  | 52.2588 | -7.0644
255862 | MV/LV Substation CO***862 |  | 20 kV | _ | LV | 200 kVA :Kiosk Substation | 0.2 | --> | 0.2 | 0 | 0 | Constrained, otherwise capacity available =153 kVA | --> | 0.19 | 0 | 0.014 | 0 | 0 | Constrained, otherwise capacity available =173 kW | --> | E20 ex KILLYBEGS | Killybegs [T422] | BINBANE |  | 54.638 | -8.4455
293558X | MV/LV Substation AB***558X |  | 20 kV | _ | LV | 50 kVA :Pole Substation | 0.05 | --> | 0.05 | 0 | 0 | Constrained, otherwise capacity available =36 kVA | --> | 0.048 | 0 | 0.008 | 0 | 0 | Constrained, otherwise capacity available =40 kW | --> | E13 ex BALTINGLASS | Baltinglass [T421,T422] | STRATFORD |  | 52.905 | -6.8329
111012 | MV/LV Substation TO***012 |  | 10 kV | _ | LV | 400 kVA :Kiosk Substation | 0.4 | --> | 0.4 | 0 | 0 | Constrained, otherwise capacity available =116 kVA | --> | 0.38 | 0 | 0.011 | 0 | 0 | Constrained, otherwise capacity available =331 kW | --> | C16 ex BANTRY | Bantry [T41,T42] | BALLYLICKY |  | 51.6799 | -9.4562
028069 | MV/LV Substation HI***069 |  | 10 kV | _ | LV | 200 kVA :Kiosk Substation | 0.2 | --> | 0.2 | 0 | 0 | Constrained, otherwise capacity available =145 kVA | --> | 0.19 | 0 | 0.031 | 0 | 0 | Constrained, otherwise capacity available =159 kW | --> | C13 ex COW CROSS |  |  |  | 51.8563 | -8.2997
1164169 | MV/LV Substation RY***4169 |  | 10 kV | _ | LV | 100 kVA :Pole Substation | 0.1 | --> | 0.1 | 0.09 | 7.32 |  | --> | 0.095 | 0 | 0 | 0.094 | 0 |  | --> | C12 ex CARROWBEG | Carrowbeg [T41,T42] | CARROWBEG |  | 53.8072 | -9.5028
093119Z | MV/LV Substation CH***119Z |  | 10 kV | _ | LV | 400 kVA :Kiosk Substation | 0.4 | --> | 0.4 | 0.296 | 2.86 |  | --> | 0.38 | 0 | 0.036 | 0.339 | 0 |  | --> | C18 ex BALLYMUN | Ballymun [T41,T42] | FINGLAS |  | 53.3864 | -6.2646
120649Y | MV/LV Substation TE***649Y |  | 20 kV | _ | LV | 400 kVA :Building Structure | 0.4 | --> | 0.4 | 0.373 | 3.5 |  | --> | 0.38 | 0 | 0 | 0 | 0 | Constrained, otherwise capacity available =376 kW | --> | E11 ex DUNFIRTH | Dunfirth [T122] | DUNFIRTH |  | 53.4151 | -6.8331
011750 | MV/LV Substation KI***750 |  | 10 kV | _ | LV | 50 kVA :Pole Substation | 0.05 | --> | 0.05 | 0 | 0 | Constrained, otherwise capacity available =43 kVA | --> | 0.048 | 0 | 0 | 0 | 0 | Constrained, otherwise capacity available =46 kW | --> | C21 ex TALBOTS INCH | Talbots Inch [T41,T42] | KILKENNY |  | 52.7143 | -7.2872
014020 | MV/LV Substation LA***020 |  | 10 kV | _ | LV | 400 kVA :Kiosk Substation | 0.4 | --> | 0.4 | 0 | 0 | Constrained, otherwise capacity available =328 kVA | --> | 0.38 | 0 | 0 | 0 | 0 | Constrained, otherwise capacity available =370 kW | --> | C12 ex MORRISTOWN | Morristown [T41,T42] | NEWBRIDGE |  | 53.181 | -6.8128
049959Y | MV/LV Substation LO***959Y |  | 20 kV | _ | LV | 50 kVA :Pole Substation | 0.05 | --> | 0.05 | 0.035 | 0.21 |  | --> | 0.048 | 0 | 0 | 0 | 0 | Constrained, otherwise capacity available =45 kW | --> | E12 ex LONGFORD | Longford [T421,T422] | RICHMOND |  | 53.8175 | -7.7711
037593X | MV/LV Substation CA***593X |  | 10 kV | _ | LV | 200 kVA :Kiosk Substation | 0.2 | --> | 0.2 | 0 | 0 | Constrained, otherwise capacity available =146 kVA | --> | 0.19 | 0 | 0.01 | 0 | 0 | Constrained, otherwise capacity available =175 kW | --> | C15 ex CAHIRCALLA | Cahircalla [T41,T42] | ENNIS |  | 52.8348 | -8.9739
156428Z | MV/LV Substation CL***428Z |  | 20 kV | _ | LV | 50 kVA :Pole Substation | 0.05 | --> | 0.05 | 0.037 | 2.47 |  | --> | 0.048 | 0 | 0 | 0 | 0 | Constrained, otherwise capacity available =46 kW | --> | E13 ex TELAYDON | Telaydon [T42,T421] | LISDRUM |  | 54.2357 | -7.0969
009868Y | MV/LV Substation GR***868Y |  | 10 kV | _ | LV | 630 kVA :Building Structure | 0.63 | --> | 0.63 | 0.5 | 0.95 |  | --> | 0.598 | 0 | 0 | 0 | 0 | Constrained, otherwise capacity available =591 kW | --> | C25 ex TYCOR | Tycor [T41,T42] | WATERFORD |  | 52.2768 | -7.1516
020187 | MV/LV Substation MI***187 |  | 10 kV | _ | LV | 400 kVA :Kiosk Substation | 0.4 | --> | 0.4 | 0 | 0 | Constrained, otherwise capacity available =349 kVA | --> | 0.38 | 0 | 0.023 | 0 | 0 | Constrained, otherwise capacity available =356 kW | --> | C15 ex COOLCORCORAN | Coolcorcoran [T41,T42] | KNOCKEARAGH |  | 52.0662 | -9.5201
049185Z | MV/LV Substation PA***185Z |  | 20 kV | _ | LV | 100 kVA :Pole Substation | 0.1 | --> | 0.1 | 0.094 | 0.21 |  | --> | 0.095 | 0 | 0 | 0 | 0 | Constrained, otherwise capacity available =94 kW | --> | E12 ex LONGFORD | Longford [T421,T422] | RICHMOND |  | 53.8213 | -7.7735
365168X | MV/LV Substation CH***168X |  | 10 kV | _ | LV | 200 kVA :Kiosk Substation | 0.2 | --> | 0.2 | 0 | 0 | Constrained, otherwise capacity available =136 kVA | --> | 0.19 | 0 | 0.015 | 0.17 | 0 |  | --> | C16 ex CLONDALKIN | Clondalkin [T41,T42,T44] | INCHICORE 220KV |  | 53.3215 | -6.4039
089292X | MV/LV Substation QU***292X |  | 20 kV | _ | LV | 200 kVA :Kiosk Substation | 0.2 | --> | 0.2 | 0.175 | 9.1 |  | --> | 0.19 | 0 | 0.026 | 0 | 0 | Constrained, otherwise capacity available =167 kW | --> | E19 ex ARDNAREE | Ardnaree [T42,T421] | MOY |  | 54.1211 | -9.1326
142364 | MV/LV Substation AC***364 |  | 10 kV | _ | LV | 50 kVA :Pole Substation | 0.05 | --> | 0.05 | 0 | 0 | Constrained, otherwise capacity available =43 kVA | --> | 0.048 | 0 | 0 | 0 | 0 | Constrained, otherwise capacity available =46 kW | --> | C11 ex ATHENRY | Athenry [T41,T42] | GALWAY 110KV |  | 53.2865 | -8.782
253112X | MV/LV Substation CA***112X |  | 10 kV | _ | LV | 50 kVA :Pole Substation | 0.05 | --> | 0.05 | 0 | 0 | Constrained, otherwise capacity available =47 kVA | --> | 0.048 | 0 | 0.014 | 0 | 0 | Constrained, otherwise capacity available =37 kW | --> | C16 ex CLAREGALWAY | Claregalway [T42,T421] | GALWAY 110KV |  | 53.3807 | -8.9245
365815X | MV/LV Substation VE***815X |  | 10 kV | _ | LV | 400 kVA :Kiosk Substation | 0.4 | --> | 0.4 | 0 | 0 | Constrained, otherwise capacity available =289 kVA | --> | 0.38 | 0 | 0.022 | 0.348 | 0 |  | --> | C20 ex FORTUNESTOWN | Fortunestown [T101,T102] | INCHICORE 220KV |  | 53.2806 | -6.4242
066101 | MV/LV Substation ST***101 |  | 10 kV | _ | LV | 200 kVA :Pole Substation | 0.2 | --> | 0.2 | 0 | 0 | Constrained, otherwise capacity available =177 kVA | --> | 0.19 | 0 | 0.007 | 0 | 0 | Constrained, otherwise capacity available =182 kW | --> | C13 ex MALAHIDE | Malahide [T41,T42] | GLASMORE |  | 53.4157 | -6.1775
054025Z | MV/LV Substation PR***025Z |  | 10 kV | _ | LV | 400 kVA :Kiosk Substation | 0.4 | --> | 0.4 | 0 | 0 | Constrained, otherwise capacity available =341 kVA | --> | 0.38 | 0 | 0.016 | 0 | 0 | Constrained, otherwise capacity available =360 kW | --> | C15 ex PALLAS | Pallas [T41,T42] | PORTLAOISE |  | 53.0419 | -7.2949
031766 | MV/LV Substation SE***766 |  | 20 kV | _ | LV | 50 kVA :Pole Substation | 0.05 | --> | 0.05 | 0 | 0 | Constrained, otherwise capacity available =44 kVA | --> | 0.048 | 0 | 0.005 | 0 | 0 | Constrained, otherwise capacity available =43 kW | --> | E16 ex KILMACTHOMAS | Kilmacthomas [T421,T422] | DUNGARVAN |  | 52.1597 | -7.4042
365482 | MV/LV Substation CA***482 |  | 10 kV | _ | LV | 630 kVA :Kiosk Substation | 0.63 | --> | 0.63 | 0 | 0 | Constrained, otherwise capacity available =565 kVA | --> | 0.598 | 0 | 0.003 | 0.5 | 0 |  | --> | C15 ex OLDBAWN | Oldbawn [T41,T42] | COOKSTOWN |  | 53.2924 | -6.338
3054085 | MV/LV Substation SM***4085 |  | 20 kV | _ | LV | 50 kVA :Pole Substation | 0.05 | --> | 0.05 | 0.05 | 4.61 |  | --> | 0.048 | 0 | 0 | 0 | 0 | Constrained, otherwise capacity available =48 kW | --> | E11 ex LUMCLOON | Lumcloon [T421,T422] | DALLOW |  | 53.2434 | -7.8714
014192 | MV/LV Substation BR***192 |  | 10 kV | _ | LV | 400 kVA :Kiosk Substation | 0.4 | --> | 0.4 | 0.367 | 0.63 |  | --> | 0.38 | 0 | 0 | 0 | 0 | Constrained, otherwise capacity available =376 kW | --> | C17 ex KILCULLEN | Kilcullen [T41,T42,T424] | STRATFORD |  | 53.1355 | -6.737
037508 | MV/LV Substation NE***508 |  | 10 kV | _ | LV | 100 kVA :Pole Substation | 0.1 | --> | 0.1 | 0 | 0 | Constrained, otherwise capacity available =96 kVA | --> | 0.095 | 0 | 0 | 0 | 0 | Constrained, otherwise capacity available =94 kW | --> | C20 ex CAHIRCALLA | Cahircalla [T41,T42] | ENNIS |  | 52.8103 | -9.0127
235760X | MV/LV Substation CL***760X |  | 20 kV | _ | LV | 50 kVA :Pole Substation | 0.05 | --> | 0.05 | 0 | 0 | Constrained, otherwise capacity available =47 kVA | --> | 0.048 | 0 | 0 | 0 | 0 | Constrained, otherwise capacity available =47 kW | --> | E11 ex BEALNABLATH | Bealnablath [T421] | BANDON |  | 51.8401 | -8.8414
1324247 | MV/LV Substation RO***4247 |  | 20 kV | _ | LV | 50 kVA :Pole Substation | 0.05 | --> | 0.05 | 0.05 | 1.62 |  | --> | 0.048 | 0 | 0 | 0 | 0 | Constrained, otherwise capacity available =48 kW | --> | C16 ex CURRA | Curra [T41] | SOMERSET |  | 53.0332 | -8.3177
1194265 | MV/LV Substation TW***4265 |  | 20 kV | _ | LV | 100 kVA :Pole Substation | 0.1 | --> | 0.1 | 0 | 0 | Constrained, otherwise capacity available =100 kVA | --> | 0.095 | 0 | 0 | 0 | 0 | Constrained, otherwise capacity available =95 kW | --> | C15 ex KANTURK | Kanturk [T41,T42] | GLENLARA |  | 52.1278 | -8.8112
093022Y | MV/LV Substation FU***022Y |  | 10 kV | _ | LV | 400 kVA :Kiosk Substation | 0.4 | --> | 0.4 | 0 | 0 | Constrained, otherwise capacity available =361 kVA | --> | 0.38 | 0 | 0 | 0.375 | 0 |  | --> | C11 ex GRANGE (DR) | Grange (dr) [T41,T42] | GRANGE (DR) |  | 53.3927 | -6.1458
0674065 | MV/LV Substation DU***4065 |  | 10 kV | _ | LV | 630 kVA :Kiosk Substation | 0.63 | --> | 0.63 | 0 | 0 | Constrained, otherwise capacity available =552 kVA | --> | 0.598 | 0 | 0.021 | 0 | 0 | Constrained, otherwise capacity available =572 kW | --> | C19 ex CASTLETROY | Castletroy [T41,T42] | ARDNACRUSHA |  | 52.6673 | -8.5494
111011 | MV/LV Substation CH***011 |  | 10 kV | _ | LV | 200 kVA :Pole Substation | 0.2 | --> | 0.2 | 0 | 0 | Constrained, otherwise capacity available =135 kVA | --> | 0.19 | 0 | 0.006 | 0 | 0 | Constrained, otherwise capacity available =177 kW | --> | C16 ex BANTRY | Bantry [T41,T42] | BALLYLICKY |  | 51.6802 | -9.4473
495579X | MV/LV Substation DU***579X |  | 20 kV | _ | LV | 50 kVA :Pole Substation | 0.05 | --> | 0.05 | 0.032 | 1.5 |  | --> | 0.048 | 0 | 0 | 0.045 | 0 |  | --> | E17 ex ACHILL | Achill [T422] | CARROWBEG |  | 54.0095 | -10.0247
037082 | MV/LV Substation LI***082 |  | 10 kV | _ | LV | 400 kVA :Kiosk Substation | 0.4 | --> | 0.4 | 0 | 0 | Constrained, otherwise capacity available =304 kVA | --> | 0.38 | 0 | 0.012 | 0 | 0 | Constrained, otherwise capacity available =358 kW | --> | C15 ex CAHIRCALLA | Cahircalla [T41,T42] | ENNIS |  | 52.8309 | -8.9796
111769X | MV/LV Substation RA***769X |  | 20 kV | _ | LV | 200 kVA :Building Structure | 0.2 | --> | 0.2 | 0 | 0 | Constrained, otherwise capacity available =135 kVA | --> | 0.19 | 0 | 0 | 0 | 0 | Constrained, otherwise capacity available =181 kW | --> | E16 ex BALLYDEHOB | Ballydehob [T421] | DUNMANWAY |  | 51.5561 | -9.5432
011844 | MV/LV Substation CU***844 |  | 10 kV | _ | LV | 50 kVA :Pole Substation | 0.05 | --> | 0.05 | 0 | 0 | Constrained, otherwise capacity available =43 kVA | --> | 0.048 | 0 | 0.005 | 0 | 0 | Constrained, otherwise capacity available =43 kW | --> | C15 ex TALBOTS INCH | Talbots Inch [T41,T42] | KILKENNY |  | 52.6611 | -7.4546
032849 | MV/LV Substation DU***849 |  | 20 kV | _ | LV | 400 kVA :Kiosk Substation | 0.4 | --> | 0.4 | 0 | 0 | Constrained, otherwise capacity available =350 kVA | --> | 0.38 | 0 | 0.015 | 0 | 0 | Constrained, otherwise capacity available =362 kW | --> | E13 ex KILCARRAGH | Kilcarragh [T421,T422] | BUTLERSTOWN |  | 52.1617 | -7.0026
151491X | MV/LV Substation AR***491X |  | 10 kV | _ | LV | 50 kVA :Pole Substation | 0.05 | --> | 0.05 | 0 | 0 | Constrained, otherwise capacity available =49 kVA | --> | 0.048 | 0 | 0 | 0 | 0 | Constrained, otherwise capacity available =47 kW | --> | C15 ex GARRYSPILLANE | Garryspillane [T41] | TIPPERARY |  | 52.4014 | -8.2836
011617X | MV/LV Substation ST***617X |  | 10 kV | _ | LV | 200 kVA :Pole Substation | 0.2 | --> | 0.2 | 0 | 0 | Constrained, otherwise capacity available =195 kVA | --> | 0.19 | 0 | 0 | 0 | 0 | Constrained, otherwise capacity available =189 kW | --> | C17 ex ROSEHILL | Rosehill [T41,T42] | KILKENNY |  | 52.633 | -7.2636
058006 | MV/LV Substation DR***006 |  | 10 kV | _ | LV | 400 kVA :Kiosk Substation | 0.4 | --> | 0.4 | 0.324 | 3 |  | --> | 0.38 | 0 | 0.025 | 0 | 0 | Constrained, otherwise capacity available =351 kW | --> | C21 ex NENAGH | Nenagh [T41,T42] | NENAGH |  | 52.8733 | -8.2268
281114 | MV/LV Substation MO***114 |  | 10 kV | _ | LV | 630 kVA :Building Structure | 0.63 | --> | 0.63 | 0.256 | 7.88 |  | --> | 0.598 | 0 | 0.074 | 0.491 | 0 |  | --> | C20 ex LIBERTY STREET | Liberty Street [T101,T102] | LIBERTY STREET |  | 51.8987 | -8.4817
120163 | MV/LV Substation RO***163 |  | 20 kV | _ | LV | 50 kVA :Pole Substation | 0.05 | --> | 0.05 | 0 | 0 | Constrained, otherwise capacity available =48 kVA | --> | 0.048 | 0 | 0 | 0 | 0 | Constrained, otherwise capacity available =47 kW | --> | E19 ex EDENDERRY | Edenderry [T421,T422] | BLAKE |  | 53.4448 | -7.0976
0014179 | MV/LV Substation MA***4179 |  | 10 kV | _ | LV | 630 kVA :Building Structure | 0.63 | --> | 0.63 | 0.5 | 13.42 |  | --> | 0.598 | 0 | 0 | 0.5 | 0 |  | --> | C18 ex POTTERY ROAD | Pottery Road [T101,T102] | CARRICKMINES |  | 53.2827 | -6.1102
066304Z | MV/LV Substation WO***304Z |  | 10 kV | _ | LV | 200 kVA :Pole Substation | 0.2 | --> | 0.2 | 0 | 0 | Constrained, otherwise capacity available =146 kVA | --> | 0.19 | 0 | 0.025 | 0 | 0 | Constrained, otherwise capacity available =164 kW | --> | C15 ex MALAHIDE | Malahide [T41,T42] | GLASMORE |  | 53.4295 | -6.1367
068350X | MV/LV Substation BU***350X |  | 10 kV | _ | LV | 630 kVA :Building Structure | 0.63 | --> | 0.63 | 0.5 | 9.02 |  | --> | 0.598 | 0 | 0 | 0.5 | 0 |  | --> | C17 ex MISERY HILL | Misery Hill [T101,T102] | POOLBEG |  | 53.3469 | -6.256
2884147 | MV/LV Substation BA***4147 |  | 10 kV | _ | LV | 630 kVA :Kiosk Substation | 0.63 | --> | 0.63 | 0 | 0 | Constrained, otherwise capacity available =630 kVA | --> | 0.598 | 0 | 0 | 0.5 | 0 |  | --> | C17 ex CARRICKMINES | Carrickmines [T41,T42] | CARRICKMINES |  | 53.257 | -6.1859
081523Z | MV/LV Substation PA***523Z |  | 20 kV | _ | LV | 400 kVA :Kiosk Substation | 0.4 | --> | 0.4 | 0 | 0 | Constrained, otherwise capacity available =262 kVA | --> | 0.38 | 0 | 0.008 | 0.355 | 0 |  | --> | E20 ex ADAMSTOWN | Adamstown [T121,T122] | INCHICORE 220KV |  | 53.3468 | -6.4599
0214262 | MV/LV Substation AN***4262 |  | 10 kV | _ | LV | 630 kVA :Building Structure | 0.63 | --> | 0.63 | 0 | 6.78 |  | --> | 0.598 | 0 | 0.075 | 0.5 | 0 |  | --> | C39 ex CASTLEVIEW | Castleview [T101,T102] | CASTLEVIEW |  | 51.902 | -8.3283
013057 | MV/LV Substation OA***057 |  | 10 kV | _ | LV | 200 kVA :Pole Substation | 0.2 | --> | 0.2 | 0.121 | 0.12 | Constrained, otherwise capacity available =129 kVA | --> | 0.19 | 0 | 0.014 | 0.17 | 0 |  | --> | C20 ex ATHY | Athy [T101,T102] | ATHY |  | 52.9851 | -6.9749
065271Z | MV/LV Substation HU***271Z |  | 20 kV | _ | LV | 630 kVA :Kiosk Substation | 0.63 | --> | 0.63 | 0 | 0 | Constrained, otherwise capacity available =503 kVA | --> | 0.598 | 0 | 0.044 | 0 | 0 | Constrained, otherwise capacity available =548 kW | --> | C11 ex LOUGHSHINNY | Loughshinny [T41,T42] | GLASMORE |  | 53.5283 | -6.1604
192422 | MV/LV Substation ST***422 |  | 10 kV | _ | LV | 100 kVA :Pole Substation | 0.1 | --> | 0.1 | 0.068 | 1.56 |  | --> | 0.095 | 0 | 0.005 | 0 | 0 | Constrained, otherwise capacity available =87 kW | --> | C15 ex DERRYBEG | Derrybeg [T41,T42] | ARDNAGAPPARY |  | 55.0938 | -8.2817
0744061 | MV/LV Substation TR***4061 |  | 10 kV | _ | LV | 630 kVA :Building Structure | 0.63 | --> | 0.63 | 0 | 0 | Constrained, otherwise capacity available =577 kVA | --> | 0.598 | 0 | 0.005 | 0 | 0 | Constrained, otherwise capacity available =588 kW | --> | C17 ex CARRICK ON SHANNON | Carrick On Shannon [T41,T42] | CARRICK ON SHANNON |  | 53.9407 | -8.0792
281193Y | MV/LV Substation TR***193Y |  | 10 kV | _ | LV | 400 kVA :Kiosk Substation | 0.4 | --> | 0.4 | 0.32 | 5.49 |  | --> | 0.38 | 0 | 0.014 | 0.359 | 0 |  | --> | C12 ex TRABEG | Trabeg [T101,T102] | TRABEG |  | 51.8826 | -8.4607
051673 | MV/LV Substation KI***673 |  | 20 kV | _ | LV | 150 kVA :Pole Substation | 0.15 | --> | 0.15 | 0.146 | 2.22 |  | --> | 0.142 | 0 | 0 | 0.142 | 0 |  | --> | E12 ex CLARA | Clara [T421,T422] | THORNSBERRY |  | 53.3777 | -7.3845
377020Y | MV/LV Substation GL***020Y |  | 20 kV | _ | LV | 100 kVA :Pole Substation | 0.1 | --> | 0.1 | 0 | 0 | Constrained, otherwise capacity available =91 kVA | --> | 0.095 | 0 | 0 | 0 | 0 | Constrained, otherwise capacity available =94 kW | --> | E12 ex GURRANEBANE | Gurranebane [T421,T422] | OUGHTRAGH |  | 52.0643 | -9.9512
011282Z | MV/LV Substation ST***282Z |  | 10 kV | _ | LV | 100 kVA :Pole Substation | 0.1 | --> | 0.1 | 0 | 0 | Constrained, otherwise capacity available =87 kVA | --> | 0.095 | 0 | 0.006 | 0 | 0 | Constrained, otherwise capacity available =89 kW | --> | C17 ex ROSEHILL | Rosehill [T41,T42] | KILKENNY |  | 52.6334 | -7.2603
0604178 | MV/LV Substation LI***4178 |  | 10 kV | _ | LV | 50 kVA :Pole Substation | 0.05 | --> | 0.05 | 0.05 | 2.57 |  | --> | 0.048 | 0 | 0 | 0 | 0 | Constrained, otherwise capacity available =48 kW | --> | C19 ex ERRIGAL | Errigal [T41,T422] | SHANKILL |  | 54.0532 | -7.0145
184170X | MV/LV Substation MA***170X |  | 10 kV | _ | LV | 630 kVA :Kiosk Substation | 0.63 | --> | 0.63 | 0.456 | 3.38 |  | --> | 0.598 | 0 | 0.005 | 0 | 0 | Constrained, otherwise capacity available =571 kW | --> | C13 ex CASTLEBLAYNEY | Castleblayney [T41,T42] | DUNDALK |  | 54.1208 | -6.7373
001742 | MV/LV Substation DO***742 |  | 10 kV | _ | LV | 400 kVA :Kiosk Substation | 0.4 | --> | 0.4 | 0.041 | 0.04 | Constrained, otherwise capacity available =192 kVA | --> | 0.38 | 0 | 0.102 | 0.275 | 0 |  | --> | C11 ex LITTLE BRAY | Little Bray [T41,T42] | FASSAROE |  | 53.2324 | -6.1199
081405X | MV/LV Substation GL***405X |  | 10 kV | _ | LV | 200 kVA :Kiosk Substation | 0.2 | --> | 0.2 | 0 | 0 | Constrained, otherwise capacity available =112 kVA | --> | 0.19 | 0 | 0.029 | 0 | 0 | Constrained, otherwise capacity available =156 kW | --> | C20 ex PALMERSTOWN | Palmerstown [T41,T42] | FINGLAS |  | 53.3555 | -6.3825
005110Y | MV/LV Substation DU***110Y |  | 10 kV | _ | LV | 630 kVA :Building Structure | 0.63 | --> | 0.63 | 0.468 | 3.03 |  | --> | 0.598 | 0 | 0 | 0 | 0 | Constrained, otherwise capacity available =576 kW | --> | C24 ex RAMSTOWN | Ramstown [T41,T42] | CRANE |  | 52.6729 | -6.2973
052117X | MV/LV Substation KN***117X |  | 20 kV | _ | LV | 200 kVA :Building Structure | 0.2 | --> | 0.2 | 0 | 0 | Constrained, otherwise capacity available =174 kVA | --> | 0.19 | 0 | 0 | 0 | 0 | Constrained, otherwise capacity available =186 kW | --> | E18 ex BALLINDERRY | Ballinderry [T41,T422] | MULLINGAR |  | 53.5051 | -7.2028
018104 | MV/LV Substation DO***104 |  | 20 kV | _ | LV | 50 kVA :Pole Substation | 0.05 | --> | 0.05 | 0.041 | 3.75 |  | --> | 0.048 | 0 | 0 | 0 | 0 | Constrained, otherwise capacity available =46 kW | --> | C14 ex SMEARLA | Smearla [T41,T42] | TRIEN |  | 52.5677 | -9.3903
003413 | MV/LV Substation KI***413 |  | 10 kV | _ | LV | 50 kVA :Pole Substation | 0.05 | --> | 0.05 | 0.03 | 11.58 |  | --> | 0.048 | 0 | 0.009 | 0 | 0 | Constrained, otherwise capacity available =38 kW | --> | C17 ex BALLYBEG | Ballybeg [T101,T102] | CARRICKMINES |  | 52.9457 | -6.0318
039936 | MV/LV Substation TO***936 |  | 20 kV | _ | LV | 50 kVA :Pole Substation | 0.05 | --> | 0.05 | 0.033 | 11.03 |  | --> | 0.048 | 0 | 0.016 | 0.033 | 0 |  | --> | C36 ex SALTHILL | Salthill [T101,T102] | SALTHILL |  | 53.2899 | -9.1121
120454Y | MV/LV Substation KI***454Y |  | 10 kV | _ | LV | 100 kVA :Pole Substation | 0.1 | --> | 0.1 | 0 | 0 | Constrained, otherwise capacity available =99 kVA | --> | 0.095 | 0 | 0 | 0 | 0 | Constrained, otherwise capacity available =95 kW | --> | C16 ex BLAKE | Blake [T41,T42] | BLAKE |  | 53.2475 | -6.9693
082659X | MV/LV Substation GI***659X |  | 20 kV | _ | LV | 100 kVA :Pole Substation | 0.1 | --> | 0.1 | 0.088 | 0.64 |  | --> | 0.095 | 0 | 0 | 0 | 0 | Constrained, otherwise capacity available =93 kW | --> | E14 ex RANDALSTOWN | Randalstown [T422] | NAVAN |  | 53.7085 | -6.7422
081224 | MV/LV Substation BA***224 |  | 10 kV | _ | LV | 400 kVA :Kiosk Substation | 0.4 | --> | 0.4 | 0 | 0 | Constrained, otherwise capacity available =256 kVA | --> | 0.38 | 0 | 0.033 | 0.335 | 0 |  | --> | C18 ex LUCAN EAST | Lucan East [T41,T42] | GRANGE CASTLE |  | 53.3595 | -6.4319
0564181 | MV/LV Substation CL***4181 |  | 20 kV | _ | LV | 50 kVA :Pole Substation | 0.05 | --> | 0.05 | 0.05 | 0.89 |  | --> | 0.048 | 0 | 0 | 0 | 0 | Constrained, otherwise capacity available =48 kW | --> | E18 ex BIRR | Birr [T41,T422] | DALLOW |  | 53.0953 | -7.9637
012974 | MV/LV Substation CL***974 |  | 20 kV | _ | LV | 100 kVA :Pole Substation | 0.1 | --> | 0.1 | 0.092 | 1.99 |  | --> | 0.095 | 0 | 0 | 0 | 0 | Constrained, otherwise capacity available =94 kW | --> | C19 ex GRAIGUE | Graigue [T41,T42] | CARLOW |  | 52.774 | -6.9494
029889 | MV/LV Substation CH***889 |  | 20 kV | _ | LV | 100 kVA :Pole Substation | 0.1 | --> | 0.1 | 0 | 0 | Constrained, otherwise capacity available =16 kVA | --> | 0.095 | 0 | 0.005 | 0 | 0 | Constrained, otherwise capacity available =79 kW | --> | E12 ex CARRIGSHANE | Carrigshane [T422] | MIDLETON |  | 51.9154 | -8.1216
349012 | MV/LV Substation MA***012 |  | 10 kV | _ | LV | 200 kVA :Kiosk Substation | 0.2 | --> | 0.2 | 0.09 | 2.35 |  | --> | 0.19 | 0 | 0.005 | 0 | 0 | Constrained, otherwise capacity available =171 kW | --> | C15 ex KILTIMAGH | Kiltimagh [T41] | CASTLEBAR |  | 53.8493 | -9.0009
081295Z | MV/LV Substation CO***295Z |  | 10 kV | _ | LV | 400 kVA :Kiosk Substation | 0.4 | --> | 0.4 | 0 | 0 | Constrained, otherwise capacity available =351 kVA | --> | 0.38 | 0 | 0 | 0 | 0 | Constrained, otherwise capacity available =373 kW | --> | C15 ex CASTLEKNOCK | Castleknock [T41,T42] | FINGLAS |  | 53.3713 | -6.3706
281375Y | MV/LV Substation DE***375Y |  | 10 kV | _ | LV | 400 kVA :Kiosk Substation | 0.4 | --> | 0.4 | 0.358 | 4.3 |  | --> | 0.38 | 0 | 0.015 | 0.363 | 0 |  | --> | C19 ex RINGASKIDDY 110KV | Ringaskiddy 110kv [T42] | BARNAHELY |  | 51.8461 | -8.3399
011521Z | MV/LV Substation WE***521Z |  | 10 kV | _ | LV | 200 kVA :Kiosk Substation | 0.2 | --> | 0.2 | 0 | 0 | Constrained, otherwise capacity available =167 kVA | --> | 0.19 | 0 | 0.05 | 0 | 0 | Constrained, otherwise capacity available =148 kW | --> | C21 ex TALBOTS INCH | Talbots Inch [T41,T42] | KILKENNY |  | 52.6762 | -7.2544
160852Y | MV/LV Substation JA***852Y |  | 20 kV | _ | LV | 50 kVA :Pole Substation | 0.05 | --> | 0.05 | 0 | 0 | Constrained, otherwise capacity available =50 kVA | --> | 0.048 | 0 | 0 | 0 | 0 | Constrained, otherwise capacity available =48 kW | --> | C23 ex PORTARLINGTON | Portarlington [T43] | BLAKE |  | 53.1096 | -7.0978
006560Y | MV/LV Substation OA***560Y |  | 20 kV | _ | LV | 200 kVA :Kiosk Substation | 0.2 | --> | 0.2 | 0.15 | 4.38 |  | --> | 0.19 | 0 | 0.004 | 0.18 | 0 |  | --> | E13 ex CRANE | Crane [T122] | CRANE |  | 52.444 | -6.4793
058605 | MV/LV Substation CL***605 |  | 10 kV | _ | LV | 200 kVA :Kiosk Substation | 0.2 | --> | 0.2 | 0.122 | 0.18 |  | --> | 0.19 | 0 | 0.022 | 0 | 0 | Constrained, otherwise capacity available =163 kW | --> | C15 ex TOOMEVARA | Toomevara [T42] | NENAGH |  | 52.9429 | -8.0408
108952 | MV/LV Substation ME***952 |  | 20 kV | _ | LV | 50 kVA :Pole Substation | 0.05 | --> | 0.05 | 0.05 | 1.57 |  | --> | 0.048 | 0 | 0 | 0 | 0 | Constrained, otherwise capacity available =48 kW | --> | C17 ex BALLYSHANNON | Ballyshannon [T41,T42] | CATHALEENS FALL |  | 54.5717 | -8.1099
150282 | MV/LV Substation SA***282 |  | 20 kV | _ | LV | 200 kVA :Pole Substation | 0.2 | --> | 0.2 | 0.192 | 3.96 |  | --> | 0.19 | 0 | 0.005 | 0 | 0 | Constrained, otherwise capacity available =185 kW | --> | E19 ex STRANORLAR | Stranorlar [T421,T422] | LETTERKENNY |  | 54.8664 | -8.0473
099584 | MV/LV Substation SI***584 |  | 10 kV | _ | LV | 200 kVA :Pole Substation | 0.2 | --> | 0.2 | 0.164 | 2.96 |  | --> | 0.19 | 0 | 0 | 0 | 0 | Constrained, otherwise capacity available =185 kW | --> | C21 ex BALLYRAINE | Ballyraine [T41,T42] | LETTERKENNY |  | 54.9856 | -7.6713
081137Y | MV/LV Substation H.***137Y |  | 10 kV | _ | LV | 200 kVA :Kiosk Substation | 0.2 | --> | 0.2 | 0 | 0 | Constrained, otherwise capacity available =141 kVA | --> | 0.19 | 0 | 0.01 | 0 | 0 | Constrained, otherwise capacity available =174 kW | --> | C17 ex CELBRIDGE | Celbridge [T41,T42] | GRIFFINRATH |  | 53.3442 | -6.5451
161365 | MV/LV Substation SE***365 |  | 10 kV | _ | LV | 200 kVA :Pole Substation | 0.2 | --> | 0.2 | 0.175 | 6.53 |  | --> | 0.19 | 0 | 0 | 0.187 | 0 |  | --> | C17 ex OUGHTERARD | Oughterard [T41,T42] | SCREEB |  | 53.4308 | -9.3177
0904023 | MV/LV Substation CR***4023 |  | 10 kV | _ | LV | 50 kVA :Pole Substation | 0.05 | --> | 0.05 | 0.05 | 3.16 |  | --> | 0.048 | 0 | 0 | 0 | 0 | Constrained, otherwise capacity available =48 kW | --> | C22 ex ENNISKEANE | Enniskeane [T41,T42] | BANDON |  | 51.7476 | -8.9932
281019 | MV/LV Substation CL***019 |  | 10 kV | _ | LV | 200 kVA :Kiosk Substation | 0.2 | --> | 0.2 | 0.134 | 5.49 |  | --> | 0.19 | 0 | 0.033 | 0.156 | 0 |  | --> | C19 ex TRABEG | Trabeg [T101,T102] | TRABEG |  | 51.8665 | -8.4537
156130X | MV/LV Substation AR***130X |  | 10 kV | _ | LV | 50 kVA :Pole Substation | 0.05 | --> | 0.05 | 0 | 0 | Constrained, otherwise capacity available =49 kVA | --> | 0.048 | 0 | 0 | 0 | 0 | Constrained, otherwise capacity available =47 kW | --> | C15 ex DRUMBEAR | Drumbear [T41,T42] | LISDRUM |  | 54.2094 | -6.9047
111861Y | MV/LV Substation RO***861Y |  | 20 kV | _ | LV | 50 kVA :Pole Substation | 0.05 | --> | 0.05 | 0.043 | 0.94 |  | --> | 0.048 | 0 | 0 | 0 | 0 | Constrained, otherwise capacity available =46 kW | --> | E21 ex CASTLETOWNBERE | Castletownbere [T421] | BALLYLICKY |  | 51.6519 | -9.8846
130980 | MV/LV Substation FO***980 |  | 20 kV | _ | LV | 200 kVA :Pole Substation | 0.2 | --> | 0.2 | 0.152 | 0.21 |  | --> | 0.19 | 0 | 0 | 0 | 0 | Constrained, otherwise capacity available =183 kW | --> | E18 ex LONGFORD | Longford [T421,T422] | RICHMOND |  | 53.7075 | -7.6722
074037 | MV/LV Substation QU***037 |  | 10 kV | _ | LV | 400 kVA :Kiosk Substation | 0.4 | --> | 0.4 | 0 | 0 | Constrained, otherwise capacity available =316 kVA | --> | 0.38 | 0 | 0.005 | 0 | 0 | Constrained, otherwise capacity available =365 kW | --> | C13 ex CARRICK ON SHANNON | Carrick On Shannon [T41,T42] | CARRICK ON SHANNON |  | 53.9441 | -8.0979
029757X | MV/LV Substation EF***757X |  | 20 kV | _ | LV | 200 kVA :Pole Substation | 0.2 | --> | 0.2 | 0 | 0 | Constrained, otherwise capacity available =191 kVA | --> | 0.19 | 0 | 0 | 0 | 0 | Constrained, otherwise capacity available =189 kW | --> | E12 ex CARRIGSHANE | Carrigshane [T422] | MIDLETON |  | 51.9254 | -8.0575
365406 | MV/LV Substation EM***406 |  | 10 kV | _ | LV | 100 kVA :Pole Substation | 0.1 | --> | 0.1 | 0 | 0 | Constrained, otherwise capacity available =95 kVA | --> | 0.095 | 0 | 0 | 0.094 | 0 |  | --> | C15 ex SAGGART | Saggart [T41,T42] | GRANGE CASTLE |  | 53.2739 | -6.4256
062725 | MV/LV Substation RO***725 |  | 20 kV | _ | LV | 100 kVA :Pole Substation | 0.1 | --> | 0.1 | 0.09 | 2.33 |  | --> | 0.095 | 0 | 0 | 0 | 0 | Constrained, otherwise capacity available =94 kW | --> | C18 ex DUNDALK | Dundalk [T41,T42] | DUNDALK |  | 54.045 | -6.4808
064356Y | MV/LV Substation DU***356Y |  | 10 kV | _ | LV | 400 kVA :Building Structure | 0.4 | --> | 0.4 | 0 | 0 | Constrained, otherwise capacity available =199 kVA | --> | 0.38 | 0 | 0 | 0 | 0 | Constrained, otherwise capacity available =352 kW | --> | C14 ex MORNINGTON ROAD | Mornington Road [T41,T42] | DRYBRIDGE |  | 53.7145 | -6.3504
064881Y | MV/LV Substation BR***881Y |  | 20 kV | _ | LV | 400 kVA :Kiosk Substation | 0.4 | --> | 0.4 | 0 | 0 | Constrained, otherwise capacity available =351 kVA | --> | 0.38 | 0 | 0.028 | 0 | 0 | Constrained, otherwise capacity available =353 kW | --> | E16 ex JULIANSTOWN | Julianstown [T421,T422] | DRYBRIDGE |  | 53.7032 | -6.2479
004390Y | MV/LV Substation BR***390Y |  | 10 kV | _ | LV | 400 kVA :Building Structure | 0.4 | --> | 0.4 | 0 | 18.08 |  | --> | 0.38 | 0 | 0.035 | 0.29 | 0 |  | --> | C22 ex ARKLOW | Arklow [T101,T102] | ARKLOW |  | 52.7995 | -6.1491
093168Z | MV/LV Substation TU***168Z |  | 10 kV | _ | LV | 1000 kVA :Kiosk Substation | 1 | --> | 1 | 0 | 0 | Constrained, otherwise capacity available =772 kVA | --> | 0.95 | 0 | 0 | 0.5 | 0 |  | --> | C26 ex POPPINTREE | Poppintree [T101,T102] | FINGLAS |  | 53.418 | -6.293
046046 | MV/LV Substation CI***046 |  | 10 kV | _ | LV | 400 kVA :Kiosk Substation | 0.4 | --> | 0.4 | 0 | 0 | Constrained, otherwise capacity available =351 kVA | --> | 0.38 | 0 | 0.011 | 0.365 | 0 |  | --> | C12 ex CRANMORE | Cranmore [T41,T42] | SLIGO |  | 54.2631 | -8.4704
081416X | MV/LV Substation SH***416X |  | 10 kV | _ | LV | 400 kVA :Kiosk Substation | 0.4 | --> | 0.4 | 0 | 0 | Constrained, otherwise capacity available =283 kVA | --> | 0.38 | 0 | 0.006 | 0.359 | 0 |  | --> | C13 ex LIFFEY VALLEY | Liffey Valley [T41,T42] | INCHICORE 220KV |  | 53.3532 | -6.4029
036385 | MV/LV Substation AH***385 |  | 20 kV | _ | LV | 50 kVA :Pole Substation | 0.05 | --> | 0.05 | 0 | 0 | Constrained, otherwise capacity available =41 kVA | --> | 0.048 | 0 | 0 | 0 | 0 | Constrained, otherwise capacity available =46 kW | --> | E19 ex GARRANACANTY | Garranacanty [T421,T422] | TIPPERARY |  | 52.4199 | -8.1804
252880X | MV/LV Substation LE***880X |  | 20 kV | _ | LV | 50 kVA :Pole Substation | 0.05 | --> | 0.05 | 0.048 | 1.32 |  | --> | 0.048 | 0 | 0 | 0.047 | 0 |  | --> | C24 ex CLIFDEN | Clifden [T41,T42] | SCREEB |  | 53.598 | -9.8996
156613X | MV/LV Substation CO***613X |  | 10 kV | _ | LV | 50 kVA :Pole Substation | 0.05 | --> | 0.05 | 0.038 | 2.04 |  | --> | 0.048 | 0 | 0.006 | 0 | 0 | Constrained, otherwise capacity available =41 kW | --> | C18 ex BALLYBAY | Ballybay [T41,T42] | LISDRUM |  | 54.1827 | -6.9935
109248 | MV/LV Substation DR***248 |  | 10 kV | _ | LV | 630 kVA :Building Structure | 0.63 | --> | 0.63 | 0.237 | 0.38 |  | --> | 0.598 | 0 | 0 | 0.5 | 0 |  | --> | C14 ex RINEANNA | Rineanna [T41,T42] | DRUMLINE |  | 52.7829 | -8.9065
050248Y | MV/LV Substation AN***248Y |  | 10 kV | _ | LV | 400 kVA :Kiosk Substation | 0.4 | --> | 0.4 | 0 | 0 | Constrained, otherwise capacity available =184 kVA | --> | 0.38 | 0 | 0.012 | 0 | 0 | Constrained, otherwise capacity available =340 kW | --> | C16 ex ATHLONE | Athlone [T41,T42] | ATHLONE |  | 53.4245 | -7.9615
281517Z | MV/LV Substation AR***517Z |  | 10 kV | _ | LV | 400 kVA :Kiosk Substation | 0.4 | --> | 0.4 | 0.277 | 5.49 |  | --> | 0.38 | 0 | 0.034 | 0.338 | 0 |  | --> | C18 ex TRABEG | Trabeg [T101,T102] | TRABEG |  | 51.8627 | -8.4499
022858X | MV/LV Substation RE***858X |  | 10 kV | _ | LV | 400 kVA :Building Structure | 0.4 | --> | 0.4 | 0.376 | 4.55 |  | --> | 0.38 | 0 | 0 | 0 | 0 | Constrained, otherwise capacity available =377 kW | --> | C13 ex MALLOW | Mallow [T41,T42] | MALLOW |  | 52.1403 | -8.642
156971Y | MV/LV Substation DE***971Y |  | 10 kV | _ | LV | 100 kVA :Pole Substation | 0.1 | --> | 0.1 | 0 | 0 | Constrained, otherwise capacity available =90 kVA | --> | 0.095 | 0 | 0.025 | 0 | 0 | Constrained, otherwise capacity available =75 kW | --> | C15 ex DRUMBEAR | Drumbear [T41,T42] | LISDRUM |  | 54.1721 | -6.8741
1194079 | MV/LV Substation KN***4079 |  | 10 kV | _ | LV | 50 kVA :Pole Substation | 0.05 | --> | 0.05 | 0 | 0 | Constrained, otherwise capacity available =41 kVA | --> | 0.048 | 0 | 0 | 0 | 0 | Constrained, otherwise capacity available =46 kW | --> | C11 ex KANTURK | Kanturk [T41,T42] | GLENLARA |  | 52.1919 | -8.8907
176325 | MV/LV Substation SL***325 |  | 10 kV | _ | LV | 100 kVA :Pole Substation | 0.1 | --> | 0.1 | 0 | 0 | Constrained, otherwise capacity available =81 kVA | --> | 0.095 | 0 | 0.015 | 0 | 0 | Constrained, otherwise capacity available =81 kW | --> | E12 ex HARTNETTS CROSS |  |  |  | 51.8999 | -8.9642
377900X | MV/LV Substation SP***900X |  | 20 kV | _ | LV | 200 kVA :Pole Substation | 0.2 | --> | 0.2 | 0 | 0 | Constrained, otherwise capacity available =182 kVA | --> | 0.19 | 0 | 0 | 0 | 0 | Constrained, otherwise capacity available =188 kW | --> | E16 ex GURRANEBANE | Gurranebane [T421,T422] | OUGHTRAGH |  | 51.8364 | -10.1726
049243Z | MV/LV Substation BA***243Z |  | 10 kV | _ | LV | 400 kVA :Kiosk Substation | 0.4 | --> | 0.4 | 0.213 | 0.21 | Constrained, otherwise capacity available =350 kVA | --> | 0.38 | 0 | 0.021 | 0 | 0 | Constrained, otherwise capacity available =358 kW | --> | E14 ex LONGFORD | Longford [T421,T422] | RICHMOND |  | 53.7321 | -7.8052
082001Z | MV/LV Substation MI***001Z |  | 10 kV | _ | LV | 50 kVA :Pole Substation | 0.05 | --> | 0.05 | 0.049 | 1.82 |  | --> | 0.048 | 0 | 0 | 0 | 0 | Constrained, otherwise capacity available =47 kW | --> | C15 ex RANDALSTOWN | Randalstown [T41] | NAVAN |  | 53.6839 | -6.765
1524145 | MV/LV Substation KN***4145 |  | 20 kV | _ | LV | 50 kVA :Pole Substation | 0.05 | --> | 0.05 | 0 | 0 | Constrained, otherwise capacity available =48 kVA | --> | 0.048 | 0 | 0 | 0 | 0 | Constrained, otherwise capacity available =47 kW | --> | C16 ex CAPPAMORE | Cappamore [T41,T42] | ARDNACRUSHA |  | 52.6002 | -8.2097
0694049 | MV/LV Substation WI***4049 |  | 10 kV | _ | LV | 630 kVA :Kiosk Substation | 0.63 | --> | 0.63 | 0.5 | 4.47 |  | --> | 0.598 | 0 | 0.053 | 0.5 | 0 |  | --> | C14 ex TEMPLEOGUE | Templeogue [T41,T42] | MILLTOWN (DR) |  | 53.3068 | -6.3309
0694198 | MV/LV Substation FI***4198 |  | 10 kV | _ | LV | 1000 kVA :Building Structure | 1 | --> | 1 | 0.5 | 3 |  | --> | 0.95 | 0 | 0 | 0.5 | 0 |  | --> | C39 ex INCHICORE CENTRAL | Inchicore Central [T43,T45] | INCHICORE 220KV |  | 53.3359 | -6.3111
255502 | MV/LV Substation KI***502 |  | 10 kV | _ | LV | 630 kVA :Building Structure | 0.63 | --> | 0.63 | 0.334 | 2.09 |  | --> | 0.598 | 0 | 0.005 | 0 | 0 | Constrained, otherwise capacity available =553 kW | --> | C15 ex KILCAR | Kilcar [T41] | BINBANE |  | 54.6324 | -8.5946
350003 | MV/LV Substation MA***003 |  | 10 kV | _ | LV | 400 kVA :Kiosk Substation | 0.4 | --> | 0.4 | 0.332 | 1.57 |  | --> | 0.38 | 0 | 0.003 | 0 | 0 | Constrained, otherwise capacity available =368 kW | --> | C13 ex BUNDORAN | Bundoran [T41,T42] | CATHALEENS FALL |  | 54.4761 | -8.2861
0664116 | MV/LV Substation HA***4116 |  | 10 kV | _ | LV | 400 kVA :Kiosk Substation | 0.4 | --> | 0.4 | 0 | 0 | Constrained, otherwise capacity available =352 kVA | --> | 0.38 | 0 | 0.021 | 0 | 0 | Constrained, otherwise capacity available =358 kW | --> | C13 ex MALAHIDE | Malahide [T41,T42] | GLASMORE |  | 53.4335 | -6.1664
003688X | MV/LV Substation TH***688X |  | 10 kV | _ | LV | 200 kVA :Kiosk Substation | 0.2 | --> | 0.2 | 0.172 | 11.58 |  | --> | 0.19 | 0 | 0.023 | 0 | 0 | Constrained, otherwise capacity available =169 kW | --> | C17 ex BALLYBEG | Ballybeg [T101,T102] | CARRICKMINES |  | 52.9493 | -6.0291
2564002 | MV/LV Substation DU***4002 |  | 20 kV | _ | LV | 50 kVA :Pole Substation | 0.05 | --> | 0.05 | 0.049 | 1.28 |  | --> | 0.048 | 0 | 0 | 0 | 0 | Constrained, otherwise capacity available =47 kW | --> | C22 ex CASTLEREA | Castlerea [T41,T42] | CARRICK ON SHANNON |  | 53.7825 | -8.5893
0684325 | MV/LV Substation NC***4325 |  | 10 kV | _ | LV | 1000 kVA :Building Structure | 1 | --> | 1 | 0 | 0 | Constrained, otherwise capacity available =538 kVA | --> | 0.95 | 0 | 0 | 0.5 | 0 |  | --> | C11 ex PHIBSBORO | Phibsboro [T41,T42] | FINGLAS |  | 53.3585 | -6.2784
288227 | MV/LV Substation AS***227 |  | 10 kV | _ | LV | 400 kVA :Kiosk Substation | 0.4 | --> | 0.4 | 0.041 | 0.04 | Constrained, otherwise capacity available =224 kVA | --> | 0.38 | 0 | 0.005 | 0.352 | 0 |  | --> | C14 ex LITTLE BRAY | Little Bray [T41,T42] | FASSAROE |  | 53.2036 | -6.1243
065051 | MV/LV Substation HO***051 |  | 10 kV | _ | LV | 400 kVA :Kiosk Substation | 0.4 | --> | 0.4 | 0 | 0 | Constrained, otherwise capacity available =304 kVA | --> | 0.38 | 0 | 0.079 | 0 | 0 | Constrained, otherwise capacity available =308 kW | --> | C19 ex LOUGHSHINNY | Loughshinny [T41,T42] | GLASMORE |  | 53.5713 | -6.1046
067797X | MV/LV Substation LI***797X |  | 20 kV | _ | LV | 50 kVA :Pole Substation | 0.05 | --> | 0.05 | 0 | 0 | Constrained, otherwise capacity available =37 kVA | --> | 0.048 | 0 | 0.005 | 0.042 | 0 |  | --> | C11 ex RAHEEN | Raheen [T41,T42] | LIMERICK |  | 52.6095 | -8.6314
003901X | MV/LV Substation BL***901X |  | 10 kV | _ | LV | 630 kVA :Kiosk Substation | 0.63 | --> | 0.63 | 0.5 | 11.58 |  | --> | 0.598 | 0 | 0 | 0 | 0 | Constrained, otherwise capacity available =595 kW | --> | C17 ex BALLYBEG | Ballybeg [T101,T102] | CARRICKMINES |  | 52.9453 | -6.0217
066810Z | MV/LV Substation BA***810Z |  | 20 kV | _ | LV | 200 kVA :Kiosk Substation | 0.2 | --> | 0.2 | 0 | 0 | Constrained, otherwise capacity available =176 kVA | --> | 0.19 | 0 | 0.018 | 0 | 0 | Constrained, otherwise capacity available =173 kW | --> | E18 ex GLASMORE | Glasmore [T421,T422] | GLASMORE |  | 53.5176 | -6.2674
209848 | MV/LV Substation SA***848 |  | 10 kV | _ | LV | 50 kVA :Pole Substation | 0.05 | --> | 0.05 | 0 | 0 | Constrained, otherwise capacity available =46 kVA | --> | 0.048 | 0 | 0 | 0 | 0 | Constrained, otherwise capacity available =47 kW | --> | C16 ex MILFORD (NR) | Milford (nr) [T41,T42] | LETTERKENNY |  | 55.041 | -7.8184
184106X | MV/LV Substation OR***106X |  | 10 kV | _ | LV | 200 kVA :Kiosk Substation | 0.2 | --> | 0.2 | 0.176 | 3.38 |  | --> | 0.19 | 0 | 0 | 0 | 0 | Constrained, otherwise capacity available =187 kW | --> | C18 ex CASTLEBLAYNEY | Castleblayney [T41,T42] | DUNDALK |  | 54.148 | -6.6968
049507 | MV/LV Substation ED***507 |  | 20 kV | _ | LV | 100 kVA :Pole Substation | 0.1 | --> | 0.1 | 0.084 | 0.21 |  | --> | 0.095 | 0 | 0 | 0 | 0 | Constrained, otherwise capacity available =93 kW | --> | E13 ex LONGFORD | Longford [T421,T422] | RICHMOND |  | 53.8501 | -7.6555
058493Y | MV/LV Substation MA***493Y |  | 10 kV | _ | LV | 200 kVA :Building Structure | 0.2 | --> | 0.2 | 0 | 0 | Constrained, otherwise capacity available =191 kVA | --> | 0.19 | 0 | 0.04 | 0 | 0 | Constrained, otherwise capacity available =159 kW | --> | C12 ex KYLEERAGH | Kyleeragh [T41,T42] | NENAGH |  | 52.8636 | -8.2222
495650X | MV/LV Substation MU***650X |  | 20 kV | _ | LV | 100 kVA :Pole Substation | 0.1 | --> | 0.1 | 0.098 | 1.5 |  | --> | 0.095 | 0 | 0 | 0.095 | 0 |  | --> | E18 ex ACHILL | Achill [T422] | CARROWBEG |  | 53.9057 | -9.7445
162549 | MV/LV Substation PO***549 |  | 20 kV | _ | LV | 100 kVA :Pole Substation | 0.1 | --> | 0.1 | 0.08 | 0.25 |  | --> | 0.095 | 0 | 0.04 | 0 | 0 | Constrained, otherwise capacity available =63 kW | --> | C12 ex ROSSGEIR | Rossgeir [T41,T42] | LETTERKENNY |  | 54.8438 | -7.5859
120947X | MV/LV Substation ME***947X |  | 10 kV | _ | LV | 50 kVA :Pole Substation | 0.05 | --> | 0.05 | 0 | 0 | Constrained, otherwise capacity available =50 kVA | --> | 0.048 | 0 | 0 | 0 | 0 | Constrained, otherwise capacity available =48 kW | --> | C16 ex BLAKE | Blake [T41,T42] | BLAKE |  | 53.2446 | -6.9572
034690 | MV/LV Substation ST***690 |  | 10 kV | _ | LV | 200 kVA :Pole Substation | 0.2 | --> | 0.2 | 0.183 | 0.57 |  | --> | 0.19 | 0 | 0.005 | 0 | 0 | Constrained, otherwise capacity available =184 kW | --> | E25 ex LAWLESSTOWN | Lawlesstown [T42,T421] | DOON |  | 52.3605 | -7.6724
017376Z | MV/LV Substation CA***376Z |  | 10 kV | _ | LV | 200 kVA :Kiosk Substation | 0.2 | --> | 0.2 | 0.188 | 1.98 |  | --> | 0.19 | 0 | 0 | 0 | 0 | Constrained, otherwise capacity available =188 kW | --> | E18 ex RATHKEALE | Rathkeale [T421,T422] | RATHKEALE |  | 52.5276 | -8.9395
162899 | MV/LV Substation AR***899 |  | 10 kV | _ | LV | 50 kVA :Pole Substation | 0.05 | --> | 0.05 | 0.03 | 7.25 |  | --> | 0.048 | 0 | 0 | 0 | 0 | Constrained, otherwise capacity available =45 kW | --> | C18 ex CONVOY | Convoy [T41,T42] | LETTERKENNY |  | 54.8689 | -7.6463
046017 | MV/LV Substation CO***017 |  | 10 kV | _ | LV | 200 kVA :Kiosk Substation | 0.2 | --> | 0.2 | 0 | 0 | Constrained, otherwise capacity available =126 kVA | --> | 0.19 | 0 | 0.006 | 0.175 | 0 |  | --> | C12 ex CRANMORE | Cranmore [T41,T42] | SLIGO |  | 54.263 | -8.4638
0304106 | MV/LV Substation DU***4106 |  | 20 kV | _ | LV | 630 kVA :Kiosk Substation | 0.63 | --> | 0.63 | 0 | 0 | Constrained, otherwise capacity available =451 kVA | --> | 0.598 | 0 | 0 | 0 | 0 | Constrained, otherwise capacity available =574 kW | --> | E14 ex FOXHOLE | Foxhole [T421,T422] | DUNGARVAN |  | 51.958 | -7.8515
281029 | MV/LV Substation SH***029 |  | 10 kV | _ | LV | 200 kVA :Pole Substation | 0.2 | --> | 0.2 | 0 | 0 | Constrained, otherwise capacity available =165 kVA | --> | 0.19 | 0 | 0 | 0 | 0 | Constrained, otherwise capacity available =185 kW | --> | C13 ex DOUGLAS | Douglas [T41,T42] | TRABEG |  | 51.8699 | -8.4379
0254021 | MV/LV Substation MA***4021 |  | 10 kV | _ | LV | 100 kVA :Pole Substation | 0.1 | --> | 0.1 | 0 | 0 | Constrained, otherwise capacity available =96 kVA | --> | 0.095 | 0 | 0 | 0 | 0 | Constrained, otherwise capacity available =94 kW | --> | C11 ex KILMALLOCK | Kilmallock [T41,T42] | CHARLEVILLE |  | 52.409 | -8.4875
108854 | MV/LV Substation BA***854 |  | 20 kV | _ | LV | 200 kVA :Pole Substation | 0.2 | --> | 0.2 | 0.146 | 1.57 |  | --> | 0.19 | 0 | 0.02 | 0 | 0 | Constrained, otherwise capacity available =168 kW | --> | C17 ex BALLYSHANNON | Ballyshannon [T41,T42] | CATHALEENS FALL |  | 54.5778 | -8.1231
066684Z | MV/LV Substation DU***684Z |  | 20 kV | _ | LV | 400 kVA :Building Structure | 0.4 | --> | 0.4 | 0 | 0 | Constrained, otherwise capacity available =343 kVA | --> | 0.38 | 0 | 0 | 0 | 0 | Constrained, otherwise capacity available =372 kW | --> | E17 ex BALTRASNA | Baltrasna [T121,T122] | BALTRASNA |  | 53.5113 | -6.5389
120017Y | MV/LV Substation AB***017Y |  | 20 kV | _ | LV | 200 kVA :Kiosk Substation | 0.2 | --> | 0.2 | 0 | 0 | Constrained, otherwise capacity available =130 kVA | --> | 0.19 | 0 | 0.008 | 0 | 0 | Constrained, otherwise capacity available =174 kW | --> | E19 ex EDENDERRY | Edenderry [T421,T422] | BLAKE |  | 53.4533 | -7.0217
082140 | MV/LV Substation BL***140 |  | 10 kV | _ | LV | 630 kVA :Building Structure | 0.63 | --> | 0.63 | 0.465 | 2.01 |  | --> | 0.598 | 0 | 0.013 | 0 | 0 | Constrained, otherwise capacity available =566 kW | --> | C12 ex ABBEYLAND | Abbeyland [T41,T42] | NAVAN |  | 53.6632 | -6.6764
046004 | MV/LV Substation BR***004 |  | 10 kV | _ | LV | 630 kVA :Kiosk Substation | 0.63 | --> | 0.63 | 0 | 0 | Constrained, otherwise capacity available =465 kVA | --> | 0.598 | 0 | 0.02 | 0.5 | 0 |  | --> | C11 ex CRANMORE | Cranmore [T41,T42] | SLIGO |  | 54.2722 | -8.4717
046036 | MV/LV Substation CL***036 |  | 10 kV | _ | LV | 50 kVA :Pole Substation | 0.05 | --> | 0.05 | 0 | 0 | Constrained, otherwise capacity available =38 kVA | --> | 0.048 | 0 | 0 | 0.046 | 0 |  | --> | C12 ex CRANMORE | Cranmore [T41,T42] | SLIGO |  | 54.2604 | -8.4553
011280Z | MV/LV Substation KK***280Z |  | 10 kV | _ | LV | 400 kVA :Building Structure | 0.4 | --> | 0.4 | 0.321 | 5.05 |  | --> | 0.38 | 0 | 0 | 0 | 0 | Constrained, otherwise capacity available =369 kW | --> | C14 ex MCDONAGH | Mcdonagh [T41,T42] | KILKENNY |  | 52.6568 | -7.2281
192577 | MV/LV Substation ME***577 |  | 10 kV | _ | LV | 50 kVA :Pole Substation | 0.05 | --> | 0.05 | 0.041 | 1.56 |  | --> | 0.048 | 0 | 0.005 | 0 | 0 | Constrained, otherwise capacity available =43 kW | --> | C13 ex DERRYBEG | Derrybeg [T41,T42] | ARDNAGAPPARY |  | 55.0284 | -8.34
162269X | MV/LV Substation LE***269X |  | 10 kV | _ | LV | 50 kVA :Pole Substation | 0.05 | --> | 0.05 | 0.04 | 7.25 |  | --> | 0.048 | 0 | 0 | 0 | 0 | Constrained, otherwise capacity available =46 kW | --> | C12 ex CONVOY | Convoy [T41,T42] | LETTERKENNY |  | 54.8633 | -7.7714
0594318 | MV/LV Substation RI***4318 |  | 10 kV | _ | LV | 630 kVA :Kiosk Substation | 0.63 | --> | 0.63 | 0 | 0 | Constrained, otherwise capacity available =630 kVA | --> | 0.598 | 0 | 0 | 0 | 0 | Constrained, otherwise capacity available =598 kW | --> | C15 ex DERRYCRAMPH | Derrycramph [T41,T42] | SHANKILL |  | 53.9822 | -7.3754
019196X | MV/LV Substation CO***196X |  | 10 kV | _ | LV | 400 kVA :Kiosk Substation | 0.4 | --> | 0.4 | 0.35 | 2.18 |  | --> | 0.38 | 0 | 0.01 | 0 | 0 | Constrained, otherwise capacity available =366 kW | --> | C21 ex BALLYRICKARD | Ballyrickard [T41,T42] | TRALEE |  | 52.265 | -9.7227
151984X | MV/LV Substation TO***984X |  | 20 kV | _ | LV | 50 kVA :Pole Substation | 0.05 | --> | 0.05 | 0 | 0 | Constrained, otherwise capacity available =44 kVA | --> | 0.048 | 0 | 0 | 0 | 0 | Constrained, otherwise capacity available =47 kW | --> | E09 ex BRUFF |  |  |  | 52.5219 | -8.5177
005185 | MV/LV Substation BA***185 |  | 20 kV | _ | LV | 100 kVA :Pole Substation | 0.1 | --> | 0.1 | 0.09 | 17.8 |  | --> | 0.095 | 0 | 0 | 0.094 | 0 |  | --> | E13 ex BANOGE | Banoge [T121,T122] | BANOGE |  | 52.6355 | -6.2725
046261X | MV/LV Substation CL***261X |  | 10 kV | _ | LV | 630 kVA :Kiosk Substation | 0.63 | --> | 0.63 | 0.5 | 5.48 |  | --> | 0.598 | 0 | 0 | 0.5 | 0 |  | --> | C11 ex BALLYTIVNAN | Ballytivnan [T41,T42] | SLIGO |  | 54.2824 | -8.4619
099561X | MV/LV Substation CE***561X |  | 10 kV | _ | LV | 630 kVA :Kiosk Substation | 0.63 | --> | 0.63 | 0.5 | 5.45 |  | --> | 0.598 | 0 | 0.011 | 0 | 0 | Constrained, otherwise capacity available =580 kW | --> | C13 ex GORTLEE | Gortlee [T41,T42] | LETTERKENNY |  | 54.9727 | -7.7297
016145Z | MV/LV Substation CA***145Z |  | 20 kV | _ | LV | 200 kVA :Kiosk Substation | 0.2 | --> | 0.2 | 0 | 0 | Constrained, otherwise capacity available =189 kVA | --> | 0.19 | 0 | 0 | 0 | 0 | Constrained, otherwise capacity available =189 kW | --> | C17 ex MONEYCOOLEY | Moneycooley [T41,T42,T44] | GRIFFINRATH |  | 53.3813 | -6.5548
046065 | MV/LV Substation AB***065 |  | 10 kV | _ | LV | 630 kVA :Kiosk Substation | 0.63 | --> | 0.63 | 0 | 0 | Constrained, otherwise capacity available =382 kVA | --> | 0.598 | 0 | 0.02 | 0.5 | 0 |  | --> | C13 ex CRANMORE | Cranmore [T41,T42] | SLIGO |  | 54.2659 | -8.4563
237772 | MV/LV Substation AR***772 |  | 20 kV | _ | LV | 50 kVA :Pole Substation | 0.05 | --> | 0.05 | 0 | 0 | Constrained, otherwise capacity available =42 kVA | --> | 0.048 | 0 | 0.006 | 0 | 0 | Constrained, otherwise capacity available =42 kW | --> | C12 ex DUNLEER | Dunleer [T41,T42] | DRYBRIDGE |  | 53.809 | -6.2957
3494040 | MV/LV Substation RA***4040 |  | 10 kV | _ | LV | 50 kVA :Pole Substation | 0.05 | --> | 0.05 | 0.033 | 2.35 |  | --> | 0.048 | 0 | 0 | 0 | 0 | Constrained, otherwise capacity available =45 kW | --> | C15 ex KILTIMAGH | Kiltimagh [T41] | CASTLEBAR |  | 53.8504 | -9.0029
049258 | MV/LV Substation SE***258 |  | 10 kV | _ | LV | 200 kVA :Pole Substation | 0.2 | --> | 0.2 | 0.086 | 0.21 |  | --> | 0.19 | 0 | 0 | 0 | 0 | Constrained, otherwise capacity available =174 kW | --> | E19 ex LONGFORD | Longford [T421,T422] | RICHMOND |  | 53.7334 | -7.8176
007467Z | MV/LV Substation AR***467Z |  | 10 kV | _ | LV | 200 kVA :Kiosk Substation | 0.2 | --> | 0.2 | 0 | 0 | Constrained, otherwise capacity available =158 kVA | --> | 0.19 | 0 | 0.024 | 0 | 0 | Constrained, otherwise capacity available =166 kW | --> | C20 ex MULGANNON | Mulgannon [T41,T42] | WEXFORD |  | 52.3183 | -6.4747
022002 | MV/LV Substation BR***002 |  | 10 kV | _ | LV | 400 kVA :Kiosk Substation | 0.4 | --> | 0.4 | 0.269 | 4.55 |  | --> | 0.38 | 0 | 0.004 | 0 | 0 | Constrained, otherwise capacity available =359 kW | --> | C11 ex MALLOW | Mallow [T41,T42] | MALLOW |  | 52.1339 | -8.6406
160860Y | MV/LV Substation KI***860Y |  | 20 kV | _ | LV | 200 kVA :Kiosk Substation | 0.2 | --> | 0.2 | 0 | 0 | Constrained, otherwise capacity available =170 kVA | --> | 0.19 | 0 | 0.005 | 0 | 0 | Constrained, otherwise capacity available =182 kW | --> | C23 ex PORTARLINGTON | Portarlington [T43] | BLAKE |  | 53.1382 | -7.1464
1804116 | MV/LV Substation CA***4116 |  | 10 kV | _ | LV | 100 kVA :Pole Substation | 0.1 | --> | 0.1 | 0.089 | 1.4 |  | --> | 0.095 | 0 | 0 | 0 | 0 | Constrained, otherwise capacity available =94 kW | --> | C14 ex KELLS | Kells [T41,T42] | NAVAN |  | 53.7573 | -6.8405
3244017 | MV/LV Substation BA***4017 |  | 20 kV | _ | LV | 50 kVA :Pole Substation | 0.05 | --> | 0.05 | 0 | 0 | Constrained, otherwise capacity available =41 kVA | --> | 0.048 | 0 | 0 | 0 | 0 | Constrained, otherwise capacity available =46 kW | --> | C17 ex BALLYGAR | Ballygar [T41,T42] | ATHLONE |  | 53.511 | -8.3912
081064Y | MV/LV Substation EL***064Y |  | 10 kV | _ | LV | 400 kVA :Kiosk Substation | 0.4 | --> | 0.4 | 0 | 0 | Constrained, otherwise capacity available =323 kVA | --> | 0.38 | 0 | 0.043 | 0 | 0 | Constrained, otherwise capacity available =338 kW | --> | C17 ex LEIXLIP | Leixlip [T41,T42] | GRIFFINRATH |  | 53.3616 | -6.5065
036407X | MV/LV Substation KI***407X |  | 20 kV | _ | LV | 100 kVA :Pole Substation | 0.1 | --> | 0.1 | 0.086 | 1.4 |  | --> | 0.095 | 0 | 0.01 | 0 | 0 | Constrained, otherwise capacity available =86 kW | --> | E17 ex KILROSS ROAD | Kilross Road [T421] | TIPPERARY |  | 52.4532 | -8.2464
081372Z | MV/LV Substation GR***372Z |  | 10 kV | _ | LV | 200 kVA :Kiosk Substation | 0.2 | --> | 0.2 | 0 | 0 | Constrained, otherwise capacity available =198 kVA | --> | 0.19 | 0 | 0 | 0.19 | 0 |  | --> | C17 ex BALGADDY | Balgaddy [T41,T42] | GRANGE CASTLE |  | 53.3088 | -6.4399
281951Z | MV/LV Substation TH***951Z |  | 10 kV | _ | LV | 400 kVA :Kiosk Substation | 0.4 | --> | 0.4 | 0 | 0 | Constrained, otherwise capacity available =333 kVA | --> | 0.38 | 0 | 0.006 | 0 | 0 | Constrained, otherwise capacity available =366 kW | --> | C17 ex DOUGLAS | Douglas [T41,T42] | TRABEG |  | 51.8663 | -8.4314
067007 | MV/LV Substation CL***007 |  | 10 kV | _ | LV | 630 kVA :Kiosk Substation | 0.63 | --> | 0.63 | 0 | 0 | Constrained, otherwise capacity available =397 kVA | --> | 0.598 | 0 | 0.005 | 0.5 | 0 |  | --> | C18 ex BALLINACURRA | Ballinacurra [T41,T42] | LIMERICK |  | 52.6559 | -8.6279
127081Z | MV/LV Substation UP***081Z |  | 10 kV | _ | LV | 50 kVA :Pole Substation | 0.05 | --> | 0.05 | 0 | 0 | Constrained, otherwise capacity available =43 kVA | --> | 0.048 | 0 | 0 | 0 | 0 | Constrained, otherwise capacity available =47 kW | --> | C17 ex HOLYCROSS ROAD | Holycross Road [T41,T42] | THURLES |  | 52.6984 | -8.022
276243 | MV/LV Substation BA***243 |  | 10 kV | _ | LV | 100 kVA :Pole Substation | 0.1 | --> | 0.1 | 0.08 | 0.76 |  | --> | 0.095 | 0 | 0 | 0 | 0 | Constrained, otherwise capacity available =92 kW | --> | C11 ex WOODFORD | Woodford [T41,T42] | KNOCKEARAGH |  | 52.0563 | -9.4946
162339X | MV/LV Substation ME***339X |  | 10 kV | _ | LV | 50 kVA :Pole Substation | 0.05 | --> | 0.05 | 0.048 | 7.25 |  | --> | 0.048 | 0 | 0.005 | 0 | 0 | Constrained, otherwise capacity available =44 kW | --> | C12 ex CONVOY | Convoy [T41,T42] | LETTERKENNY |  | 54.8441 | -7.7557
081021Z | MV/LV Substation CL***021Z |  | 10 kV | _ | LV | 100 kVA :Pole Substation | 0.1 | --> | 0.1 | 0 | 0 | Constrained, otherwise capacity available =62 kVA | --> | 0.095 | 0 | 0 | 0.09 | 0 |  | --> | C18 ex BALGADDY | Balgaddy [T41,T42] | GRANGE CASTLE |  | 53.3502 | -6.4204
0674309 | MV/LV Substation OP***4309 |  | 10 kV | _ | LV | 1000 kVA :Building Structure | 1 | --> | 1 | 0 | 0 | Constrained, otherwise capacity available =1000 kVA | --> | 0.95 | 0 | 0 | 0.5 | 0 |  | --> | C13 ex ROCHES STREET | Roches Street [T41,T42] | LIMERICK |  | 52.6647 | -8.6237
077614 | MV/LV Substation FO***614 |  | 20 kV | _ | LV | 50 kVA :Pole Substation | 0.05 | --> | 0.05 | 0 | 0 | Constrained, otherwise capacity available =38 kVA | --> | 0.048 | 0 | 0 | 0 | 0 | Constrained, otherwise capacity available =46 kW | --> | E15 ex PATRICKSWELL | Patrickswell [T421,T422] | LIMERICK |  | 52.573 | -8.7688
015150 | MV/LV Substation KE***150 |  | 10 kV | _ | LV | 50 kVA :Pole Substation | 0.05 | --> | 0.05 | 0.05 | 12.6 |  | --> | 0.048 | 0 | 0 | 0.048 | 0 |  | --> | C20 ex MONREAD | Monread [T101,T102] | MONREAD |  | 53.241 | -6.6432
008542Z | MV/LV Substation MA***542Z |  | 20 kV | _ | LV | 50 kVA :Pole Substation | 0.05 | --> | 0.05 | 0 | 0 | Constrained, otherwise capacity available =29 kVA | --> | 0.048 | 0 | 0 | 0 | 0 | Constrained, otherwise capacity available =45 kW | --> | E17 ex KNOCKMULLEN | Knockmullen [T42,T421] | GREAT ISLAND |  | 52.386 | -6.7875
015340 | MV/LV Substation WO***340 |  | 10 kV | _ | LV | 630 kVA :Building Structure | 0.63 | --> | 0.63 | 0 | 0 | Constrained, otherwise capacity available =330 kVA | --> | 0.598 | 0 | 0 | 0 | 0 | Constrained, otherwise capacity available =556 kW | --> | C18 ex NAAS | Naas [T41,T42] | KILTEEL |  | 53.1977 | -6.7455
0214279 | MV/LV Substation GL***4279 |  | 20 kV | _ | LV | 400 kVA :Kiosk Substation | 0.4 | --> | 0.4 | 0 | 0 | Constrained, otherwise capacity available =355 kVA | --> | 0.38 | 0 | 0.051 | 0 | 0 | Constrained, otherwise capacity available =336 kW | --> | E18 ex CURRALEIGH | Curraleigh [T421,T422] | KILBARRY |  | 51.9233 | -8.5951
012988 | MV/LV Substation CO***988 |  | 20 kV | _ | LV | 200 kVA :Kiosk Substation | 0.2 | --> | 0.2 | 0.129 | 1.99 |  | --> | 0.19 | 0 | 0 | 0 | 0 | Constrained, otherwise capacity available =180 kW | --> | C19 ex GRAIGUE | Graigue [T41,T42] | CARLOW |  | 52.8204 | -6.9351
0514006 | MV/LV Substation SH***4006 |  | 20 kV | _ | LV | 50 kVA :Pole Substation | 0.05 | --> | 0.05 | 0.05 | 2.22 |  | --> | 0.048 | 0 | 0 | 0.048 | 0 |  | --> | E12 ex CLARA | Clara [T421,T422] | THORNSBERRY |  | 53.3829 | -7.3798
256915 | MV/LV Substation KE***915 |  | 10 kV | _ | LV | 200 kVA :Pole Substation | 0.2 | --> | 0.2 | 0.164 | 1.28 |  | --> | 0.19 | 0 | 0.017 | 0 | 0 | Constrained, otherwise capacity available =172 kW | --> | C17 ex CASTLEREA | Castlerea [T41,T42] | CARRICK ON SHANNON |  | 53.761 | -8.4789
027313X | MV/LV Substation EA***313X |  | 20 kV | _ | LV | 200 kVA :Pole Substation | 0.2 | --> | 0.2 | 0.106 | 7.79 |  | --> | 0.19 | 0 | 0.011 | 0 | 0 | Constrained, otherwise capacity available =169 kW | --> | E12 ex DUNMANWAY | Dunmanway [T422,T43] | DUNMANWAY |  | 51.6606 | -9.2596
0664265 | MV/LV Substation CO***4265 |  | 20 kV | _ | LV | 400 kVA :Kiosk Substation | 0.4 | --> | 0.4 | 0 | 0 | Constrained, otherwise capacity available =368 kVA | --> | 0.38 | 0 | 0 | 0 | 0 | Constrained, otherwise capacity available =376 kW | --> | E11 ex GLASMORE | Glasmore [T421,T422] | GLASMORE |  | 53.4885 | -6.1466
002971 | MV/LV Substation WO***971 |  | 10 kV | _ | LV | 400 kVA :Building Structure | 0.4 | --> | 0.4 | 0.326 | 4.51 |  | --> | 0.38 | 0 | 0 | 0.37 | 0 |  | --> | C20 ex BOGHALL ROAD | Boghall Road [T41,T42] | FASSAROE |  | 53.1865 | -6.1004
042006 | MV/LV Substation MU***006 |  | 10 kV | _ | LV | 630 kVA :Building Structure | 0.63 | --> | 0.63 | 0.424 | 1.51 |  | --> | 0.598 | 0 | 0 | 0 | 0 | Constrained, otherwise capacity available =570 kW | --> | C19 ex TURLOUGH ROAD | Turlough Road [T43] | CASTLEBAR |  | 53.8595 | -9.2968
054079Z | MV/LV Substation CH***079Z |  | 10 kV | _ | LV | 400 kVA :Kiosk Substation | 0.4 | --> | 0.4 | 0 | 0 | Constrained, otherwise capacity available =324 kVA | --> | 0.38 | 0 | 0.026 | 0 | 0 | Constrained, otherwise capacity available =350 kW | --> | C15 ex PALLAS | Pallas [T41,T42] | PORTLAOISE |  | 53.0435 | -7.2963
052468Z | MV/LV Substation LA***468Z |  | 10 kV | _ | LV | 200 kVA :Kiosk Substation | 0.2 | --> | 0.2 | 0 | 0 | Constrained, otherwise capacity available =145 kVA | --> | 0.19 | 0 | 0.027 | 0 | 0 | Constrained, otherwise capacity available =162 kW | --> | C17 ex DELVIN | Delvin [T41,T42] | MULLINGAR |  | 53.6102 | -7.0951
050064Z | MV/LV Substation PA***064Z |  | 10 kV | _ | LV | 50 kVA :Pole Substation | 0.05 | --> | 0.05 | 0.041 | 7.61 |  | --> | 0.048 | 0 | 0 | 0 | 0 | Constrained, otherwise capacity available =46 kW | --> | C17 ex GARRYCASTLE | Garrycastle [T41,T42] | ATHLONE |  | 53.412 | -7.8866
0684561 | MV/LV Substation TH***4561 |  | 10 kV | _ | LV | 630 kVA :Building Structure | 0.63 | --> | 0.63 | 0.5 | 7.2 |  | --> | 0.598 | 0 | 0 | 0.5 | 0 |  | --> | C28 ex TRINITY | Trinity [T101,T102] | POOLBEG |  | 53.3405 | -6.2405
132803X | MV/LV Substation KN***803X |  | 10 kV | _ | LV | 200 kVA :Pole Substation | 0.2 | --> | 0.2 | 0 | 0 | Constrained, otherwise capacity available =166 kVA | --> | 0.19 | 0 | 0 | 0 | 0 | Constrained, otherwise capacity available =185 kW | --> | C16 ex LOUGHREA | Loughrea [T41,T42] | SOMERSET |  | 53.1841 | -8.5572
082527X | MV/LV Substation CL***527X |  | 20 kV | _ | LV | 200 kVA :Kiosk Substation | 0.2 | --> | 0.2 | 0 | 0 | Constrained, otherwise capacity available =134 kVA | --> | 0.19 | 0 | 0.032 | 0 | 0 | Constrained, otherwise capacity available =157 kW | --> | E17 ex ACADEMY STREET | Academy Street [T421,T422,T44] | NAVAN |  | 53.5929 | -6.7257
074067X | MV/LV Substation HU***067X |  | 10 kV | _ | LV | 50 kVA :Pole Substation | 0.05 | --> | 0.05 | 0 | 0 | Constrained, otherwise capacity available =50 kVA | --> | 0.048 | 0 | 0 | 0 | 0 | Constrained, otherwise capacity available =48 kW | --> | C15 ex CARRICK ON SHANNON | Carrick On Shannon [T41,T42] | CARRICK ON SHANNON |  | 53.9578 | -8.1634
026193Z | MV/LV Substation CA***193Z |  | 10 kV | _ | LV | 400 kVA :Kiosk Substation | 0.4 | --> | 0.4 | 0.319 | 8.66 |  | --> | 0.38 | 0 | 0.004 | 0 | 0 | Constrained, otherwise capacity available =366 kW | --> | C13 ex BANDON | Bandon [T101,T42] | BANDON |  | 51.7427 | -8.7486
067231X | MV/LV Substation CH***231X |  | 10 kV | _ | LV | 400 kVA :Building Structure | 0.4 | --> | 0.4 | 0 | 0 | Constrained, otherwise capacity available =158 kVA | --> | 0.38 | 0 | 0 | 0 | 0 | Constrained, otherwise capacity available =346 kW | --> | C16 ex CORBALLY | Corbally [T41,T42] | ARDNACRUSHA |  | 52.6659 | -8.6221
015913X | MV/LV Substation TI***913X |  | 10 kV | _ | LV | 100 kVA :Pole Substation | 0.1 | --> | 0.1 | 0 | 0 | Constrained, otherwise capacity available =100 kVA | --> | 0.095 | 0 | 0 | 0 | 0 | Constrained, otherwise capacity available =95 kW | --> | E18 ex BLESSINGTON | Blessington [T421,T422] | KILTEEL |  | 53.2092 | -6.4909
014309X | MV/LV Substation NB***309X |  | 20 kV | _ | LV | 400 kVA :Kiosk Substation | 0.4 | --> | 0.4 | 0.121 | 0.12 | Constrained, otherwise capacity available =332 kVA | --> | 0.38 | 0 | 0.017 | 0.358 | 0 |  | --> | C26 ex ATHY | Athy [T101,T102] | ATHY |  | 53.0957 | -6.9449
122931 | MV/LV Substation TH***931 |  | 10 kV | _ | LV | 400 kVA :Kiosk Substation | 0.4 | --> | 0.4 | 0.232 | 4.18 |  | --> | 0.38 | 0 | 0.012 | 0 | 0 | Constrained, otherwise capacity available =348 kW | --> | C18 ex KINGSCOURT | Kingscourt [T41,T42] | MEATH HILL |  | 53.9063 | -6.8046
052968Z | MV/LV Substation KI***968Z |  | 20 kV | _ | LV | 50 kVA :Pole Substation | 0.05 | --> | 0.05 | 0.047 | 10.9 |  | --> | 0.048 | 0 | 0.01 | 0.04 | 0 |  | --> | C25 ex MULLINGAR | Mullingar [T101,T102] | MULLINGAR |  | 53.5624 | -7.4891
0084308 | MV/LV Substation HE***4308 |  | 10 kV | _ | LV | 630 kVA :Kiosk Substation | 0.63 | --> | 0.63 | 0 | 0 | Constrained, otherwise capacity available =595 kVA | --> | 0.598 | 0 | 0 | 0 | 0 | Constrained, otherwise capacity available =594 kW | --> | C14 ex KNOCKMULLEN | Knockmullen [T42,T421] | GREAT ISLAND |  | 52.3904 | -6.9308
027709X | MV/LV Substation KI***709X |  | 10 kV | _ | LV | 200 kVA :Pole Substation | 0.2 | --> | 0.2 | 0.173 | 7.79 |  | --> | 0.19 | 0 | 0 | 0 | 0 | Constrained, otherwise capacity available =186 kW | --> | C13 ex DUNMANWAY | Dunmanway [T422,T43] | DUNMANWAY |  | 51.7167 | -9.1252
009801X | MV/LV Substation BA***801X |  | 20 kV | _ | LV | 50 kVA :Pole Substation | 0.05 | --> | 0.05 | 0 | 0 | Constrained, otherwise capacity available =49 kVA | --> | 0.048 | 0 | 0 | 0 | 0 | Constrained, otherwise capacity available =47 kW | --> | E11 ex KILCARRAGH | Kilcarragh [T421,T422] | BUTLERSTOWN |  | 52.2359 | -7.0356
0664231 | MV/LV Substation ST***4231 |  | 10 kV | _ | LV | 400 kVA :Kiosk Substation | 0.4 | --> | 0.4 | 0 | 0 | Constrained, otherwise capacity available =383 kVA | --> | 0.38 | 0 | 0 | 0 | 0 | Constrained, otherwise capacity available =378 kW | --> | C15 ex MALAHIDE | Malahide [T41,T42] | GLASMORE |  | 53.4162 | -6.1455
1844003 | MV/LV Substation SU***4003 |  | 10 kV | _ | LV | 1000 kVA :Building Structure | 1 | --> | 1 | 0.5 | 3.38 |  | --> | 0.95 | 0 | 0 | 0 | 0 | Constrained, otherwise capacity available =950 kW | --> | C13 ex CASTLEBLAYNEY | Castleblayney [T41,T42] | DUNDALK |  | 54.1189 | -6.7378
1204065 | MV/LV Substation DE***4065 |  | 20 kV | _ | LV | 50 kVA :Pole Substation | 0.05 | --> | 0.05 | 0 | 0 | Constrained, otherwise capacity available =47 kVA | --> | 0.048 | 0 | 0 | 0 | 0 | Constrained, otherwise capacity available =47 kW | --> | E19 ex EDENDERRY | Edenderry [T421,T422] | BLAKE |  | 53.356 | -7.0492
074962 | MV/LV Substation LO***962 |  | 20 kV | _ | LV | 100 kVA :Pole Substation | 0.1 | --> | 0.1 | 0.098 | 8.5 |  | --> | 0.095 | 0 | 0 | 0 | 0 | Constrained, otherwise capacity available =95 kW | --> | E14 ex ARIGNA | Arigna [T121] | ARIGNA |  | 54.0308 | -7.9078
009377 | MV/LV Substation PA***377 |  | 10 kV | _ | LV | 400 kVA :Kiosk Substation | 0.4 | --> | 0.4 | 0.397 | 0.53 |  | --> | 0.38 | 0 | 0.005 | 0 | 0 | Constrained, otherwise capacity available =376 kW | --> | C19 ex MANOR STREET | Manor Street [T41,T42] | WATERFORD |  | 52.2551 | -7.1
089126X | MV/LV Substation CU***126X |  | 10 kV | _ | LV | 630 kVA :Kiosk Substation | 0.63 | --> | 0.63 | 0.5 | 9.1 |  | --> | 0.598 | 0 | 0.012 | 0 | 0 | Constrained, otherwise capacity available =580 kW | --> | C14 ex ARDNAREE | Ardnaree [T42,T421] | MOY |  | 54.1143 | -9.1594
2504018 | MV/LV Substation KI***4018 |  | 10 kV | _ | LV | 50 kVA :Pole Substation | 0.05 | --> | 0.05 | 0.046 | 1.26 |  | --> | 0.048 | 0 | 0.006 | 0 | 0 | Constrained, otherwise capacity available =43 kW | --> | C27 ex BALLYCROSSAUN | Ballycrossaun [T421,T422] | SOMERSET |  | 53.1679 | -8.2971
036094 | MV/LV Substation LI***094 |  | 20 kV | _ | LV | 50 kVA :Pole Substation | 0.05 | --> | 0.05 | 0 | 0 | Constrained, otherwise capacity available =9 kVA | --> | 0.048 | 0 | 0 | 0 | 0 | Constrained, otherwise capacity available =42 kW | --> | E19 ex GARRANACANTY | Garranacanty [T421,T422] | TIPPERARY |  | 52.4381 | -8.1245
276448 | MV/LV Substation AR***448 |  | 10 kV | _ | LV | 100 kVA :Pole Substation | 0.1 | --> | 0.1 | 0.08 | 0.76 |  | --> | 0.095 | 0 | 0.005 | 0 | 0 | Constrained, otherwise capacity available =88 kW | --> | C12 ex WOODFORD | Woodford [T41,T42] | KNOCKEARAGH |  | 52.0516 | -9.4335
002944 | MV/LV Substation SI***944 |  | 10 kV | _ | LV | 400 kVA :Kiosk Substation | 0.4 | --> | 0.4 | 0.319 | 4.51 |  | --> | 0.38 | 0 | 0.003 | 0.367 | 0 |  | --> | C21 ex BOGHALL ROAD | Boghall Road [T41,T42] | FASSAROE |  | 53.2026 | -6.0998
1374080 | MV/LV Substation DR***4080 |  | 10 kV | _ | LV | 100 kVA :Pole Substation | 0.1 | --> | 0.1 | 0.098 | 2 |  | --> | 0.095 | 0 | 0 | 0 | 0 | Constrained, otherwise capacity available =95 kW | --> | C14 ex CAUSEWAY | Causeway [T41,T42] | TRALEE |  | 52.4224 | -9.7096
069815 | MV/LV Substation AL***815 |  | 10 kV | _ | LV | 1000 kVA :Building Structure | 1 | --> | 1 | 0.5 | 3.34 |  | --> | 0.95 | 0 | 0 | 0.5 | 0 |  | --> | C14 ex GREENHILLS | Greenhills [T42] | INCHICORE 220KV |  | 53.3254 | -6.3366
022171 | MV/LV Substation LA***171 |  | 10 kV | _ | LV | 100 kVA :Pole Substation | 0.1 | --> | 0.1 | 0.089 | 4.55 |  | --> | 0.095 | 0 | 0.006 | 0 | 0 | Constrained, otherwise capacity available =89 kW | --> | C12 ex MALLOW | Mallow [T41,T42] | MALLOW |  | 52.1283 | -8.5938
144829 | MV/LV Substation CO***829 |  | 10 kV | _ | LV | 400 kVA :Building Structure | 0.4 | --> | 0.4 | 0 | 0 | Constrained, otherwise capacity available =389 kVA | --> | 0.38 | 0 | 0 | 0 | 0 | Constrained, otherwise capacity available =378 kW | --> | C11 ex CASTLECOMER | Castlecomer [T41,T42] | BALLYRAGGET |  | 52.7865 | -7.2104
293259 | MV/LV Substation RY***259 |  | 20 kV | _ | LV | 400 kVA :Kiosk Substation | 0.4 | --> | 0.4 | 0 | 0 | Constrained, otherwise capacity available =107 kVA | --> | 0.38 | 0 | 0.026 | 0 | 0 | Constrained, otherwise capacity available =319 kW | --> | E13 ex BALTINGLASS | Baltinglass [T421,T422] | STRATFORD |  | 52.9111 | -6.8427
004519X | MV/LV Substation CH***519X |  | 10 kV | _ | LV | 400 kVA :Kiosk Substation | 0.4 | --> | 0.4 | 0.368 | 18.08 |  | --> | 0.38 | 0 | 0.014 | 0.365 | 0 |  | --> | C22 ex ARKLOW | Arklow [T101,T102] | ARKLOW |  | 52.7938 | -6.1727
238728 | MV/LV Substation TE***728 |  | 20 kV | _ | LV | 50 kVA :Pole Substation | 0.05 | --> | 0.05 | 0 | 0 | Constrained, otherwise capacity available =46 kVA | --> | 0.048 | 0 | 0 | 0 | 0 | Constrained, otherwise capacity available =47 kW | --> | E18 ex BALLINROBE | Ballinrobe [T421,T422] | DALTON |  | 53.6499 | -9.3633
077964 | MV/LV Substation BA***964 |  | 20 kV | _ | LV | 50 kVA :Pole Substation | 0.05 | --> | 0.05 | 0 | 0 | Constrained, otherwise capacity available =38 kVA | --> | 0.048 | 0 | 0.005 | 0 | 0 | Constrained, otherwise capacity available =42 kW | --> | E18 ex PATRICKSWELL | Patrickswell [T421,T422] | LIMERICK |  | 52.5844 | -8.6831
008637X | MV/LV Substation LA***637X |  | 20 kV | _ | LV | 50 kVA :Pole Substation | 0.05 | --> | 0.05 | 0.044 | 0.2 |  | --> | 0.048 | 0 | 0.005 | 0 | 0 | Constrained, otherwise capacity available =43 kW | --> | E16 ex BEALISTOWN | Bealistown [T421,T422] | GREAT ISLAND |  | 52.275 | -6.959
111737Y | MV/LV Substation CO***737Y |  | 20 kV | _ | LV | 100 kVA :Pole Substation | 0.1 | --> | 0.1 | 0 | 0 | Constrained, otherwise capacity available =86 kVA | --> | 0.095 | 0 | 0.005 | 0 | 0 | Constrained, otherwise capacity available =89 kW | --> | E16 ex BALLYDEHOB | Ballydehob [T421] | DUNMANWAY |  | 51.5187 | -9.548
377816 | MV/LV Substation CR***816 |  | 20 kV | _ | LV | 100 kVA :Pole Substation | 0.1 | --> | 0.1 | 0 | 0 | Constrained, otherwise capacity available =100 kVA | --> | 0.095 | 0 | 0 | 0 | 0 | Constrained, otherwise capacity available =95 kW | --> | E18 ex GURRANEBANE | Gurranebane [T421,T422] | OUGHTRAGH |  | 51.911 | -10.2279
066437X | MV/LV Substation HI***437X |  | 20 kV | _ | LV | 50 kVA :Pole Substation | 0.05 | --> | 0.05 | 0 | 0 | Constrained, otherwise capacity available =50 kVA | --> | 0.048 | 0 | 0 | 0 | 0 | Constrained, otherwise capacity available =48 kW | --> | E15 ex BATTER LANE TEMPORARY | Batter Lane Temporary 38kv [T421] | GLASMORE |  | 53.4872 | -6.1986
004552X | MV/LV Substation AQ***552X |  | 10 kV | _ | LV | 100 kVA :Pole Substation | 0.1 | --> | 0.1 | 0.081 | 18.08 |  | --> | 0.095 | 0 | 0.011 | 0.084 | 0 |  | --> | C22 ex ARKLOW | Arklow [T101,T102] | ARKLOW |  | 52.7879 | -6.1743
116813 | MV/LV Substation FA***813 |  | 20 kV | _ | LV | 200 kVA :Pole Substation | 0.2 | --> | 0.2 | 0.169 | 8.1 |  | --> | 0.19 | 0 | 0 | 0 | 0 | Constrained, otherwise capacity available =186 kW | --> | E18 ex WESTPORT | Westport [T421,T422] | CASTLEBAR |  | 53.8332 | -9.4693
081008Z | MV/LV Substation FI***008Z |  | 20 kV | _ | LV | 400 kVA :Building Structure | 0.4 | --> | 0.4 | 0 | 0 | Constrained, otherwise capacity available =311 kVA | --> | 0.38 | 0 | 0 | 0.368 | 0 |  | --> | E19 ex ADAMSTOWN | Adamstown [T121,T122] | INCHICORE 220KV |  | 53.3408 | -6.4516
2884066 | MV/LV Substation BL***4066 |  | 10 kV | _ | LV | 1000 kVA :Building Structure | 1 | --> | 1 | 0 | 0 | Constrained, otherwise capacity available =1000 kVA | --> | 0.95 | 0 | 0 | 0.5 | 0 |  | --> | C13 ex CARRICKMINES | Carrickmines [T41,T42] | CARRICKMINES |  | 53.251 | -6.1839
009003Y | MV/LV Substation WI***003Y |  | 10 kV | _ | LV | 400 kVA :Building Structure | 0.4 | --> | 0.4 | 0.36 | 0.53 |  | --> | 0.38 | 0 | 0 | 0 | 0 | Constrained, otherwise capacity available =374 kW | --> | C16 ex MANOR STREET | Manor Street [T41,T42] | WATERFORD |  | 52.2591 | -7.1045
0104092 | MV/LV Substation MT***4092 |  | 10 kV | _ | LV | 50 kVA :Pole Substation | 0.05 | --> | 0.05 | 0 | 0 | Constrained, otherwise capacity available =47 kVA | --> | 0.048 | 0 | 0 | 0 | 0 | Constrained, otherwise capacity available =47 kW | --> | C17 ex GRAIGUENAMANAGH | Graiguenamanagh [T41,T42] | KILKENNY |  | 52.5893 | -6.9149
345100X | MV/LV Substation SK***100X |  | 20 kV | _ | LV | 400 kVA :Kiosk Substation | 0.4 | --> | 0.4 | 0 | 0 | Constrained, otherwise capacity available =350 kVA | --> | 0.38 | 0 | 0.005 | 0.369 | 0 |  | --> | E18 ex MANORHAMILTON | Manorhamilton [T422] | SLIGO |  | 54.3129 | -8.1719
025665Y | MV/LV Substation BA***665Y |  | 10 kV | _ | LV | 50 kVA :Pole Substation | 0.05 | --> | 0.05 | 0 | 0 | Constrained, otherwise capacity available =50 kVA | --> | 0.048 | 0 | 0 | 0 | 0 | Constrained, otherwise capacity available =48 kW | --> | C11 ex KILMALLOCK | Kilmallock [T41,T42] | CHARLEVILLE |  | 52.3754 | -8.4927
068010 | MV/LV Substation CA***010 |  | 10 kV | _ | LV | 630 kVA :Building Structure | 0.63 | --> | 0.63 | 0.5 | 14.34 |  | --> | 0.598 | 0 | 0 | 0.5 | 0 |  | --> | C25 ex NORTH QUAYS | North Quays [T101,T102,T103] | POOLBEG |  | 53.3474 | -6.2321
065734 | MV/LV Substation EF***734 |  | 20 kV | _ | LV | 50 kVA :Pole Substation | 0.05 | --> | 0.05 | 0 | 0 | Constrained, otherwise capacity available =42 kVA | --> | 0.048 | 0 | 0.005 | 0 | 0 | Constrained, otherwise capacity available =43 kW | --> | E15 ex BATTER LANE TEMPORARY | Batter Lane Temporary 38kv [T421] | GLASMORE |  | 53.5244 | -6.14
004441X | MV/LV Substation MO***441X |  | 10 kV | _ | LV | 400 kVA :Kiosk Substation | 0.4 | --> | 0.4 | 0.277 | 18.08 |  | --> | 0.38 | 0 | 0.038 | 0.335 | 0 |  | --> | C19 ex ARKLOW | Arklow [T101,T102] | ARKLOW |  | 52.8061 | -6.1444
238831 | MV/LV Substation BA***831 |  | 20 kV | _ | LV | 100 kVA :Pole Substation | 0.1 | --> | 0.1 | 0 | 0 | Constrained, otherwise capacity available =79 kVA | --> | 0.095 | 0 | 0 | 0 | 0 | Constrained, otherwise capacity available =92 kW | --> | E12 ex BALLINROBE | Ballinrobe [T421,T422] | DALTON |  | 53.6278 | -9.2182
015163Z | MV/LV Substation MA***163Z |  | 10 kV | _ | LV | 200 kVA :Kiosk Substation | 0.2 | --> | 0.2 | 0 | 0 | Constrained, otherwise capacity available =124 kVA | --> | 0.19 | 0 | 0.036 | 0 | 0 | Constrained, otherwise capacity available =153 kW | --> | C19 ex SALLINS | Sallins [T41,T42] | GRIFFINRATH |  | 53.2849 | -6.756
1274144 | MV/LV Substation IN***4144 |  | 10 kV | _ | LV | 50 kVA :Pole Substation | 0.05 | --> | 0.05 | 0 | 0 | Constrained, otherwise capacity available =48 kVA | --> | 0.048 | 0 | 0 | 0 | 0 | Constrained, otherwise capacity available =47 kW | --> | C11 ex HOLYCROSS ROAD | Holycross Road [T41,T42] | THURLES |  | 52.6591 | -7.8237
111860Z | MV/LV Substation DE***860Z |  | 20 kV | _ | LV | 50 kVA :Pole Substation | 0.05 | --> | 0.05 | 0 | 0 | Constrained, otherwise capacity available =49 kVA | --> | 0.048 | 0 | 0 | 0 | 0 | Constrained, otherwise capacity available =47 kW | --> | E16 ex BALLYDEHOB | Ballydehob [T421] | DUNMANWAY |  | 51.5549 | -9.5111
176040Y | MV/LV Substation DU***040Y |  | 20 kV | _ | LV | 200 kVA :Pole Substation | 0.2 | --> | 0.2 | 0 | 0 | Constrained, otherwise capacity available =195 kVA | --> | 0.19 | 0 | 0 | 0 | 0 | Constrained, otherwise capacity available =189 kW | --> | E11 ex MACROOM | Macroom [T422] | MACROOM |  | 51.9432 | -8.7646
366628 | MV/LV Substation BE***628 |  | 20 kV | _ | LV | 100 kVA :Pole Substation | 0.1 | --> | 0.1 | 0.063 | 1.47 |  | --> | 0.095 | 0 | 0 | 0.09 | 0 |  | --> | C16 ex SCREEB | Screeb [T41] | SCREEB |  | 53.3146 | -9.616
265781X | MV/LV Substation DR***781X |  | 20 kV | _ | LV | 200 kVA :Pole Substation | 0.2 | --> | 0.2 | 0.127 | 2.56 |  | --> | 0.19 | 0 | 0 | 0.18 | 0 |  | --> | C18 ex KILLESHANDRA | Killeshandra [T41,T42] | GORTAWEE |  | 53.9972 | -7.506
058118 | MV/LV Substation SH***118 |  | 10 kV | _ | LV | 50 kVA :Pole Substation | 0.05 | --> | 0.05 | 0.041 | 0.18 |  | --> | 0.048 | 0 | 0 | 0 | 0 | Constrained, otherwise capacity available =46 kW | --> | C16 ex TOOMEVARA | Toomevara [T42] | NENAGH |  | 52.8572 | -8.0922
1824181 | MV/LV Substation KI***4181 |  | 20 kV | _ | LV | 50 kVA :Pole Substation | 0.05 | --> | 0.05 | 0 | 0 | Constrained, otherwise capacity available =46 kVA | --> | 0.048 | 0 | 0 | 0 | 0 | Constrained, otherwise capacity available =47 kW | --> | E17 ex DRUMLINE | Drumline [T421,T422] | DRUMLINE |  | 52.7977 | -8.7614
014967 | MV/LV Substation PL***967 |  | 10 kV | _ | LV | 100 kVA :Pole Substation | 0.1 | --> | 0.1 | 0 | 0 | Constrained, otherwise capacity available =74 kVA | --> | 0.095 | 0 | 0.004 | 0 | 0 | Constrained, otherwise capacity available =88 kW | --> | C16 ex MORRISTOWN | Morristown [T41,T42] | NEWBRIDGE |  | 53.2368 | -6.8642
029939X | MV/LV Substation BO***939X |  | 10 kV | _ | LV | 400 kVA :Building Structure | 0.4 | --> | 0.4 | 0 | 0 | Constrained, otherwise capacity available =362 kVA | --> | 0.38 | 0 | 0 | 0 | 0 | Constrained, otherwise capacity available =375 kW | --> | C17 ex CARRIGSHANE | Carrigshane [T41] | MIDLETON |  | 51.8899 | -8.1574
004191Y | MV/LV Substation CO***191Y |  | 10 kV | _ | LV | 50 kVA :Pole Substation | 0.05 | --> | 0.05 | 0 | 0 | Constrained, otherwise capacity available =46 kVA | --> | 0.048 | 0 | 0.01 | 0 | 0 | Constrained, otherwise capacity available =40 kW | --> | C23 ex TINAHASK | Tinahask [T41,T42] | ARKLOW |  | 52.7378 | -6.2742
012082 | MV/LV Substation GR***082 |  | 10 kV | _ | LV | 400 kVA :Kiosk Substation | 0.4 | --> | 0.4 | 0.303 | 1.99 |  | --> | 0.38 | 0 | 0.023 | 0 | 0 | Constrained, otherwise capacity available =349 kW | --> | C11 ex GRAIGUE | Graigue [T41,T42] | CARLOW |  | 52.8313 | -6.9314
0494018 | MV/LV Substation LI***4018 |  | 20 kV | _ | LV | 50 kVA :Pole Substation | 0.05 | --> | 0.05 | 0.049 | 0.21 |  | --> | 0.048 | 0 | 0 | 0 | 0 | Constrained, otherwise capacity available =47 kW | --> | E17 ex LONGFORD | Longford [T421,T422] | RICHMOND |  | 53.7456 | -7.6571
064371Z | MV/LV Substation CO***371Z |  | 10 kV | _ | LV | 630 kVA :Building Structure | 0.63 | --> | 0.63 | 0 | 0 | Constrained, otherwise capacity available =378 kVA | --> | 0.598 | 0 | 0 | 0 | 0 | Constrained, otherwise capacity available =563 kW | --> | C12 ex MORNINGTON ROAD | Mornington Road [T41,T42] | DRYBRIDGE |  | 53.702 | -6.312
004057 | MV/LV Substation FE***057 |  | 10 kV | _ | LV | 400 kVA :Kiosk Substation | 0.4 | --> | 0.4 | 0.316 | 18.08 |  | --> | 0.38 | 0 | 0.022 | 0.352 | 0 |  | --> | C22 ex ARKLOW | Arklow [T101,T102] | ARKLOW |  | 52.7911 | -6.1703
066172Z | MV/LV Substation PA***172Z |  | 10 kV | _ | LV | 630 kVA :Building Structure | 0.63 | --> | 0.63 | 0 | 0 | Constrained, otherwise capacity available =592 kVA | --> | 0.598 | 0 | 0 | 0.5 | 0 |  | --> | C12 ex MOUNTGORRY | Mountgorry [T41,T42] | GRANGE (DR) |  | 53.4544 | -6.2208
281647Z | MV/LV Substation MA***647Z |  | 10 kV | _ | LV | 400 kVA :Building Structure | 0.4 | --> | 0.4 | 0.272 | 6.78 |  | --> | 0.38 | 0 | 0 | 0.362 | 0 |  | --> | C38 ex CASTLEVIEW | Castleview [T101,T102] | CASTLEVIEW |  | 51.8859 | -8.3952
066767Z | MV/LV Substation SE***767Z |  | 10 kV | _ | LV | 400 kVA :Kiosk Substation | 0.4 | --> | 0.4 | 0 | 0 | Constrained, otherwise capacity available =335 kVA | --> | 0.38 | 0 | 0.04 | 0 | 0 | Constrained, otherwise capacity available =341 kW | --> | C16 ex MALAHIDE | Malahide [T41,T42] | GLASMORE |  | 53.4428 | -6.1491
157116 | MV/LV Substation WO***116 |  | 20 kV | _ | LV | 50 kVA :Pole Substation | 0.05 | --> | 0.05 | 0.049 | 1.55 |  | --> | 0.048 | 0 | 0 | 0 | 0 | Constrained, otherwise capacity available =47 kW | --> | E11 ex CARRIGALLEN | Carrigallen [T421] | CARRICK ON SHANNON |  | 54.0557 | -7.6929
068878X | MV/LV Substation GR***878X |  | 10 kV | _ | LV | 1000 kVA :Building Structure | 1 | --> | 1 | 0.5 | 9.02 |  | --> | 0.95 | 0 | 0 | 0.5 | 0 |  | --> | C16 ex MISERY HILL | Misery Hill [T101,T102] | POOLBEG |  | 53.3433 | -6.2397
125271 | MV/LV Substation SK***271 |  | 20 kV | _ | LV | 50 kVA :Pole Substation | 0.05 | --> | 0.05 | 0.044 | 0.22 |  | --> | 0.048 | 0 | 0.006 | 0 | 0 | Constrained, otherwise capacity available =42 kW | --> | C16 ex KILSHANNY | Kilshanny [T41,T42] | CAHIR |  | 52.3051 | -8.1331
034131Y | MV/LV Substation MA***131Y |  | 10 kV | _ | LV | 630 kVA :Kiosk Substation | 0.63 | --> | 0.63 | 0.477 | 5.88 |  | --> | 0.598 | 0 | 0 | 0 | 0 | Constrained, otherwise capacity available =577 kW | --> | C11 ex ARDGEEHA | Ardgeeha [T41,T42] | DOON |  | 52.3531 | -7.7033
016024Z | MV/LV Substation AT***024Z |  | 10 kV | _ | LV | 50 kVA :Pole Substation | 0.05 | --> | 0.05 | 0 | 0 | Constrained, otherwise capacity available =27 kVA | --> | 0.048 | 0 | 0.009 | 0 | 0 | Constrained, otherwise capacity available =38 kW | --> | C18 ex CELBRIDGE | Celbridge [T41,T42] | GRIFFINRATH |  | 53.2967 | -6.5089
281883X | MV/LV Substation DE***883X |  | 10 kV | _ | LV | 200 kVA :Kiosk Substation | 0.2 | --> | 0.2 | 0.149 | 6.78 |  | --> | 0.19 | 0 | 0 | 0.183 | 0 |  | --> | C26 ex CASTLEVIEW | Castleview [T101,T102] | CASTLEVIEW |  | 51.8915 | -8.4072
238012 | MV/LV Substation CO***012 |  | 20 kV | _ | LV | 200 kVA :Pole Substation | 0.2 | --> | 0.2 | 0 | 0 | Constrained, otherwise capacity available =139 kVA | --> | 0.19 | 0 | 0.009 | 0 | 0 | Constrained, otherwise capacity available =175 kW | --> | E12 ex BALLINROBE | Ballinrobe [T421,T422] | DALTON |  | 53.6244 | -9.2188
021445Z | MV/LV Substation BR***445Z |  | 10 kV | _ | LV | 100 kVA :Pole Substation | 0.1 | --> | 0.1 | 0 | 0 | Constrained, otherwise capacity available =56 kVA | --> | 0.095 | 0 | 0 | 0.089 | 0 |  | --> | C16 ex RIVERSTOWN | Riverstown [T41,T42] | KILBARRY |  | 51.9957 | -8.3501
0254223 | MV/LV Substation KE***4223 |  | 20 kV | _ | LV | 50 kVA :Pole Substation | 0.05 | --> | 0.05 | 0.05 | 2.96 |  | --> | 0.048 | 0 | 0 | 0 | 0 | Constrained, otherwise capacity available =48 kW | --> | E14 ex CHARLEVILLE | Charleville [T421,T422] | CHARLEVILLE |  | 52.3577 | -8.7101
021082Y | MV/LV Substation CH***082Y |  | 10 kV | _ | LV | 400 kVA :Building Structure | 0.4 | --> | 0.4 | 0 | 0 | Constrained, otherwise capacity available =210 kVA | --> | 0.38 | 0 | 0.005 | 0.35 | 0 |  | --> | C20 ex FAIRHILL | Fairhill [T42] | KILBARRY |  | 51.9037 | -8.4674
060593X | MV/LV Substation CR***593X |  | 10 kV | _ | LV | 50 kVA :Pole Substation | 0.05 | --> | 0.05 | 0 | 2.18 |  | --> | 0.048 | 0 | 0.028 | 0 | 0 | Constrained, otherwise capacity available =16 kW | --> | C19 ex BAILIEBORO | Bailieboro [T41,T42] | MEATH HILL |  | 53.9398 | -6.9978
039966X | MV/LV Substation SL***966X |  | 10 kV | _ | LV | 200 kVA :Kiosk Substation | 0.2 | --> | 0.2 | 0.148 | 11.03 |  | --> | 0.19 | 0 | 0.015 | 0.172 | 0 |  | --> | C29 ex SALTHILL | Salthill [T101,T102] | SALTHILL |  | 53.2808 | -9.0886
144283X | MV/LV Substation CL***283X |  | 20 kV | _ | LV | 50 kVA :Pole Substation | 0.05 | --> | 0.05 | 0.046 | 2.78 |  | --> | 0.048 | 0 | 0.005 | 0 | 0 | Constrained, otherwise capacity available =43 kW | --> | E13 ex BALLYRAGGET | Ballyragget [T421,T422] | BALLYRAGGET |  | 52.7557 | -7.4109
016166Z | MV/LV Substation K ***166Z |  | 10 kV | _ | LV | 400 kVA :Building Structure | 0.4 | --> | 0.4 | 0 | 0 | Constrained, otherwise capacity available =304 kVA | --> | 0.38 | 0 | 0.017 | 0 | 0 | Constrained, otherwise capacity available =354 kW | --> | C19 ex CELBRIDGE | Celbridge [T41,T42] | GRIFFINRATH |  | 53.3017 | -6.6167
249741 | MV/LV Substation TO***741 |  | 10 kV | _ | LV | 50 kVA :Pole Substation | 0.05 | --> | 0.05 | 0 | 0 | Constrained, otherwise capacity available =48 kVA | --> | 0.048 | 0 | 0 | 0 | 0 | Constrained, otherwise capacity available =47 kW | --> | C19 ex LISMORE | Lismore [T41,T42] | DUNGARVAN |  | 52.1285 | -8.0557
117257Y | MV/LV Substation ST***257Y |  | 10 kV | _ | LV | 200 kVA :Kiosk Substation | 0.2 | --> | 0.2 | 0.161 | 0.32 |  | --> | 0.19 | 0 | 0.024 | 0 | 0 | Constrained, otherwise capacity available =167 kW | --> | C18 ex BALLYMOTE | Ballymote [T41] | SLIGO |  | 54.0932 | -8.5206
293414Z | MV/LV Substation AR***414Z |  | 20 kV | _ | LV | 400 kVA :Kiosk Substation | 0.4 | --> | 0.4 | 0 | 0 | Constrained, otherwise capacity available =371 kVA | --> | 0.38 | 0 | 0.012 | 0 | 0 | Constrained, otherwise capacity available =367 kW | --> | E13 ex BALTINGLASS | Baltinglass [T421,T422] | STRATFORD |  | 52.9093 | -6.8503
0214244 | MV/LV Substation PA***4244 |  | 20 kV | _ | LV | 200 kVA :Kiosk Substation | 0.2 | --> | 0.2 | 0 | 0 | Constrained, otherwise capacity available =175 kVA | --> | 0.19 | 0 | 0 | 0.187 | 0 |  | --> | C11 ex RIVERSTOWN | Riverstown [T41,T42] | KILBARRY |  | 52.0135 | -8.3395
0344148 | MV/LV Substation MU***4148 |  | 20 kV | _ | LV | 50 kVA :Pole Substation | 0.05 | --> | 0.05 | 0.05 | 5.88 |  | --> | 0.048 | 0 | 0 | 0 | 0 | Constrained, otherwise capacity available =48 kW | --> | C14 ex ARDGEEHA | Ardgeeha [T41,T42] | DOON |  | 52.3923 | -7.6463
068713X | MV/LV Substation SP***713X |  | 10 kV | _ | LV | 1000 kVA :Building Structure | 1 | --> | 1 | 0.5 | 11.14 |  | --> | 0.95 | 0 | 0 | 0.5 | 0 |  | --> | C12 ex CABRA | Cabra [T101,T102] | FINGLAS |  | 53.3765 | -6.3104
288053 | MV/LV Substation ME***053 |  | 10 kV | _ | LV | 400 kVA :Kiosk Substation | 0.4 | --> | 0.4 | 0 | 0 | Constrained, otherwise capacity available =295 kVA | --> | 0.38 | 0 | 0.066 | 0.316 | 0 |  | --> | C14 ex DUNDRUM | Dundrum [T41,T42] | BLACKROCK |  | 53.2864 | -6.2629
049797 | MV/LV Substation BA***797 |  | 20 kV | _ | LV | 100 kVA :Pole Substation | 0.1 | --> | 0.1 | 0.056 | 0.21 |  | --> | 0.095 | 0 | 0 | 0 | 0 | Constrained, otherwise capacity available =89 kW | --> | E17 ex LONGFORD | Longford [T421,T422] | RICHMOND |  | 53.7784 | -7.6569
0824140 | MV/LV Substation MC***4140 |  | 20 kV | _ | LV | 100 kVA :Pole Substation | 0.1 | --> | 0.1 | 0 | 0 | Constrained, otherwise capacity available =74 kVA | --> | 0.095 | 0 | 0 | 0 | 0 | Constrained, otherwise capacity available =92 kW | --> | E19 ex SLANE | Slane [T421] | DRYBRIDGE |  | 53.6885 | -6.619
032277Y | MV/LV Substation SO***277Y |  | 10 kV | _ | LV | 200 kVA :Kiosk Substation | 0.2 | --> | 0.2 | 0 | 0 | Constrained, otherwise capacity available =161 kVA | --> | 0.19 | 0 | 0.007 | 0 | 0 | Constrained, otherwise capacity available =179 kW | --> | C23 ex TRAMORE | Tramore [T41,T42] | BUTLERSTOWN |  | 52.1702 | -7.1355
074771 | MV/LV Substation LO***771 |  | 20 kV | _ | LV | 50 kVA :Pole Substation | 0.05 | --> | 0.05 | 0 | 0 | Constrained, otherwise capacity available =37 kVA | --> | 0.048 | 0 | 0 | 0 | 0 | Constrained, otherwise capacity available =46 kW | --> | C14 ex CARRICK ON SHANNON | Carrick On Shannon [T41,T42] | CARRICK ON SHANNON |  | 54.0108 | -8.0061
022534X | MV/LV Substation LO***534X |  | 10 kV | _ | LV | 200 kVA :Building Structure | 0.2 | --> | 0.2 | 0.152 | 2.24 |  | --> | 0.19 | 0 | 0.15 | 0 | 0 | Constrained, otherwise capacity available =72 kW | --> | C19 ex CASTLETOWNROCHE | Castletownroche [T41] | MALLOW |  | 52.2048 | -8.4974
0414149 | MV/LV Substation LI***4149 |  | 20 kV | _ | LV | 50 kVA :Pole Substation | 0.05 | --> | 0.05 | 0 | 0 | Constrained, otherwise capacity available =37 kVA | --> | 0.048 | 0 | 0 | 0 | 0 | Constrained, otherwise capacity available =46 kW | --> | E18 ex DALTON | Dalton [T421,T422] | DALTON |  | 53.7022 | -8.9814
0664077 | MV/LV Substation LU***4077 |  | 20 kV | _ | LV | 200 kVA :Kiosk Substation | 0.2 | --> | 0.2 | 0 | 0 | Constrained, otherwise capacity available =173 kVA | --> | 0.19 | 0 | 0 | 0 | 0 | Constrained, otherwise capacity available =186 kW | --> | E15 ex BATTER LANE TEMPORARY | Batter Lane Temporary 38kv [T421] | GLASMORE |  | 53.5297 | -6.1695
007069 | MV/LV Substation LI***069 |  | 10 kV | _ | LV | 400 kVA :Kiosk Substation | 0.4 | --> | 0.4 | 0.318 | 0.9 |  | --> | 0.38 | 0 | 0.015 | 0 | 0 | Constrained, otherwise capacity available =358 kW | --> | C15 ex CLONARD | Clonard [T41,T42] | WEXFORD |  | 52.3296 | -6.4786
022382 | MV/LV Substation BR***382 |  | 10 kV | _ | LV | 100 kVA :Pole Substation | 0.1 | --> | 0.1 | 0.098 | 2.24 |  | --> | 0.095 | 0 | 0 | 0 | 0 | Constrained, otherwise capacity available =95 kW | --> | C13 ex CASTLETOWNROCHE | Castletownroche [T41] | MALLOW |  | 52.154 | -8.4696
365637X | MV/LV Substation CO***637X |  | 10 kV | _ | LV | 50 kVA :Pole Substation | 0.05 | --> | 0.05 | 0 | 0 | Constrained, otherwise capacity available =48 kVA | --> | 0.048 | 0 | 0 | 0.047 | 0 |  | --> | C16 ex SAGGART | Saggart [T41,T42] | GRANGE CASTLE |  | 53.2869 | -6.4602
0264207 | MV/LV Substation RA***4207 |  | 10 kV | _ | LV | 400 kVA :Kiosk Substation | 0.4 | --> | 0.4 | 0 | 0 | Constrained, otherwise capacity available =343 kVA | --> | 0.38 | 0 | 0 | 0 | 0 | Constrained, otherwise capacity available =372 kW | --> | E41 ex KINSALE | Kinsale [T423] | TRABEG |  | 51.7052 | -8.5335
004301Y | MV/LV Substation PE***301Y |  | 10 kV | _ | LV | 630 kVA :Building Structure | 0.63 | --> | 0.63 | 0.5 | 18.08 |  | --> | 0.598 | 0 | 0 | 0.5 | 0 |  | --> | C22 ex ARKLOW | Arklow [T101,T102] | ARKLOW |  | 52.7932 | -6.1644
196356X | MV/LV Substation FI***356X |  | 10 kV | _ | LV | 630 kVA :Kiosk Substation | 0.63 | --> | 0.63 | 0 | 0 | Constrained, otherwise capacity available =540 kVA | --> | 0.598 | 0 | 0 | 0 | 0 | Constrained, otherwise capacity available =586 kW | --> | C18 ex TRIM | Trim [T41,T42] | NAVAN |  | 53.5536 | -6.7931
495563X | MV/LV Substation SL***563X |  | 20 kV | _ | LV | 100 kVA :Pole Substation | 0.1 | --> | 0.1 | 0.09 | 1.5 |  | --> | 0.095 | 0 | 0 | 0.094 | 0 |  | --> | E17 ex ACHILL | Achill [T422] | CARROWBEG |  | 53.9965 | -10.0643
154117Z | MV/LV Substation CH***117Z |  | 10 kV | _ | LV | 200 kVA :Kiosk Substation | 0.2 | --> | 0.2 | 0 | 0 | Constrained, otherwise capacity available =98 kVA | --> | 0.19 | 0 | 0.017 | 0 | 0 | Constrained, otherwise capacity available =163 kW | --> | C15 ex COOLMINE | Coolmine [T41,T42] | FINGLAS |  | 53.3864 | -6.4118
064043 | MV/LV Substation BL***043 |  | 10 kV | _ | LV | 200 kVA :Kiosk Substation | 0.2 | --> | 0.2 | 0 | 0 | Constrained, otherwise capacity available =64 kVA | --> | 0.19 | 0 | 0.016 | 0 | 0 | Constrained, otherwise capacity available =159 kW | --> | C18 ex RATHMULLAN | Rathmullan [T41,T42] | DRYBRIDGE |  | 53.7086 | -6.3308
003544Y | MV/LV Substation BA***544Y |  | 10 kV | _ | LV | 50 kVA :Pole Substation | 0.05 | --> | 0.05 | 0.043 | 18.08 |  | --> | 0.048 | 0 | 0 | 0.047 | 0 |  | --> | C18 ex ARKLOW | Arklow [T101,T102] | ARKLOW |  | 52.8886 | -6.1603
009511 | MV/LV Substation RA***511 |  | 20 kV | _ | LV | 50 kVA :Pole Substation | 0.05 | --> | 0.05 | 0.039 | 3.76 |  | --> | 0.048 | 0 | 0 | 0 | 0 | Constrained, otherwise capacity available =46 kW | --> | E16 ex BELVIEW | Belview [T421,T422] | WATERFORD |  | 52.2834 | -7.0559
049670X | MV/LV Substation CL***670X |  | 20 kV | _ | LV | 50 kVA :Pole Substation | 0.05 | --> | 0.05 | 0.048 | 0.21 |  | --> | 0.048 | 0 | 0 | 0 | 0 | Constrained, otherwise capacity available =47 kW | --> | E17 ex LONGFORD | Longford [T421,T422] | RICHMOND |  | 53.7646 | -7.7319
012109Y | MV/LV Substation TE***109Y |  | 10 kV | _ | LV | 200 kVA :Building Structure | 0.2 | --> | 0.2 | 0 | 0 |  | --> | 0.19 | 0 | 0 | 0 | 0 | Constrained, otherwise capacity available =149 kW | --> | C22 ex POLLERTON | Pollerton [T41,T42] | CARLOW |  | 52.8354 | -6.9217
082440Y | MV/LV Substation CL***440Y |  | 20 kV | _ | LV | 50 kVA :Pole Substation | 0.05 | --> | 0.05 | 0 | 0 | Constrained, otherwise capacity available =46 kVA | --> | 0.048 | 0 | 0.006 | 0 | 0 | Constrained, otherwise capacity available =42 kW | --> | E19 ex SLANE | Slane [T421] | DRYBRIDGE |  | 53.7322 | -6.6999
011009 | MV/LV Substation WE***009 |  | 10 kV | _ | LV | 200 kVA :Pole Substation | 0.2 | --> | 0.2 | 0.037 | 0.04 | Constrained, otherwise capacity available =44 kVA | --> | 0.19 | 0 | 0.017 | 0 | 0 | Constrained, otherwise capacity available =155 kW | --> | C19 ex CALLAN | Callan [T41,T42] | KILKENNY |  | 52.5455 | -7.3953
082099Z | MV/LV Substation BE***099Z |  | 20 kV | _ | LV | 400 kVA :Kiosk Substation | 0.4 | --> | 0.4 | 0 | 0 | Constrained, otherwise capacity available =323 kVA | --> | 0.38 | 0 | 0.005 | 0 | 0 | Constrained, otherwise capacity available =366 kW | --> | E17 ex ACADEMY STREET | Academy Street [T421,T422,T44] | NAVAN |  | 53.5626 | -6.664
039149X | MV/LV Substation GE***149X |  | 10 kV | _ | LV | 630 kVA :Building Structure | 0.63 | --> | 0.63 | 0.5 | 11.03 |  | --> | 0.598 | 0 | 0.008 | 0.5 | 0 |  | --> | C28 ex SALTHILL | Salthill [T101,T102] | SALTHILL |  | 53.2505 | -9.2016
031606 | MV/LV Substation BA***606 |  | 20 kV | _ | LV | 50 kVA :Pole Substation | 0.05 | --> | 0.05 | 0 | 0 | Constrained, otherwise capacity available =40 kVA | --> | 0.048 | 0 | 0.011 | 0 | 0 | Constrained, otherwise capacity available =38 kW | --> | E17 ex SPRINGS | Springs [T421,T422] | DUNGARVAN |  | 52.1029 | -7.641
151936 | MV/LV Substation GR***936 |  | 20 kV | _ | LV | 50 kVA :Pole Substation | 0.05 | --> | 0.05 | 0 | 0 | Constrained, otherwise capacity available =41 kVA | --> | 0.048 | 0 | 0.005 | 0.043 | 0 |  | --> | E15 ex BRUFF | Bruff [T42,T421] | LIMERICK |  | 52.5855 | -8.4458
055410X | MV/LV Substation RA***410X |  | 10 kV | _ | LV | 50 kVA :Pole Substation | 0.05 | --> | 0.05 | 0 | 0 | Constrained, otherwise capacity available =31 kVA | --> | 0.048 | 0 | 0.007 | 0 | 0 | Constrained, otherwise capacity available =40 kW | --> | C16 ex RATHDOWNEY | Rathdowney [T42] | IKERRIN |  | 52.8551 | -7.5703
0814396 | MV/LV Substation GR***4396 |  | 20 kV | _ | LV | 630 kVA :Building Structure | 0.63 | --> | 0.63 | 0 | 0 | Constrained, otherwise capacity available =630 kVA | --> | 0.598 | 0 | 0 | 0.5 | 0 |  | --> | E22 ex ADAMSTOWN | Adamstown [T121,T122] | INCHICORE 220KV |  | 53.3279 | -6.4646
009153Y | MV/LV Substation CO***153Y |  | 10 kV | _ | LV | 400 kVA :Building Structure | 0.4 | --> | 0.4 | 0.315 | 0.53 |  | --> | 0.38 | 0 | 0 | 0 | 0 | Constrained, otherwise capacity available =368 kW | --> | C17 ex MANOR STREET | Manor Street [T41,T42] | WATERFORD |  | 52.2615 | -7.1105
015968Z | MV/LV Substation NA***968Z |  | 10 kV | _ | LV | 50 kVA :Pole Substation | 0.05 | --> | 0.05 | 0 | 0 | Constrained, otherwise capacity available =33 kVA | --> | 0.048 | 0 | 0 | 0 | 0 | Constrained, otherwise capacity available =45 kW | --> | C17 ex NAAS | Naas [T41,T42] | KILTEEL |  | 53.2078 | -6.6709
004096 | MV/LV Substation WO***096 |  | 10 kV | _ | LV | 50 kVA :Pole Substation | 0.05 | --> | 0.05 | 0.038 | 18.08 |  | --> | 0.048 | 0 | 0 | 0.046 | 0 |  | --> | C13 ex ARKLOW | Arklow [T101,T102] | ARKLOW |  | 52.8136 | -6.1579
368844 | MV/LV Substation GR***844 |  | 20 kV | _ | LV | 50 kVA :Pole Substation | 0.05 | --> | 0.05 | 0 | 0 | Constrained, otherwise capacity available =44 kVA | --> | 0.048 | 0 | 0.005 | 0 | 0 | Constrained, otherwise capacity available =43 kW | --> | C15 ex BALLYHAUNIS | Ballyhaunis [T41,T42] | DALTON |  | 53.7344 | -8.7595
0594034 | MV/LV Substation AN***4034 |  | 20 kV | _ | LV | 100 kVA :Pole Substation | 0.1 | --> | 0.1 | 0 | 0 | Constrained, otherwise capacity available =27 kVA | --> | 0.095 | 0 | 0 | 0 | 0 | Constrained, otherwise capacity available =84 kW | --> | E17 ex CAVAN | Cavan [T42,T421] | SHANKILL |  | 54.0628 | -7.3925
069201 | MV/LV Substation DO***201 |  | 10 kV | _ | LV | 1000 kVA :Building Structure | 1 | --> | 1 | 0.5 | 9.99 |  | --> | 0.95 | 0 | 0.019 | 0.5 | 0 |  | --> | C21 ex HAROLDS CROSS | Harolds Cross [T101,T102] | POOLBEG |  | 53.3305 | -6.2957
036965X | MV/LV Substation BA***965X |  | 20 kV | _ | LV | 630 kVA :Building Structure | 0.63 | --> | 0.63 | 0 | 0 | Constrained, otherwise capacity available =494 kVA | --> | 0.598 | 0 | 0.035 | 0 | 0 | Constrained, otherwise capacity available =554 kW | --> | E18 ex GARRANACANTY | Garranacanty [T421,T422] | TIPPERARY |  | 52.5019 | -8.2167
069502 | MV/LV Substation MA***502 |  | 10 kV | _ | LV | 400 kVA :Kiosk Substation | 0.4 | --> | 0.4 | 0 | 0 | Constrained, otherwise capacity available =313 kVA | --> | 0.38 | 0 | 0.032 | 0.344 | 0 |  | --> | C11 ex BALLYBODEN | Ballyboden [T41,T42] | COOKSTOWN |  | 53.2868 | -6.2664
0354107 | MV/LV Substation DO***4107 |  | 20 kV | _ | LV | 50 kVA :Pole Substation | 0.05 | --> | 0.05 | 0.044 | 0.49 |  | --> | 0.048 | 0 | 0 | 0 | 0 | Constrained, otherwise capacity available =47 kW | --> | E11 ex ARDFINNAN | Ardfinnan [T421] | CAHIR |  | 52.2984 | -7.9491
067586Y | MV/LV Substation MO***586Y |  | 10 kV | _ | LV | 630 kVA :Kiosk Substation | 0.63 | --> | 0.63 | 0 | 0 | Constrained, otherwise capacity available =314 kVA | --> | 0.598 | 0 | 0 | 0 | 0 | Constrained, otherwise capacity available =554 kW | --> | C16 ex MOYLISH | Moylish [T41,T42] | ARDNACRUSHA |  | 52.68 | -8.658
293411Z | MV/LV Substation CD***411Z |  | 20 kV | _ | LV | 200 kVA :Pole Substation | 0.2 | --> | 0.2 | 0 | 0 | Constrained, otherwise capacity available =172 kVA | --> | 0.19 | 0 | 0 | 0 | 0 | Constrained, otherwise capacity available =186 kW | --> | E13 ex BALTINGLASS | Baltinglass [T421,T422] | STRATFORD |  | 52.907 | -6.8483
033941 | MV/LV Substation TI***941 |  | 10 kV | _ | LV | 50 kVA :Pole Substation | 0.05 | --> | 0.05 | 0 | 0 | Constrained, otherwise capacity available =39 kVA | --> | 0.048 | 0 | 0.01 | 0 | 0 | Constrained, otherwise capacity available =38 kW | --> | C15 ex DEERPARK | Deerpark [T41,T42] | BALLYDINE |  | 52.3365 | -7.3761
007890X | MV/LV Substation DU***890X |  | 10 kV | _ | LV | 400 kVA :Building Structure | 0.4 | --> | 0.4 | 0.386 | 0.9 |  | --> | 0.38 | 0 | 0 | 0 | 0 | Constrained, otherwise capacity available =378 kW | --> | C16 ex CLONARD | Clonard [T41,T42] | WEXFORD |  | 52.3266 | -6.4889
066175Z | MV/LV Substation PA***175Z |  | 10 kV | _ | LV | 630 kVA :Building Structure | 0.63 | --> | 0.63 | 0 | 0 | Constrained, otherwise capacity available =444 kVA | --> | 0.598 | 0 | 0 | 0.5 | 0 |  | --> | C12 ex MOUNTGORRY | Mountgorry [T41,T42] | GRANGE (DR) |  | 53.4539 | -6.2186
053626 | MV/LV Substation GE***626 |  | 20 kV | _ | LV | 200 kVA :Pole Substation | 0.2 | --> | 0.2 | 0 | 0 | Constrained, otherwise capacity available =121 kVA | --> | 0.19 | 0 | 0.005 | 0 | 0 | Constrained, otherwise capacity available =175 kW | --> | C18 ex PORTARLINGTON | Portarlington [T41,T42] | PORTLAOISE |  | 53.2363 | -7.3216
064154Z | MV/LV Substation DE***154Z |  | 10 kV | _ | LV | 200 kVA :Kiosk Substation | 0.2 | --> | 0.2 | 0 | 0 | Constrained, otherwise capacity available =148 kVA | --> | 0.19 | 0 | 0.01 | 0 | 0 | Constrained, otherwise capacity available =175 kW | --> | C18 ex RATHMULLAN | Rathmullan [T41,T42] | DRYBRIDGE |  | 53.7027 | -6.3156
004929 | MV/LV Substation LU***929 |  | 20 kV | _ | LV | 50 kVA :Pole Substation | 0.05 | --> | 0.05 | 0 | 0 | Constrained, otherwise capacity available =6 kVA | --> | 0.048 | 0 | 0.006 | 0 | 0 | Constrained, otherwise capacity available =37 kW | --> | E13 ex SHILLELAGH | Shillelagh [T421,T422] | CARLOW |  | 52.7937 | -6.4541
293357Z | MV/LV Substation DO***357Z |  | 20 kV | _ | LV | 50 kVA :Pole Substation | 0.05 | --> | 0.05 | 0 | 0 | Constrained, otherwise capacity available =42 kVA | --> | 0.048 | 0 | 0 | 0 | 0 | Constrained, otherwise capacity available =46 kW | --> | E12 ex BALTINGLASS | Baltinglass [T421,T422] | STRATFORD |  | 53.0235 | -6.6186
007467 | MV/LV Substation BA***467 |  | 10 kV | _ | LV | 200 kVA :Pole Substation | 0.2 | --> | 0.2 | 0.108 | 0.14 |  | --> | 0.19 | 0 | 0.056 | 0 | 0 | Constrained, otherwise capacity available =136 kW | --> | C16 ex CARRIGLAWN | Carriglawn [T41,T42] | WEXFORD |  | 52.3421 | -6.4978
149333 | MV/LV Substation K ***333 |  | 10 kV | _ | LV | 400 kVA :Kiosk Substation | 0.4 | --> | 0.4 | 0 | 0 | Constrained, otherwise capacity available =374 kVA | --> | 0.38 | 0 | 0 | 0 | 0 | Constrained, otherwise capacity available =376 kW | --> | C13 ex DONEGAL | Donegal [T41,T42] | CATHALEENS FALL |  | 54.6563 | -8.0906
093057 | MV/LV Substation SH***057 |  | 10 kV | _ | LV | 400 kVA :Kiosk Substation | 0.4 | --> | 0.4 | 0.238 | 2.86 |  | --> | 0.38 | 0 | 0.024 | 0.34 | 0 |  | --> | C24 ex BALLYMUN | Ballymun [T41,T42] | FINGLAS |  | 53.3913 | -6.2573
011261Y | MV/LV Substation PA***261Y |  | 10 kV | _ | LV | 30 kVA :Pole Substation | 0.03 | --> | 0.03 | 0 | 0 | Constrained, otherwise capacity available =13 kVA | --> | 0.028 | 0 | 0 | 0 | 0 | Constrained, otherwise capacity available =26 kW | --> | C23 ex GORESBRIDGE | Goresbridge [T41,T42] | KILKENNY |  | 52.6628 | -7.0241
053963Y | MV/LV Substation NO***963Y |  | 10 kV | _ | LV | 400 kVA :Kiosk Substation | 0.4 | --> | 0.4 | 0.307 | 2.39 |  | --> | 0.38 | 0 | 0.01 | 0 | 0 | Constrained, otherwise capacity available =360 kW | --> | C12 ex SRAH | Srah [T41,T42] | THORNSBERRY |  | 53.2941 | -7.5043
160798Y | MV/LV Substation CA***798Y |  | 20 kV | _ | LV | 200 kVA :Kiosk Substation | 0.2 | --> | 0.2 | 0 | 0 | Constrained, otherwise capacity available =132 kVA | --> | 0.19 | 0 | 0.044 | 0 | 0 | Constrained, otherwise capacity available =148 kW | --> | C23 ex PORTARLINGTON | Portarlington [T43] | BLAKE |  | 53.1363 | -7.1498
176341 | MV/LV Substation BA***341 |  | 20 kV | _ | LV | 100 kVA :Pole Substation | 0.1 | --> | 0.1 | 0.064 | 18.78 |  | --> | 0.095 | 0 | 0.025 | 0.071 | 0 |  | --> | E13 ex HARTNETTS CROSS | Hartnetts Cross [T121,T422] | HARTNETTS CROSS |  | 51.8513 | -9.232
005114 | MV/LV Substation CL***114 |  | 10 kV | _ | LV | 100 kVA :Pole Substation | 0.1 | --> | 0.1 | 0 | 0 | Constrained, otherwise capacity available =74 kVA | --> | 0.095 | 0 | 0 | 0 | 0 | Constrained, otherwise capacity available =91 kW | --> | C11 ex GARDEN CITY | Garden City [T41,T42] | ARKLOW |  | 52.6841 | -6.2815
008821Y | MV/LV Substation HA***821Y |  | 20 kV | _ | LV | 100 kVA :Pole Substation | 0.1 | --> | 0.1 | 0 | 0 | Constrained, otherwise capacity available =43 kVA | --> | 0.095 | 0 | 0 | 0 | 0 | Constrained, otherwise capacity available =87 kW | --> | E15 ex CLONROCHE | Clonroche [T421,T422] | WEXFORD |  | 52.4284 | -6.8154
196208X | MV/LV Substation TH***208X |  | 10 kV | _ | LV | 400 kVA :Kiosk Substation | 0.4 | --> | 0.4 | 0 | 0 | Constrained, otherwise capacity available =256 kVA | --> | 0.38 | 0 | 0.043 | 0 | 0 | Constrained, otherwise capacity available =328 kW | --> | C15 ex TRIM | Trim [T41,T42] | NAVAN |  | 53.5642 | -6.8017
156080 | MV/LV Substation TI***080 |  | 10 kV | _ | LV | 50 kVA :Pole Substation | 0.05 | --> | 0.05 | 0.049 | 2.04 |  | --> | 0.048 | 0 | 0 | 0 | 0 | Constrained, otherwise capacity available =47 kW | --> | C18 ex BALLYBAY | Ballybay [T41,T42] | LISDRUM |  | 54.1733 | -6.9495
167322Z | MV/LV Substation OW***322Z |  | 20 kV | _ | LV | 50 kVA :Pole Substation | 0.05 | --> | 0.05 | 0 | 0 | Constrained, otherwise capacity available =50 kVA | --> | 0.048 | 0 | 0 | 0 | 0 | Constrained, otherwise capacity available =48 kW | --> | E12 ex WHITECHURCH | Whitechurch [T421,T422] | KILBARRY |  | 52.0403 | -8.4192
014032 | MV/LV Substation SC***032 |  | 10 kV | _ | LV | 400 kVA :Building Structure | 0.4 | --> | 0.4 | 0 | 0 | Constrained, otherwise capacity available =284 kVA | --> | 0.38 | 0 | 0.025 | 0 | 0 | Constrained, otherwise capacity available =345 kW | --> | C17 ex ATHGARVAN | Athgarvan [T41,T44] | NEWBRIDGE |  | 53.1749 | -6.7965
012862 | MV/LV Substation CA***862 |  | 10 kV | _ | LV | 630 kVA :Kiosk Substation | 0.63 | --> | 0.63 | 0 | 0 | Constrained, otherwise capacity available =503 kVA | --> | 0.598 | 0 | 0.01 | 0 | 0 | Constrained, otherwise capacity available =574 kW | --> | C11 ex POLLERTON | Pollerton [T41,T42] | CARLOW |  | 52.8396 | -6.9103
053062Z | MV/LV Substation CL***062Z |  | 10 kV | _ | LV | 400 kVA :Kiosk Substation | 0.4 | --> | 0.4 | 0 | 0 | Constrained, otherwise capacity available =361 kVA | --> | 0.38 | 0 | 0 | 0.375 | 0 |  | --> | C23 ex CLONMINCH | Clonminch [T41,T422] | THORNSBERRY |  | 53.276 | -7.4761
5034036 | MV/LV Substation PO***4036 |  | 10 kV | _ | LV | 50 kVA :Pole Substation | 0.05 | --> | 0.05 | 0.039 | 1.69 |  | --> | 0.048 | 0 | 0 | 0 | 0 | Constrained, otherwise capacity available =46 kW | --> | C16 ex NEWTOWNCUNNINGHAM | Newtowncunningham [T41,T42] | LETTERKENNY |  | 54.9876 | -7.4687
046177X | MV/LV Substation ST***177X |  | 10 kV | _ | LV | 630 kVA :Kiosk Substation | 0.63 | --> | 0.63 | 0 | 0 | Constrained, otherwise capacity available =421 kVA | --> | 0.598 | 0 | 0.011 | 0.5 | 0 |  | --> | C14 ex CRANMORE | Cranmore [T41,T42] | SLIGO |  | 54.2666 | -8.4703
136812X | MV/LV Substation SL***812X |  | 10 kV | _ | LV | 100 kVA :Pole Substation | 0.1 | --> | 0.1 | 0 | 0 | Constrained, otherwise capacity available =49 kVA | --> | 0.095 | 0 | 0.023 | 0 | 0 | Constrained, otherwise capacity available =71 kW | --> | C17 ex ROSCOMMON | Roscommon [T41,T42] | LANESBORO |  | 53.6182 | -8.1853
276116 | MV/LV Substation PO***116 |  | 10 kV | _ | LV | 50 kVA :Pole Substation | 0.05 | --> | 0.05 | 0.028 | 0.76 |  | --> | 0.048 | 0 | 0.011 | 0 | 0 | Constrained, otherwise capacity available =36 kW | --> | C18 ex WOODFORD | Woodford [T41,T42] | KNOCKEARAGH |  | 52.0459 | -9.5063
0654115 | MV/LV Substation ST***4115 |  | 20 kV | _ | LV | 400 kVA :Kiosk Substation | 0.4 | --> | 0.4 | 0 | 0 | Constrained, otherwise capacity available =360 kVA | --> | 0.38 | 0 | 0 | 0.374 | 0 |  | --> | C26 ex STEPHENSTOWN | Stephenstown [T101,T102] | FINGLAS |  | 53.6068 | -6.2066
258523 | MV/LV Substation MA***523 |  | 20 kV | _ | LV | 50 kVA :Pole Substation | 0.05 | --> | 0.05 | 0.04 | 1.86 |  | --> | 0.048 | 0 | 0 | 0 | 0 | Constrained, otherwise capacity available =46 kW | --> | E17 ex CREESLOUGH | Creeslough [T421] | ARDNAGAPPARY |  | 55.1735 | -7.9045
055503X | MV/LV Substation CA***503X |  | 10 kV | _ | LV | 100 kVA :Pole Substation | 0.1 | --> | 0.1 | 0 | 0 | Constrained, otherwise capacity available =96 kVA | --> | 0.095 | 0 | 0 | 0 | 0 | Constrained, otherwise capacity available =94 kW | --> | C18 ex RATHDOWNEY | Rathdowney [T42] | IKERRIN |  | 52.8442 | -7.7081
023390 | MV/LV Substation MO***390 |  | 20 kV | _ | LV | 50 kVA :Pole Substation | 0.05 | --> | 0.05 | 0 | 0 | Constrained, otherwise capacity available =45 kVA | --> | 0.048 | 0 | 0 | 0 | 0 | Constrained, otherwise capacity available =47 kW | --> | C14 ex FERMOY NORTH | Fermoy North [T41,T42] | BARRYMORE |  | 52.1719 | -8.2533
033243Y | MV/LV Substation CO***243Y |  | 10 kV | _ | LV | 200 kVA :Kiosk Substation | 0.2 | --> | 0.2 | 0 | 0 | Constrained, otherwise capacity available =126 kVA | --> | 0.19 | 0 | 0.034 | 0 | 0 | Constrained, otherwise capacity available =154 kW | --> | C11 ex PORTLAW | Portlaw [T41,T42] | BUTLERSTOWN |  | 52.2928 | -7.3186
042022 | MV/LV Substation WE***022 |  | 10 kV | _ | LV | 100 kVA :Pole Substation | 0.1 | --> | 0.1 | 0 | 0 | Constrained, otherwise capacity available =66 kVA | --> | 0.095 | 0 | 0.022 | 0 | 0 | Constrained, otherwise capacity available =74 kW | --> | C19 ex KNOCKAPHUNTA | Knockaphunta [T41,T42] | CASTLEBAR |  | 53.848 | -9.3139
0554403 | MV/LV Substation ST***4403 |  | 10 kV | _ | LV | 200 kVA :Pole Substation | 0.2 | --> | 0.2 | 0 | 0 | Constrained, otherwise capacity available =184 kVA | --> | 0.19 | 0 | 0 | 0 | 0 | Constrained, otherwise capacity available =188 kW | --> | C18 ex RATHDOWNEY | Rathdowney [T42] | IKERRIN |  | 52.8565 | -7.68
064885Y | MV/LV Substation DU***885Y |  | 20 kV | _ | LV | 630 kVA :Building Structure | 0.63 | --> | 0.63 | 0 | 0 | Constrained, otherwise capacity available =546 kVA | --> | 0.598 | 0 | 0.08 | 0 | 0 | Constrained, otherwise capacity available =528 kW | --> | E15 ex DULEEK | Duleek [T421,T422] | DRYBRIDGE |  | 53.6615 | -6.4086
154647Z | MV/LV Substation PO***647Z |  | 10 kV | _ | LV | 400 kVA :Kiosk Substation | 0.4 | --> | 0.4 | 0 | 0 | Constrained, otherwise capacity available =380 kVA | --> | 0.38 | 0 | 0.01 | 0.37 | 0 |  | --> | C39 ex COLLEGE PARK | College Park [T101,T102,T103] | COLLEGE PARK |  | 53.4148 | -6.3911
012966 | MV/LV Substation HU***966 |  | 10 kV | _ | LV | 400 kVA :Kiosk Substation | 0.4 | --> | 0.4 | 0 | 0 | Constrained, otherwise capacity available =262 kVA | --> | 0.38 | 0 | 0.003 | 0 | 0 | Constrained, otherwise capacity available =358 kW | --> | C17 ex POLLERTON | Pollerton [T41,T42] | CARLOW |  | 52.8405 | -6.9288
049992X | MV/LV Substation AG***992X |  | 20 kV | _ | LV | 50 kVA :Pole Substation | 0.05 | --> | 0.05 | 0.047 | 0.21 |  | --> | 0.048 | 0 | 0 | 0 | 0 | Constrained, otherwise capacity available =47 kW | --> | E17 ex LONGFORD | Longford [T421,T422] | RICHMOND |  | 53.7957 | -7.5937
253115 | MV/LV Substation PA***115 |  | 20 kV | _ | LV | 50 kVA :Pole Substation | 0.05 | --> | 0.05 | 0 | 0 | Constrained, otherwise capacity available =48 kVA | --> | 0.048 | 0 | 0 | 0 | 0 | Constrained, otherwise capacity available =47 kW | --> | E16 ex GLENAMADDY | Glenamaddy [T422] | ATHLONE |  | 53.5869 | -8.6111
2764061 | MV/LV Substation KI***4061 |  | 10 kV | _ | LV | 400 kVA :Kiosk Substation | 0.4 | --> | 0.4 | 0 | 0 | Constrained, otherwise capacity available =400 kVA | --> | 0.38 | 0 | 0 | 0 | 0 | Constrained, otherwise capacity available =380 kW | --> | C20 ex COOLCORCORAN | Coolcorcoran [T41,T42] | KNOCKEARAGH |  | 52.099 | -9.4691
165128Y | MV/LV Substation TH***128Y |  | 10 kV | _ | LV | 400 kVA :Kiosk Substation | 0.4 | --> | 0.4 | 0 | 0 | Constrained, otherwise capacity available =347 kVA | --> | 0.38 | 0 | 0.02 | 0 | 0 | Constrained, otherwise capacity available =358 kW | --> | C14 ex CLONAKILTY | Clonakilty [T41,T42] | DUNMANWAY |  | 51.6165 | -8.9103
005026Y | MV/LV Substation AS***026Y |  | 10 kV | _ | LV | 100 kVA :Pole Substation | 0.1 | --> | 0.1 | 0 | 0 | Constrained, otherwise capacity available =52 kVA | --> | 0.095 | 0 | 0 | 0 | 0 | Constrained, otherwise capacity available =88 kW | --> | C11 ex GARDEN CITY | Garden City [T41,T42] | ARKLOW |  | 52.7015 | -6.2656
029452Y | MV/LV Substation LE***452Y |  | 10 kV | _ | LV | 50 kVA :Pole Substation | 0.05 | --> | 0.05 | 0 | 0 | Constrained, otherwise capacity available =42 kVA | --> | 0.048 | 0 | 0 | 0.046 | 0 |  | --> | C18 ex MIDLETON | Midleton [T101,T102] | MIDLETON |  | 51.9738 | -8.2665
0784064 | MV/LV Substation CI***4064 |  | 10 kV | _ | LV | 100 kVA :Pole Substation | 0.1 | --> | 0.1 | 0 | 0 | Constrained, otherwise capacity available =95 kVA | --> | 0.095 | 0 | 0 | 0 | 0 | Constrained, otherwise capacity available =94 kW | --> | C11 ex CHARLESTOWN | Charlestown [T41] | TONROE |  | 53.9482 | -8.8783
007452Z | MV/LV Substation AR***452Z |  | 20 kV | _ | LV | 630 kVA :Kiosk Substation | 0.63 | --> | 0.63 | 0.143 | 0.14 | Constrained, otherwise capacity available =231 kVA | --> | 0.598 | 0 | 0.022 | 0 | 0 | Constrained, otherwise capacity available =525 kW | --> | C12 ex CARRIGLAWN | Carriglawn [T41,T42] | WEXFORD |  | 52.3594 | -6.4511
281646Z | MV/LV Substation MA***646Z |  | 10 kV | _ | LV | 630 kVA :Building Structure | 0.63 | --> | 0.63 | 0.3 | 6.78 |  | --> | 0.598 | 0 | 0 | 0.5 | 0 |  | --> | C38 ex CASTLEVIEW | Castleview [T101,T102] | CASTLEVIEW |  | 51.8864 | -8.3936
011329Z | MV/LV Substation LE***329Z |  | 10 kV | _ | LV | 50 kVA :Pole Substation | 0.05 | --> | 0.05 | 0.05 | 5.05 |  | --> | 0.048 | 0 | 0 | 0 | 0 | Constrained, otherwise capacity available =48 kW | --> | C14 ex MCDONAGH | Mcdonagh [T41,T42] | KILKENNY |  | 52.655 | -7.2106
075034 | MV/LV Substation BU***034 |  | 20 kV | _ | LV | 630 kVA :Building Structure | 0.63 | --> | 0.63 | 0.5 | 1.13 |  | --> | 0.598 | 0 | 0.009 | 0 | 0 | Constrained, otherwise capacity available =584 kW | --> | E12 ex BUNCLODY | Bunclody [T421,T422] | CRANE |  | 52.657 | -6.6576
251052X | MV/LV Substation PA***052X |  | 10 kV | _ | LV | 630 kVA :Building Structure | 0.63 | --> | 0.63 | 0 | 0 | Constrained, otherwise capacity available =436 kVA | --> | 0.598 | 0 | 0 | 0 | 0 | Constrained, otherwise capacity available =572 kW | --> | C17 ex PARKMORE | Parkmore [T41,T42] | GALWAY 110KV |  | 53.3035 | -8.9851
012100 | MV/LV Substation PO***100 |  | 10 kV | _ | LV | 630 kVA :Building Structure | 0.63 | --> | 0.63 | 0.323 | 1.99 |  | --> | 0.598 | 0 | 0.044 | 0 | 0 | Constrained, otherwise capacity available =523 kW | --> | C11 ex GRAIGUE | Graigue [T41,T42] | CARLOW |  | 52.8357 | -6.931
066319Z | MV/LV Substation FE***319Z |  | 10 kV | _ | LV | 200 kVA :Kiosk Substation | 0.2 | --> | 0.2 | 0 | 0 | Constrained, otherwise capacity available =38 kVA | --> | 0.19 | 0 | 0.012 | 0.158 | 0 |  | --> | C16 ex MOUNTGORRY | Mountgorry [T41,T42] | GRANGE (DR) |  | 53.4516 | -6.2037
0814399 | MV/LV Substation GR***4399 |  | 20 kV | _ | LV | 630 kVA :Building Structure | 0.63 | --> | 0.63 | 0 | 0 | Constrained, otherwise capacity available =630 kVA | --> | 0.598 | 0 | 0 | 0.5 | 0 |  | --> | E22 ex ADAMSTOWN | Adamstown [T121,T122] | INCHICORE 220KV |  | 53.3261 | -6.4761
069459 | MV/LV Substation GR***459 |  | 10 kV | _ | LV | 400 kVA :Kiosk Substation | 0.4 | --> | 0.4 | 0 | 0 | Constrained, otherwise capacity available =241 kVA | --> | 0.38 | 0 | 0.05 | 0.321 | 0 |  | --> | C11 ex BALLYBODEN | Ballyboden [T41,T42] | COOKSTOWN |  | 53.2801 | -6.2666
248045 | MV/LV Substation WA***045 |  | 20 kV | _ | LV | 200 kVA :Pole Substation | 0.2 | --> | 0.2 | 0 | 0 | Constrained, otherwise capacity available =200 kVA | --> | 0.19 | 0 | 0 | 0 | 0 | Constrained, otherwise capacity available =190 kW | --> | E13 ex KILCOCK | Kilcock [T421,T422] | GRIFFINRATH |  | 53.5242 | -6.6112
032345Y | MV/LV Substation GA***345Y |  | 10 kV | _ | LV | 400 kVA :Kiosk Substation | 0.4 | --> | 0.4 | 0 | 0 | Constrained, otherwise capacity available =312 kVA | --> | 0.38 | 0 | 0.036 | 0 | 0 | Constrained, otherwise capacity available =341 kW | --> | C23 ex TRAMORE | Tramore [T41,T42] | BUTLERSTOWN |  | 52.1688 | -7.1477
138891 | MV/LV Substation CL***891 |  | 10 kV | _ | LV | 200 kVA :Kiosk Substation | 0.2 | --> | 0.2 | 0.158 | 2.18 |  | --> | 0.19 | 0 | 0.01 | 0 | 0 | Constrained, otherwise capacity available =177 kW | --> | C24 ex BAILIEBORO | Bailieboro [T41,T42] | MEATH HILL |  | 53.914 | -6.9799
0814185 | MV/LV Substation PH***4185 |  | 10 kV | _ | LV | 630 kVA :Kiosk Substation | 0.63 | --> | 0.63 | 0.5 | 7.91 |  | --> | 0.598 | 0 | 0.042 | 0.5 | 0 |  | --> | C29 ex PELLETSTOWN | Pelletstown [T101,T102] | FINGLAS |  | 53.3735 | -6.344
032793 | MV/LV Substation BA***793 |  | 20 kV | _ | LV | 50 kVA :Pole Substation | 0.05 | --> | 0.05 | 0 | 0 | Constrained, otherwise capacity available =48 kVA | --> | 0.048 | 0 | 0 | 0 | 0 | Constrained, otherwise capacity available =47 kW | --> | C19 ex TRAMORE | Tramore [T41,T42] | BUTLERSTOWN |  | 52.2134 | -7.1069
1424138 | MV/LV Substation SU***4138 |  | 20 kV | _ | LV | 400 kVA :Building Structure | 0.4 | --> | 0.4 | 0 | 0 | Constrained, otherwise capacity available =106 kVA | --> | 0.38 | 0 | 0.1 | 0 | 0 | Constrained, otherwise capacity available =264 kW | --> | E23 ex ATHENRY | Athenry [T423] | GALWAY 110KV |  | 53.2645 | -8.6073
089739 | MV/LV Substation QU***739 |  | 20 kV | _ | LV | 100 kVA :Pole Substation | 0.1 | --> | 0.1 | 0.077 | 9.1 |  | --> | 0.095 | 0 | 0.01 | 0 | 0 | Constrained, otherwise capacity available =84 kW | --> | E19 ex ARDNAREE | Ardnaree [T42,T421] | MOY |  | 54.129 | -9.1365
1544086 | MV/LV Substation HA***4086 |  | 10 kV | _ | LV | 400 kVA :Building Structure | 0.4 | --> | 0.4 | 0 | 0 | Constrained, otherwise capacity available =304 kVA | --> | 0.38 | 0 | 0 | 0.367 | 0 |  | --> | C22 ex MACETOWN | Macetown [T101,T102] | MACETOWN |  | 53.3909 | -6.4441
012395Y | MV/LV Substation HA***395Y |  | 10 kV | _ | LV | 200 kVA :Kiosk Substation | 0.2 | --> | 0.2 | 0.178 | 1.99 |  | --> | 0.19 | 0 | 0 | 0 | 0 | Constrained, otherwise capacity available =187 kW | --> | C11 ex GRAIGUE | Graigue [T41,T42] | CARLOW |  | 52.8326 | -6.9275
0154295 | MV/LV Substation HA***4295 |  | 10 kV | _ | LV | 50 kVA :Pole Substation | 0.05 | --> | 0.05 | 0 | 0 | Constrained, otherwise capacity available =49 kVA | --> | 0.048 | 0 | 0.003 | 0 | 0 | Constrained, otherwise capacity available =45 kW | --> | C11 ex JOHNSTOWN | Johnstown [T41,T42] | KILTEEL |  | 53.2359 | -6.5868
0014098 | MV/LV Substation FO***4098 |  | 10 kV | _ | LV | 400 kVA :Building Structure | 0.4 | --> | 0.4 | 0 | 0 | Constrained, otherwise capacity available =325 kVA | --> | 0.38 | 0 | 0 | 0.37 | 0 |  | --> | C13 ex CARRICKMINES | Carrickmines [T41,T42] | CARRICKMINES |  | 53.2588 | -6.171
055377Y | MV/LV Substation DR***377Y |  | 10 kV | _ | LV | 50 kVA :Pole Substation | 0.05 | --> | 0.05 | 0 | 0 | Constrained, otherwise capacity available =43 kVA | --> | 0.048 | 0 | 0 | 0 | 0 | Constrained, otherwise capacity available =46 kW | --> | C20 ex ROSCREA | Roscrea [T41,T42] | IKERRIN |  | 52.9758 | -7.8317
067337 | MV/LV Substation TE***337 |  | 10 kV | _ | LV | 50 kVA :Pole Substation | 0.05 | --> | 0.05 | 0 | 0 | Constrained, otherwise capacity available =39 kVA | --> | 0.048 | 0 | 0 | 0 | 0 | Constrained, otherwise capacity available =46 kW | --> | C13 ex DOCK ROAD | Dock Road [T41,T42] | LIMERICK |  | 52.6398 | -8.6756
071865 | MV/LV Substation RO***865 |  | 10 kV | _ | LV | 50 kVA :Pole Substation | 0.05 | --> | 0.05 | 0.05 | 5.58 |  | --> | 0.048 | 0 | 0 | 0.048 | 0 |  | --> | C11 ex KILCOOLE | Kilcoole [T41,T42] | FASSAROE |  | 53.0794 | -6.0905
077080X | MV/LV Substation CO***080X |  | 20 kV | _ | LV | 50 kVA :Pole Substation | 0.05 | --> | 0.05 | 0 | 0 | Constrained, otherwise capacity available =44 kVA | --> | 0.048 | 0 | 0 | 0 | 0 | Constrained, otherwise capacity available =47 kW | --> | E18 ex PATRICKSWELL | Patrickswell [T421,T422] | LIMERICK |  | 52.5952 | -8.6912
021286Z | MV/LV Substation PR***286Z |  | 20 kV | _ | LV | 200 kVA :Kiosk Substation | 0.2 | --> | 0.2 | 0 | 0 | Constrained, otherwise capacity available =11 kVA | --> | 0.19 | 0 | 0.056 | 0.121 | 0 |  | --> | C11 ex RIVERSTOWN | Riverstown [T41,T42] | KILBARRY |  | 52.0094 | -8.345
067299Y | MV/LV Substation CR***299Y |  | 10 kV | _ | LV | 50 kVA :Pole Substation | 0.05 | --> | 0.05 | 0 | 0 | Constrained, otherwise capacity available =34 kVA | --> | 0.048 | 0 | 0.017 | 0 | 0 | Constrained, otherwise capacity available =33 kW | --> | E16 ex CRATLOE | Cratloe [T421,T422] | ARDNACRUSHA |  | 52.6887 | -8.7233
0554454 | MV/LV Substation DR***4454 |  | 10 kV | _ | LV | 50 kVA :Pole Substation | 0.05 | --> | 0.05 | 0 | 0 | Constrained, otherwise capacity available =50 kVA | --> | 0.048 | 0 | 0 | 0 | 0 | Constrained, otherwise capacity available =48 kW | --> | C18 ex TEMPLEMORE | Templemore [T41,T42] | IKERRIN |  | 52.8418 | -7.7319
0034234 | MV/LV Substation AV***4234 |  | 10 kV | _ | LV | 400 kVA :Kiosk Substation | 0.4 | --> | 0.4 | 0 | 0 | Constrained, otherwise capacity available =399 kVA | --> | 0.38 | 0 | 0 | 0 | 0 | Constrained, otherwise capacity available =380 kW | --> | C16 ex RATHDRUM | Rathdrum [T42] | ARKLOW |  | 52.9325 | -6.2405
025114Y | MV/LV Substation BA***114Y |  | 20 kV | _ | LV | 100 kVA :Pole Substation | 0.1 | --> | 0.1 | 0.097 | 2.96 |  | --> | 0.095 | 0 | 0.016 | 0 | 0 | Constrained, otherwise capacity available =83 kW | --> | E11 ex CHARLEVILLE | Charleville [T421,T422] | CHARLEVILLE |  | 52.3257 | -8.6651
0424086 | MV/LV Substation KO***4086 |  | 10 kV | _ | LV | 200 kVA :Pole Substation | 0.2 | --> | 0.2 | 0 | 0 | Constrained, otherwise capacity available =156 kVA | --> | 0.19 | 0 | 0 | 0 | 0 | Constrained, otherwise capacity available =184 kW | --> | C13 ex KNOCKAPHUNTA | Knockaphunta [T41,T42] | CASTLEBAR |  | 53.8374 | -9.2939
196039X | MV/LV Substation TR***039X |  | 10 kV | _ | LV | 630 kVA :Kiosk Substation | 0.63 | --> | 0.63 | 0 | 0 | Constrained, otherwise capacity available =296 kVA | --> | 0.598 | 0 | 0 | 0 | 0 | Constrained, otherwise capacity available =551 kW | --> | C18 ex TRIM | Trim [T41,T42] | NAVAN |  | 53.5559 | -6.7911
281139 | MV/LV Substation DU***139 |  | 10 kV | _ | LV | 630 kVA :Building Structure | 0.63 | --> | 0.63 | 0.37 | 5.49 |  | --> | 0.598 | 0 | 0.091 | 0.494 | 0 |  | --> | C11 ex TRABEG | Trabeg [T101,T102] | TRABEG |  | 51.8812 | -8.4432
068144 | MV/LV Substation EL***144 |  | 10 kV | _ | LV | 630 kVA :Building Structure | 0.63 | --> | 0.63 | 0.35 | 3.38 |  | --> | 0.598 | 0 | 0 | 0.5 | 0 |  | --> | C20 ex MERRION SQUARE | Merrion Square [T41,T42] | RINGSEND |  | 53.3367 | -6.2542
011211X | MV/LV Substation HO***211X |  | 10 kV | _ | LV | 50 kVA :Pole Substation | 0.05 | --> | 0.05 | 0.037 | 0.04 | Constrained, otherwise capacity available =40 kVA | --> | 0.048 | 0 | 0 | 0 | 0 | Constrained, otherwise capacity available =46 kW | --> | C16 ex CALLAN | Callan [T41,T42] | KILKENNY |  | 52.5522 | -7.3141
281336X | MV/LV Substation PO***336X |  | 10 kV | _ | LV | 100 kVA :Pole Substation | 0.1 | --> | 0.1 | 0 | 0 | Constrained, otherwise capacity available =81 kVA | --> | 0.095 | 0 | 0.011 | 0 | 0 | Constrained, otherwise capacity available =84 kW | --> | C17 ex CARRIGALINE | Carrigaline [T41,T42] | BARNAHELY |  | 51.7784 | -8.3028
255696 | MV/LV Substation TE***696 |  | 10 kV | _ | LV | 200 kVA :Pole Substation | 0.2 | --> | 0.2 | 0.198 | 2.09 |  | --> | 0.19 | 0 | 0 | 0 | 0 | Constrained, otherwise capacity available =190 kW | --> | C17 ex KILCAR | Kilcar [T41] | BINBANE |  | 54.6232 | -8.6309
156167Y | MV/LV Substation KE***167Y |  | 20 kV | _ | LV | 50 kVA :Pole Substation | 0.05 | --> | 0.05 | 0 | 0 | Constrained, otherwise capacity available =50 kVA | --> | 0.048 | 0 | 0 | 0 | 0 | Constrained, otherwise capacity available =47 kW | --> | C17 ex CLONES | Clones [T41,T42] | SHANKILL |  | 54.2281 | -7.1038
4294017 | MV/LV Substation CR***4017 |  | 10 kV | _ | LV | 50 kVA :Pole Substation | 0.05 | --> | 0.05 | 0.048 | 0.33 |  | --> | 0.048 | 0 | 0 | 0 | 0 | Constrained, otherwise capacity available =47 kW | --> | C12 ex ABBEYFEALE | Abbeyfeale [T42] | TRIEN |  | 52.376 | -9.2924
064203Y | MV/LV Substation RO***203Y |  | 10 kV | _ | LV | 400 kVA :Kiosk Substation | 0.4 | --> | 0.4 | 0 | 0 | Constrained, otherwise capacity available =321 kVA | --> | 0.38 | 0 | 0.004 | 0 | 0 | Constrained, otherwise capacity available =366 kW | --> | C17 ex RATHMULLAN | Rathmullan [T41,T42] | DRYBRIDGE |  | 53.7108 | -6.3796
034697X | MV/LV Substation BA***697X |  | 10 kV | _ | LV | 200 kVA :Pole Substation | 0.2 | --> | 0.2 | 0.2 | 0.57 |  | --> | 0.19 | 0 | 0.011 | 0 | 0 | Constrained, otherwise capacity available =182 kW | --> | E25 ex LAWLESSTOWN | Lawlesstown [T42,T421] | DOON |  | 52.3622 | -7.6686
003022 | MV/LV Substation TI***022 |  | 10 kV | _ | LV | 50 kVA :Pole Substation | 0.05 | --> | 0.05 | 0 | 0 | Constrained, otherwise capacity available =36 kVA | --> | 0.048 | 0 | 0.01 | 0 | 0 | Constrained, otherwise capacity available =38 kW | --> | C11 ex RATHDRUM | Rathdrum [T42] | ARKLOW |  | 52.8762 | -6.2201
256794 | MV/LV Substation CO***794 |  | 20 kV | _ | LV | 50 kVA :Pole Substation | 0.05 | --> | 0.05 | 0.04 | 1.28 |  | --> | 0.048 | 0 | 0 | 0 | 0 | Constrained, otherwise capacity available =46 kW | --> | C22 ex CASTLEREA | Castlerea [T41,T42] | CARRICK ON SHANNON |  | 53.8049 | -8.2281
008370Z | MV/LV Substation RO***370Z |  | 10 kV | _ | LV | 630 kVA :Building Structure | 0.63 | --> | 0.63 | 0.239 | 0.24 | Constrained, otherwise capacity available =630 kVA | --> | 0.598 | 0 | 0 | 0 | 0 | Constrained, otherwise capacity available =598 kW | --> | C27 ex ROSBERCON | Rosbercon [T41,T42] | WATERFORD |  | 52.3975 | -6.9483
093089 | MV/LV Substation FI***089 |  | 10 kV | _ | LV | 400 kVA :Kiosk Substation | 0.4 | --> | 0.4 | 0 | 0 | Constrained, otherwise capacity available =324 kVA | --> | 0.38 | 0 | 0 | 0.37 | 0 |  | --> | C20 ex MERVILLE | Merville [T41,T42] | FINGLAS |  | 53.3901 | -6.2955
070361 | MV/LV Substation IS***361 |  | 10 kV | _ | LV | 50 kVA :Pole Substation | 0.05 | --> | 0.05 | 0.037 | 2.63 |  | --> | 0.048 | 0 | 0 | 0.046 | 0 |  | --> | C12 ex CLOONBANNIN | Cloonbannin [T42] | GLENLARA |  | 52.1906 | -9.1271
004009 | MV/LV Substation FE***009 |  | 10 kV | _ | LV | 400 kVA :Kiosk Substation | 0.4 | --> | 0.4 | 0.303 | 18.08 |  | --> | 0.38 | 0 | 0.018 | 0.353 | 0 |  | --> | C22 ex ARKLOW | Arklow [T101,T102] | ARKLOW |  | 52.7926 | -6.1708
334017 | MV/LV Substation BA***017 |  | 10 kV | _ | LV | 400 kVA :Kiosk Substation | 0.4 | --> | 0.4 | 0 | 0 | Constrained, otherwise capacity available =258 kVA | --> | 0.38 | 0 | 0.052 | 0.322 | 0 |  | --> | C20 ex HOWTH JUNCTION | Howth Junction [T41,T42] | GRANGE (DR) |  | 53.3883 | -6.1418
281903X | MV/LV Substation FR***903X |  | 10 kV | _ | LV | 400 kVA :Kiosk Substation | 0.4 | --> | 0.4 | 0.334 | 5.49 |  | --> | 0.38 | 0 | 0.051 | 0.333 | 0 |  | --> | C17 ex TRABEG | Trabeg [T101,T102] | TRABEG |  | 51.8682 | -8.4672
249362Z | MV/LV Substation MO***362Z |  | 10 kV | _ | LV | 400 kVA :Building Structure | 0.4 | --> | 0.4 | 0 | 0 | Constrained, otherwise capacity available =379 kVA | --> | 0.38 | 0 | 0 | 0 | 0 | Constrained, otherwise capacity available =380 kW | --> | C16 ex KILCLOHER | Kilcloher [T41,T42] | DUNGARVAN |  | 52.0996 | -7.8043
070944 | MV/LV Substation LA***944 |  | 20 kV | _ | LV | 50 kVA :Pole Substation | 0.05 | --> | 0.05 | 0.042 | 0.76 |  | --> | 0.048 | 0 | 0 | 0 | 0 | Constrained, otherwise capacity available =46 kW | --> | E15 ex RATHMORE | Rathmore [T42,T421] | KNOCKEARAGH |  | 52.1962 | -9.2138
008037 | MV/LV Substation SE***037 |  | 10 kV | _ | LV | 400 kVA :Kiosk Substation | 0.4 | --> | 0.4 | 0 | 0 | Constrained, otherwise capacity available =345 kVA | --> | 0.38 | 0 | 0.01 | 0 | 0 | Constrained, otherwise capacity available =365 kW | --> | C18 ex KNOCKMULLEN | Knockmullen [T42,T421] | GREAT ISLAND |  | 52.392 | -6.9445
137936 | MV/LV Substation BA***936 |  | 10 kV | _ | LV | 50 kVA :Pole Substation | 0.05 | --> | 0.05 | 0.048 | 2 |  | --> | 0.048 | 0 | 0 | 0 | 0 | Constrained, otherwise capacity available =47 kW | --> | C14 ex CAUSEWAY | Causeway [T41,T42] | TRALEE |  | 52.4393 | -9.7004
007097 | MV/LV Substation PI***097 |  | 10 kV | _ | LV | 400 kVA :Kiosk Substation | 0.4 | --> | 0.4 | 0.325 | 0.9 |  | --> | 0.38 | 0 | 0.06 | 0 | 0 | Constrained, otherwise capacity available =325 kW | --> | C15 ex CLONARD | Clonard [T41,T42] | WEXFORD |  | 52.3271 | -6.4804
377111Y | MV/LV Substation QU***111Y |  | 20 kV | _ | LV | 100 kVA :Pole Substation | 0.1 | --> | 0.1 | 0 | 0 | Constrained, otherwise capacity available =100 kVA | --> | 0.095 | 0 | 0 | 0 | 0 | Constrained, otherwise capacity available =95 kW | --> | E16 ex GURRANEBANE | Gurranebane [T421,T422] | OUGHTRAGH |  | 51.8921 | -10.0662
090836 | MV/LV Substation BE***836 |  | 20 kV | _ | LV | 50 kVA :Pole Substation | 0.05 | --> | 0.05 | 0 | 0 | Constrained, otherwise capacity available =47 kVA | --> | 0.048 | 0 | 0 | 0 | 0 | Constrained, otherwise capacity available =47 kW | --> | E22 ex BEALNABLATH | Bealnablath [T421] | BANDON |  | 51.7977 | -8.9333
117459Y | MV/LV Substation KE***459Y |  | 10 kV | _ | LV | 400 kVA :Building Structure | 0.4 | --> | 0.4 | 0.315 | 0.32 | Constrained, otherwise capacity available =362 kVA | --> | 0.38 | 0 | 0 | 0 | 0 | Constrained, otherwise capacity available =375 kW | --> | C18 ex BALLYMOTE | Ballymote [T41] | SLIGO |  | 54.0896 | -8.5143
067291Z | MV/LV Substation ST***291Z |  | 10 kV | _ | LV | 400 kVA :Kiosk Substation | 0.4 | --> | 0.4 | 0 | 0 | Constrained, otherwise capacity available =374 kVA | --> | 0.38 | 0 | 0.006 | 0.372 | 0 |  | --> | C17 ex BALLINACURRA | Ballinacurra [T41,T42] | LIMERICK |  | 52.6561 | -8.6382
118605Y | MV/LV Substation FA***605Y |  | 20 kV | _ | LV | 50 kVA :Pole Substation | 0.05 | --> | 0.05 | 0 | 0 | Constrained, otherwise capacity available =50 kVA | --> | 0.048 | 0 | 0 | 0 | 0 | Constrained, otherwise capacity available =48 kW | --> | E17 ex CREAGH | Creagh [T421,T422] | ATHLONE |  | 53.3085 | -8.3348
252780 | MV/LV Substation BE***780 |  | 10 kV | _ | LV | 50 kVA :Pole Substation | 0.05 | --> | 0.05 | 0.049 | 2.76 |  | --> | 0.048 | 0 | 0 | 0.047 | 0 |  | --> | C19 ex RECESS | Recess [T41] | SCREEB |  | 53.4235 | -9.9048
026065 | MV/LV Substation RO***065 |  | 10 kV | _ | LV | 630 kVA :Kiosk Substation | 0.63 | --> | 0.63 | 0 | 0 | Constrained, otherwise capacity available =566 kVA | --> | 0.598 | 0 | 0.023 | 0 | 0 | Constrained, otherwise capacity available =573 kW | --> | C16 ex KINSALE | Kinsale [T41,T42] | BANDON |  | 51.7059 | -8.531
066751 | MV/LV Substation BA***751 |  | 20 kV | _ | LV | 50 kVA :Pole Substation | 0.05 | --> | 0.05 | 0 | 0 | Constrained, otherwise capacity available =33 kVA | --> | 0.048 | 0 | 0.011 | 0 | 0 | Constrained, otherwise capacity available =37 kW | --> | E15 ex BATTER LANE TEMPORARY | Batter Lane Temporary 38kv [T421] | GLASMORE |  | 53.5079 | -6.1691
1114245 | MV/LV Substation LI***4245 |  | 10 kV | _ | LV | 400 kVA :Kiosk Substation | 0.4 | --> | 0.4 | 0 | 0 | Constrained, otherwise capacity available =257 kVA | --> | 0.38 | 0 | 0 | 0 | 0 | Constrained, otherwise capacity available =360 kW | --> | C15 ex BANTRY | Bantry [T41,T42] | BALLYLICKY |  | 51.6891 | -9.4447
015028Z | MV/LV Substation CA***028Z |  | 10 kV | _ | LV | 400 kVA :Kiosk Substation | 0.4 | --> | 0.4 | 0 | 0 | Constrained, otherwise capacity available =319 kVA | --> | 0.38 | 0 | 0.005 | 0 | 0 | Constrained, otherwise capacity available =365 kW | --> | C14 ex SALLINS | Sallins [T41,T42] | GRIFFINRATH |  | 53.2558 | -6.6692
059164X | MV/LV Substation CA***164X |  | 20 kV | _ | LV | 200 kVA :Pole Substation | 0.2 | --> | 0.2 | 0 | 0 | Constrained, otherwise capacity available =184 kVA | --> | 0.19 | 0 | 0 | 0 | 0 | Constrained, otherwise capacity available =188 kW | --> | E19 ex CAVAN | Cavan [T42,T421] | SHANKILL |  | 54.0008 | -7.3872
117365Y | MV/LV Substation AB***365Y |  | 20 kV | _ | LV | 200 kVA :Kiosk Substation | 0.2 | --> | 0.2 | 0 | 0 | Constrained, otherwise capacity available =78 kVA | --> | 0.19 | 0 | 0.03 | 0 | 0 | Constrained, otherwise capacity available =150 kW | --> | E14 ex COLLOONEY | Collooney [T421,T422] | SLIGO |  | 54.1785 | -8.496
046062X | MV/LV Substation GR***062X |  | 10 kV | _ | LV | 100 kVA :Pole Substation | 0.1 | --> | 0.1 | 0.063 | 4.13 |  | --> | 0.095 | 0 | 0 | 0.09 | 0 |  | --> | C18 ex AGHAGAD | Aghagad [T41,T42] | SLIGO |  | 54.3899 | -8.5264
0644330 | MV/LV Substation BR***4330 |  | 10 kV | _ | LV | 630 kVA :Kiosk Substation | 0.63 | --> | 0.63 | 0 | 0 | Constrained, otherwise capacity available =480 kVA | --> | 0.598 | 0 | 0.019 | 0 | 0 | Constrained, otherwise capacity available =564 kW | --> | C18 ex RATHMULLAN | Rathmullan [T41,T42] | DRYBRIDGE |  | 53.6993 | -6.3463
161964 | MV/LV Substation CL***964 |  | 20 kV | _ | LV | 100 kVA :Pole Substation | 0.1 | --> | 0.1 | 0.1 | 6.53 |  | --> | 0.095 | 0 | 0 | 0.095 | 0 |  | --> | C16 ex OUGHTERARD | Oughterard [T41,T42] | SCREEB |  | 53.3747 | -9.1947
156124X | MV/LV Substation CO***124X |  | 10 kV | _ | LV | 50 kVA :Pole Substation | 0.05 | --> | 0.05 | 0 | 0 | Constrained, otherwise capacity available =40 kVA | --> | 0.048 | 0 | 0.01 | 0 | 0 | Constrained, otherwise capacity available =39 kW | --> | C13 ex DRUMBEAR | Drumbear [T41,T42] | LISDRUM |  | 54.2337 | -6.969
090885 | MV/LV Substation MU***885 |  | 10 kV | _ | LV | 100 kVA :Pole Substation | 0.1 | --> | 0.1 | 0.097 | 3.16 |  | --> | 0.095 | 0 | 0 | 0 | 0 | Constrained, otherwise capacity available =95 kW | --> | C20 ex ENNISKEANE | Enniskeane [T41,T42] | BANDON |  | 51.7388 | -8.8931
244735X | MV/LV Substation BA***735X |  | 20 kV | _ | LV | 400 kVA :Kiosk Substation | 0.4 | --> | 0.4 | 0 | 0 | Constrained, otherwise capacity available =342 kVA | --> | 0.38 | 0 | 0.022 | 0 | 0 | Constrained, otherwise capacity available =356 kW | --> | E16 ex MILLTOWN (SR) | Milltown (sr) [T421,T422] | OUGHTRAGH |  | 52.0977 | -9.7909
026662Y | MV/LV Substation GO***662Y |  | 10 kV | _ | LV | 50 kVA :Pole Substation | 0.05 | --> | 0.05 | 0 | 0 | Constrained, otherwise capacity available =33 kVA | --> | 0.048 | 0 | 0.02 | 0 | 0 | Constrained, otherwise capacity available =30 kW | --> | C17 ex KINSALE | Kinsale [T41,T42] | BANDON |  | 51.7356 | -8.5439
244002 | MV/LV Substation FA***002 |  | 20 kV | _ | LV | 200 kVA :Pole Substation | 0.2 | --> | 0.2 | 0 | 0 | Constrained, otherwise capacity available =135 kVA | --> | 0.19 | 0 | 0.007 | 0 | 0 | Constrained, otherwise capacity available =176 kW | --> | E16 ex MILLTOWN (SR) | Milltown (sr) [T421,T422] | OUGHTRAGH |  | 52.1001 | -9.7874
021420X | MV/LV Substation CO***420X |  | 10 kV | _ | LV | 50 kVA :Pole Substation | 0.05 | --> | 0.05 | 0 | 0 | Constrained, otherwise capacity available =45 kVA | --> | 0.048 | 0 | 0.006 | 0.042 | 0 |  | --> | C26 ex BISHOPSTOWN | Bishopstown [T41,T42] | KILBARRY |  | 51.9046 | -8.6087
021194Y | MV/LV Substation BR***194Y |  | 10 kV | _ | LV | 50 kVA :Pole Substation | 0.05 | --> | 0.05 | 0 | 0 | Constrained, otherwise capacity available =37 kVA | --> | 0.048 | 0 | 0.01 | 0.038 | 0 |  | --> | C15 ex RIVERSTOWN | Riverstown [T41,T42] | KILBARRY |  | 51.9345 | -8.3619
165365 | MV/LV Substation TH***365 |  | 10 kV | _ | LV | 100 kVA :Pole Substation | 0.1 | --> | 0.1 | 0 | 0.88 |  | --> | 0.095 | 0 | 0.016 | 0 | 0 | Constrained, otherwise capacity available =65 kW | --> | C12 ex ROSS CARBERY | Ross Carbery [T41,T42] | DUNMANWAY |  | 51.5776 | -9.0273
089017 | MV/LV Substation AR***017 |  | 10 kV | _ | LV | 630 kVA :Kiosk Substation | 0.63 | --> | 0.63 | 0.413 | 9.1 |  | --> | 0.598 | 0 | 0.035 | 0 | 0 | Constrained, otherwise capacity available =542 kW | --> | C18 ex ARDNAREE | Ardnaree [T42,T421] | MOY |  | 54.1103 | -9.1419
0934272 | MV/LV Substation AP***4272 |  | 10 kV | _ | LV | 400 kVA :Kiosk Substation | 0.4 | --> | 0.4 | 0 | 0 | Constrained, otherwise capacity available =400 kVA | --> | 0.38 | 0 | 0 | 0.38 | 0 |  | --> | C25 ex POPPINTREE | Poppintree [T101,T102] | FINGLAS |  | 53.417 | -6.3071
377840X | MV/LV Substation KI***840X |  | 20 kV | _ | LV | 100 kVA :Pole Substation | 0.1 | --> | 0.1 | 0 | 0 | Constrained, otherwise capacity available =94 kVA | --> | 0.095 | 0 | 0.004 | 0 | 0 | Constrained, otherwise capacity available =91 kW | --> | E18 ex GURRANEBANE | Gurranebane [T421,T422] | OUGHTRAGH |  | 51.8261 | -10.2734
025186Y | MV/LV Substation BA***186Y |  | 20 kV | _ | LV | 50 kVA :Pole Substation | 0.05 | --> | 0.05 | 0.05 | 6.21 |  | --> | 0.048 | 0 | 0 | 0 | 0 | Constrained, otherwise capacity available =48 kW | --> | E28 ex MILFORD (MWR) | Milford (mwr) [T422] | CHARLEVILLE |  | 52.4097 | -8.7669
019591 | MV/LV Substation KY***591 |  | 10 kV | _ | LV | 100 kVA :Pole Substation | 0.1 | --> | 0.1 | 0.047 | 0.05 | Constrained, otherwise capacity available =86 kVA | --> | 0.095 | 0 | 0.015 | 0 | 0 | Constrained, otherwise capacity available =82 kW | --> | C12 ex BALLYBEGGAN | Ballybeggan [T43,T44] | TRALEE |  | 52.2731 | -9.6303
046631 | MV/LV Substation TH***631 |  | 10 kV | _ | LV | 200 kVA :Pole Substation | 0.2 | --> | 0.2 | 0.161 | 5.78 |  | --> | 0.19 | 0 | 0.039 | 0.156 | 0 |  | --> | C20 ex OAKFIELD | Oakfield [T41,T42] | SLIGO |  | 54.2703 | -8.589
032591 | MV/LV Substation BA***591 |  | 20 kV | _ | LV | 100 kVA :Pole Substation | 0.1 | --> | 0.1 | 0 | 0 | Constrained, otherwise capacity available =75 kVA | --> | 0.095 | 0 | 0 | 0 | 0 | Constrained, otherwise capacity available =92 kW | --> | E12 ex KILMACTHOMAS | Kilmacthomas [T421,T422] | DUNGARVAN |  | 52.2212 | -7.3708
068207 | MV/LV Substation ME***207 |  | 10 kV | _ | LV | 400 kVA :Building Structure | 0.4 | --> | 0.4 | 0.349 | 14.34 |  | --> | 0.38 | 0 | 0 | 0.373 | 0 |  | --> | C41 ex NORTH QUAYS | North Quays [T101,T102,T103] | POOLBEG |  | 53.3529 | -6.2281
007041 | MV/LV Substation RE***041 |  | 10 kV | _ | LV | 400 kVA :Kiosk Substation | 0.4 | --> | 0.4 | 0.143 | 0.14 | Constrained, otherwise capacity available =261 kVA | --> | 0.38 | 0 | 0.032 | 0 | 0 | Constrained, otherwise capacity available =337 kW | --> | C17 ex CARRIGLAWN | Carriglawn [T41,T42] | WEXFORD |  | 52.3437 | -6.4702
050135Z | MV/LV Substation PU***135Z |  | 10 kV | _ | LV | 100 kVA :Pole Substation | 0.1 | --> | 0.1 | 0.067 | 6.49 |  | --> | 0.095 | 0 | 0 | 0 | 0 | Constrained, otherwise capacity available =90 kW | --> | C18 ex BUSHFIELD | Bushfield [T41,T42] | ATHLONE |  | 53.4401 | -7.9079
071168 | MV/LV Substation BU***168 |  | 10 kV | _ | LV | 50 kVA :Pole Substation | 0.05 | --> | 0.05 | 0.046 | 5.58 |  | --> | 0.048 | 0 | 0 | 0.047 | 0 |  | --> | C11 ex KILCOOLE | Kilcoole [T41,T42] | FASSAROE |  | 53.0836 | -6.0914
137672 | MV/LV Substation BA***672 |  | 10 kV | _ | LV | 100 kVA :Pole Substation | 0.1 | --> | 0.1 | 0.096 | 2 |  | --> | 0.095 | 0 | 0 | 0 | 0 | Constrained, otherwise capacity available =94 kW | --> | C12 ex CAUSEWAY | Causeway [T41,T42] | TRALEE |  | 52.4465 | -9.7526
0934199 | MV/LV Substation GR***4199 |  | 10 kV | _ | LV | 400 kVA :Kiosk Substation | 0.4 | --> | 0.4 | 0 | 0 | Constrained, otherwise capacity available =389 kVA | --> | 0.38 | 0 | 0.005 | 0.375 | 0 |  | --> | C22 ex GRANGE (DR) | Grange (dr) [T41,T42] | GRANGE (DR) |  | 53.3994 | -6.1557
006498X | MV/LV Substation PU***498X |  | 10 kV | _ | LV | 200 kVA :Pole Substation | 0.2 | --> | 0.2 | 0.125 | 3.12 |  | --> | 0.19 | 0 | 0 | 0 | 0 | Constrained, otherwise capacity available =180 kW | --> | C14 ex BELLFIELD | Bellfield [T41,T42] | CRANE |  | 52.5124 | -6.5499
0034118 | MV/LV Substation KI***4118 |  | 10 kV | _ | LV | 400 kVA :Kiosk Substation | 0.4 | --> | 0.4 | 0.326 | 11.58 |  | --> | 0.38 | 0 | 0.045 | 0 | 0 | Constrained, otherwise capacity available =336 kW | --> | C21 ex BALLYBEG | Ballybeg [T101,T102] | CARRICKMINES |  | 52.9865 | -6.0767
1164243 | MV/LV Substation RU***4243 |  | 10 kV | _ | LV | 50 kVA :Pole Substation | 0.05 | --> | 0.05 | 0.05 | 7.32 |  | --> | 0.048 | 0 | 0 | 0.048 | 0 |  | --> | C11 ex CARROWBEG | Carrowbeg [T41,T42] | CARROWBEG |  | 53.8081 | -9.5381
058261X | MV/LV Substation KN***261X |  | 10 kV | _ | LV | 50 kVA :Pole Substation | 0.05 | --> | 0.05 | 0.037 | 0.18 |  | --> | 0.048 | 0 | 0 | 0 | 0 | Constrained, otherwise capacity available =46 kW | --> | C16 ex TOOMEVARA | Toomevara [T42] | NENAGH |  | 52.8587 | -8.0248
006096 | MV/LV Substation DA***096 |  | 20 kV | _ | LV | 100 kVA :Pole Substation | 0.1 | --> | 0.1 | 0 | 0 | Constrained, otherwise capacity available =73 kVA | --> | 0.095 | 0 | 0 | 0 | 0 | Constrained, otherwise capacity available =91 kW | --> | E18 ex CLONROCHE | Clonroche [T421,T422] | WEXFORD |  | 52.4779 | -6.6325
0934228 | MV/LV Substation VA***4228 |  | 10 kV | _ | LV | 400 kVA :Building Structure | 0.4 | --> | 0.4 | 0 | 0 | Constrained, otherwise capacity available =400 kVA | --> | 0.38 | 0 | 0 | 0.38 | 0 |  | --> | C17 ex UNIDARE | Unidare [T41,T42] | FINGLAS |  | 53.4168 | -6.32
043476X | MV/LV Substation IN***476X |  | 10 kV | _ | LV | 400 kVA :Building Structure | 0.4 | --> | 0.4 | 0.4 | 0.43 |  | --> | 0.38 | 0 | 0 | 0 | 0 | Constrained, otherwise capacity available =380 kW | --> | C13 ex SWINFORD | Swinford [T41,T42] | CASTLEBAR |  | 53.9357 | -8.945
150310X | MV/LV Substation BO***310X |  | 20 kV | _ | LV | 630 kVA :Building Structure | 0.63 | --> | 0.63 | 0.5 | 3.96 |  | --> | 0.598 | 0 | 0 | 0 | 0 | Constrained, otherwise capacity available =591 kW | --> | E21 ex STRANORLAR | Stranorlar [T421,T422] | LETTERKENNY |  | 54.7993 | -7.781
093325X | MV/LV Substation LO***325X |  | 10 kV | _ | LV | 400 kVA :Kiosk Substation | 0.4 | --> | 0.4 | 0 | 0 | Constrained, otherwise capacity available =253 kVA | --> | 0.38 | 0 | 0.033 | 0.335 | 0 |  | --> | C14 ex SANTRY | Santry [T41,T42] | FINGLAS |  | 53.3924 | -6.2402
0114244 | MV/LV Substation GO***4244 |  | 10 kV | _ | LV | 50 kVA :Pole Substation | 0.05 | --> | 0.05 | 0 | 0 | Constrained, otherwise capacity available =47 kVA | --> | 0.048 | 0 | 0 | 0 | 0 | Constrained, otherwise capacity available =47 kW | --> | C24 ex GORESBRIDGE | Goresbridge [T41,T42] | KILKENNY |  | 52.6281 | -7.0786
255174X | MV/LV Substation KI***174X |  | 10 kV | _ | LV | 50 kVA :Pole Substation | 0.05 | --> | 0.05 | 0.05 | 2.09 |  | --> | 0.048 | 0 | 0 | 0 | 0 | Constrained, otherwise capacity available =48 kW | --> | C17 ex KILCAR | Kilcar [T41] | BINBANE |  | 54.6522 | -8.5908
046086 | MV/LV Substation SU***086 |  | 10 kV | _ | LV | 630 kVA :Kiosk Substation | 0.63 | --> | 0.63 | 0.5 | 5.78 |  | --> | 0.598 | 0 | 0.01 | 0.5 | 0 |  | --> | C12 ex OAKFIELD | Oakfield [T41,T42] | SLIGO |  | 54.2653 | -8.4799
109464 | MV/LV Substation BO***464 |  | 20 kV | _ | LV | 200 kVA :Pole Substation | 0.2 | --> | 0.2 | 0 | 0 | Constrained, otherwise capacity available =161 kVA | --> | 0.19 | 0 | 0 | 0 | 0 | Constrained, otherwise capacity available =185 kW | --> | E17 ex DRUMLINE | Drumline [T421,T422] | DRUMLINE |  | 52.7586 | -8.8939
164011 | MV/LV Substation MA***011 |  | 10 kV | _ | LV | 200 kVA :Pole Substation | 0.2 | --> | 0.2 | 0 | 0 | Constrained, otherwise capacity available =79 kVA | --> | 0.19 | 0 | 0.006 | 0 | 0 | Constrained, otherwise capacity available =168 kW | --> | C15 ex SKIBBEREEN | Skibbereen [T41,T42] | DUNMANWAY |  | 51.5476 | -9.2629
049351Z | MV/LV Substation CN***351Z |  | 10 kV | _ | LV | 200 kVA :Pole Substation | 0.2 | --> | 0.2 | 0 | 0 | Constrained, otherwise capacity available =162 kVA | --> | 0.19 | 0 | 0 | 0 | 0 | Constrained, otherwise capacity available =185 kW | --> | C17 ex AGHAMORE | Aghamore [T41,T42] | LANESBORO |  | 53.6829 | -7.8776
0814319 | MV/LV Substation AN***4319 |  | 10 kV | _ | LV | 400 kVA :Kiosk Substation | 0.4 | --> | 0.4 | 0 | 0 | Constrained, otherwise capacity available =307 kVA | --> | 0.38 | 0 | 0.021 | 0 | 0 | Constrained, otherwise capacity available =352 kW | --> | C19 ex CELBRIDGE | Celbridge [T41,T42] | GRIFFINRATH |  | 53.3156 | -6.6123
0484039 | MV/LV Substation KI***4039 |  | 20 kV | _ | LV | 100 kVA :Pole Substation | 0.1 | --> | 0.1 | 0.098 | 8.5 |  | --> | 0.095 | 0 | 0 | 0 | 0 | Constrained, otherwise capacity available =95 kW | --> | E14 ex ARIGNA | Arigna [T121] | ARIGNA |  | 54.0403 | -7.8418
137538 | MV/LV Substation BA***538 |  | 10 kV | _ | LV | 400 kVA :Kiosk Substation | 0.4 | --> | 0.4 | 0.312 | 2 |  | --> | 0.38 | 0 | 0.015 | 0 | 0 | Constrained, otherwise capacity available =357 kW | --> | C19 ex CAUSEWAY | Causeway [T41,T42] | TRALEE |  | 52.3899 | -9.836
067170 | MV/LV Substation SH***170 |  | 10 kV | _ | LV | 400 kVA :Building Structure | 0.4 | --> | 0.4 | 0 | 0 | Constrained, otherwise capacity available =216 kVA | --> | 0.38 | 0 | 0.032 | 0 | 0 | Constrained, otherwise capacity available =330 kW | --> | C13 ex CAHERDAVIN | Caherdavin [T41,T42] | ARDNACRUSHA |  | 52.6736 | -8.6609
108737 | MV/LV Substation BA***737 |  | 10 kV | _ | LV | 50 kVA :Pole Substation | 0.05 | --> | 0.05 | 0.04 | 1.57 |  | --> | 0.048 | 0 | 0 | 0 | 0 | Constrained, otherwise capacity available =46 kW | --> | C16 ex BALLYSHANNON | Ballyshannon [T41,T42] | CATHALEENS FALL |  | 54.5146 | -8.2365
022698X | MV/LV Substation SH***698X |  | 10 kV | _ | LV | 50 kVA :Pole Substation | 0.05 | --> | 0.05 | 0.045 | 2.24 |  | --> | 0.048 | 0 | 0 | 0 | 0 | Constrained, otherwise capacity available =47 kW | --> | C19 ex CASTLETOWNROCHE | Castletownroche [T41] | MALLOW |  | 52.2186 | -8.4863
250672 | MV/LV Substation HE***672 |  | 10 kV | _ | LV | 50 kVA :Pole Substation | 0.05 | --> | 0.05 | 0.042 | 1.26 |  | --> | 0.048 | 0 | 0.01 | 0 | 0 | Constrained, otherwise capacity available =39 kW | --> | C27 ex BALLYCROSSAUN | Ballycrossaun [T421,T422] | SOMERSET |  | 53.1676 | -8.3103
026076 | MV/LV Substation PE***076 |  | 10 kV | _ | LV | 400 kVA :Building Structure | 0.4 | --> | 0.4 | 0 | 0 | Constrained, otherwise capacity available =120 kVA | --> | 0.38 | 0 | 0.02 | 0 | 0 | Constrained, otherwise capacity available =325 kW | --> | C16 ex KINSALE | Kinsale [T41,T42] | BANDON |  | 51.7051 | -8.5214
0694188 | MV/LV Substation PO***4188 |  | 10 kV | _ | LV | 1000 kVA :Building Structure | 1 | --> | 1 | 0.5 | 17.78 |  | --> | 0.95 | 0 | 0 | 0.5 | 0 |  | --> | C24 ex RINGSEND | Ringsend [T101,T102] | POOLBEG |  | 53.3385 | -6.2133
068858 | MV/LV Substation CH***858 |  | 10 kV | _ | LV | 1000 kVA :Building Structure | 1 | --> | 1 | 0 | 0 | Constrained, otherwise capacity available =568 kVA | --> | 0.95 | 0 | 0 | 0.5 | 0 |  | --> | C11 ex NEWMARKET (DR) | Newmarket (dr) [T41] | FRANCIS STREET |  | 53.3417 | -6.2694
0654069 | MV/LV Substation HA***4069 |  | 20 kV | _ | LV | 400 kVA :Building Structure | 0.4 | --> | 0.4 | 0 | 0 | Constrained, otherwise capacity available =338 kVA | --> | 0.38 | 0 | 0 | 0.371 | 0 |  | --> | C26 ex STEPHENSTOWN | Stephenstown [T101,T102] | FINGLAS |  | 53.609 | -6.2048
206255X | MV/LV Substation EZ***255X |  | 20 kV | _ | LV | 200 kVA :Kiosk Substation | 0.2 | --> | 0.2 | 0.17 | 7.61 |  | --> | 0.19 | 0 | 0 | 0 | 0 | Constrained, otherwise capacity available =186 kW | --> | E14 ex BELLACORICK | Bellacorick [T122] | BELLACORICK |  | 54.215 | -9.8869
049035 | MV/LV Substation GA***035 |  | 10 kV | _ | LV | 200 kVA :Pole Substation | 0.2 | --> | 0.2 | 0.064 | 2.8 |  | --> | 0.19 | 0 | 0.011 | 0 | 0 | Constrained, otherwise capacity available =162 kW | --> | C16 ex GLEBE | Glebe [T41,T42] | RICHMOND |  | 53.7307 | -7.7973
066287Z | MV/LV Substation MO***287Z |  | 20 kV | _ | LV | 50 kVA :Pole Substation | 0.05 | --> | 0.05 | 0 | 0 | Constrained, otherwise capacity available =38 kVA | --> | 0.048 | 0 | 0 | 0.046 | 0 |  | --> | C24 ex MACETOWN | Macetown [T101,T102] | MACETOWN |  | 53.4932 | -6.5078
056334Y | MV/LV Substation LA***334Y |  | 20 kV | _ | LV | 50 kVA :Pole Substation | 0.05 | --> | 0.05 | 0.041 | 1.26 |  | --> | 0.048 | 0 | 0 | 0 | 0 | Constrained, otherwise capacity available =46 kW | --> | E15 ex BALLYCROSSAUN | Ballycrossaun [T421,T422] | SOMERSET |  | 53.0559 | -8.1699
0024065 | MV/LV Substation SH***4065 |  | 10 kV | _ | LV | 630 kVA :Kiosk Substation | 0.63 | --> | 0.63 | 0.041 | 0.04 | Constrained, otherwise capacity available =630 kVA | --> | 0.598 | 0 | 0 | 0.5 | 0 |  | --> | C15 ex LITTLE BRAY | Little Bray [T41,T42] | FASSAROE |  | 53.2108 | -6.1072
059522Y | MV/LV Substation EL***522Y |  | 10 kV | _ | LV | 630 kVA :Kiosk Substation | 0.63 | --> | 0.63 | 0 | 0 | Constrained, otherwise capacity available =550 kVA | --> | 0.598 | 0 | 0.009 | 0 | 0 | Constrained, otherwise capacity available =581 kW | --> | C22 ex CAVAN | Cavan [T42,T421] | SHANKILL |  | 53.9961 | -7.3584
046001 | MV/LV Substation JO***001 |  | 10 kV | _ | LV | 630 kVA :Kiosk Substation | 0.63 | --> | 0.63 | 0.5 | 5.78 |  | --> | 0.598 | 0 | 0.005 | 0.5 | 0 |  | --> | C12 ex OAKFIELD | Oakfield [T41,T42] | SLIGO |  | 54.2702 | -8.4804
184116X | MV/LV Substation CO***116X |  | 10 kV | _ | LV | 200 kVA :Pole Substation | 0.2 | --> | 0.2 | 0.172 | 3.38 |  | --> | 0.19 | 0 | 0 | 0 | 0 | Constrained, otherwise capacity available =186 kW | --> | C21 ex CASTLEBLAYNEY | Castleblayney [T41,T42] | DUNDALK |  | 54.1342 | -6.7652
035756X | MV/LV Substation RE***756X |  | 10 kV | _ | LV | 50 kVA :Pole Substation | 0.05 | --> | 0.05 | 0.042 | 3.91 |  | --> | 0.048 | 0 | 0 | 0 | 0 | Constrained, otherwise capacity available =46 kW | --> | C16 ex ARDFINNAN | Ardfinnan [T42] | CAHIR |  | 52.3459 | -7.889
093386 | MV/LV Substation EI***386 |  | 10 kV | _ | LV | 400 kVA :Kiosk Substation | 0.4 | --> | 0.4 | 0 | 0 | Constrained, otherwise capacity available =384 kVA | --> | 0.38 | 0 | 0 | 0.378 | 0 |  | --> | C11 ex GRANGE (DR) | Grange (dr) [T41,T42] | GRANGE (DR) |  | 53.3932 | -6.1491
0414118 | MV/LV Substation RU***4118 |  | 20 kV | _ | LV | 50 kVA :Pole Substation | 0.05 | --> | 0.05 | 0 | 0 | Constrained, otherwise capacity available =49 kVA | --> | 0.048 | 0 | 0 | 0 | 0 | Constrained, otherwise capacity available =47 kW | --> | E21 ex DALTON | Dalton [T421,T422] | DALTON |  | 53.7402 | -9.0052
4054076 | MV/LV Substation FI***4076 |  | 20 kV | _ | LV | 400 kVA :Kiosk Substation | 0.4 | --> | 0.4 | 0.27 | 3.03 |  | --> | 0.38 | 0 | 0.035 | 0 | 0 | Constrained, otherwise capacity available =341 kW | --> | E12 ex MOVILLE | Moville [T421,T422] | TRILLICK |  | 55.2049 | -6.9786
207248Y | MV/LV Substation DE***248Y |  | 10 kV | _ | LV | 50 kVA :Pole Substation | 0.05 | --> | 0.05 | 0.038 | 3.38 |  | --> | 0.048 | 0 | 0 | 0 | 0 | Constrained, otherwise capacity available =46 kW | --> | C17 ex GLENGOOLE | Glengoole [T41] | THURLES |  | 52.6191 | -7.6532
156532 | MV/LV Substation B/***532 |  | 20 kV | _ | LV | 50 kVA :Pole Substation | 0.05 | --> | 0.05 | 0.039 | 2.47 |  | --> | 0.048 | 0 | 0.006 | 0 | 0 | Constrained, otherwise capacity available =42 kW | --> | E13 ex TELAYDON | Telaydon [T42,T421] | LISDRUM |  | 54.3214 | -7.1178
244660X | MV/LV Substation GR***660X |  | 20 kV | _ | LV | 400 kVA :Kiosk Substation | 0.4 | --> | 0.4 | 0 | 0 | Constrained, otherwise capacity available =374 kVA | --> | 0.38 | 0 | 0.015 | 0 | 0 | Constrained, otherwise capacity available =365 kW | --> | E16 ex MILLTOWN (SR) | Milltown (sr) [T421,T422] | OUGHTRAGH |  | 52.1018 | -9.7726
288148 | MV/LV Substation LA***148 |  | 10 kV | _ | LV | 400 kVA :Kiosk Substation | 0.4 | --> | 0.4 | 0 | 0 | Constrained, otherwise capacity available =239 kVA | --> | 0.38 | 0 | 0.025 | 0.339 | 0 |  | --> | C20 ex SANDYFORD | Sandyford [T41,T42] | CARRICKMINES |  | 53.2694 | -6.2295
068561 | MV/LV Substation KI***561 |  | 10 kV | _ | LV | 400 kVA :Kiosk Substation | 0.4 | --> | 0.4 | 0 | 0 | Constrained, otherwise capacity available =69 kVA | --> | 0.38 | 0 | 0.076 | 0.276 | 0 |  | --> | C18 ex CLONTARF | Clontarf [T42] | FINGLAS |  | 53.3714 | -6.205
064718Y | MV/LV Substation LO***718Y |  | 10 kV | _ | LV | 400 kVA :Kiosk Substation | 0.4 | --> | 0.4 | 0 | 0 | Constrained, otherwise capacity available =355 kVA | --> | 0.38 | 0 | 0.055 | 0 | 0 | Constrained, otherwise capacity available =333 kW | --> | C18 ex RATHMULLAN | Rathmullan [T41,T42] | DRYBRIDGE |  | 53.7075 | -6.3294
0124044 | MV/LV Substation CA***4044 |  | 10 kV | _ | LV | 50 kVA :Pole Substation | 0.05 | --> | 0.05 | 0.046 | 1.99 |  | --> | 0.048 | 0 | 0.027 | 0 | 0 | Constrained, otherwise capacity available =27 kW | --> | C20 ex GRAIGUE | Graigue [T41,T42] | CARLOW |  | 52.8517 | -6.9678
021695Z | MV/LV Substation LI***695Z |  | 10 kV | _ | LV | 400 kVA :Kiosk Substation | 0.4 | --> | 0.4 | 0 | 0 | Constrained, otherwise capacity available =258 kVA | --> | 0.38 | 0 | 0 | 0.361 | 0 |  | --> | C21 ex MAYFIELD | Mayfield [T41,T42] | KILBARRY |  | 51.9176 | -8.4469
0464020 | MV/LV Substation AU***4020 |  | 10 kV | _ | LV | 50 kVA :Pole Substation | 0.05 | --> | 0.05 | 0.047 | 4.13 |  | --> | 0.048 | 0 | 0 | 0.047 | 0 |  | --> | C18 ex AGHAGAD | Aghagad [T41,T42] | SLIGO |  | 54.3853 | -8.532
028414 | MV/LV Substation TW***414 |  | 10 kV | _ | LV | 100 kVA :Pole Substation | 0.1 | --> | 0.1 | 0 | 0 | Constrained, otherwise capacity available =87 kVA | --> | 0.095 | 0 | 0 | 0 | 0 | Constrained, otherwise capacity available =93 kW | --> | C13 ex COW CROSS |  |  |  | 51.8657 | -8.3236
238687X | MV/LV Substation AN***687X |  | 20 kV | _ | LV | 200 kVA :Kiosk Substation | 0.2 | --> | 0.2 | 0 | 0 | Constrained, otherwise capacity available =153 kVA | --> | 0.19 | 0 | 0.013 | 0 | 0 | Constrained, otherwise capacity available =174 kW | --> | E13 ex BALLINROBE | Ballinrobe [T421,T422] | DALTON |  | 53.6312 | -9.2365
017059Y | MV/LV Substation CH***059Y |  | 10 kV | _ | LV | 400 kVA :Kiosk Substation | 0.4 | --> | 0.4 | 0.332 | 1.05 |  | --> | 0.38 | 0 | 0.005 | 0 | 0 | Constrained, otherwise capacity available =367 kW | --> | C15 ex NEWCASTLEWEST | Newcastlewest [T41,T42] | RATHKEALE |  | 52.445 | -9.0561
206963 | MV/LV Substation AT***963 |  | 20 kV | _ | LV | 50 kVA :Pole Substation | 0.05 | --> | 0.05 | 0.044 | 7.61 |  | --> | 0.048 | 0 | 0 | 0 | 0 | Constrained, otherwise capacity available =47 kW | --> | E14 ex BELLACORICK | Bellacorick [T122] | BELLACORICK |  | 54.2127 | -9.9569
237085X | MV/LV Substation WH***085X |  | 10 kV | _ | LV | 50 kVA :Pole Substation | 0.05 | --> | 0.05 | 0 | 0 | Constrained, otherwise capacity available =50 kVA | --> | 0.048 | 0 | 0 | 0 | 0 | Constrained, otherwise capacity available =48 kW | --> | C12 ex KILSARAN | Kilsaran [T42] | DRYBRIDGE |  | 53.8993 | -6.3867
066076 | MV/LV Substation NE***076 |  | 20 kV | _ | LV | 50 kVA :Pole Substation | 0.05 | --> | 0.05 | 0 | 0 | Constrained, otherwise capacity available =43 kVA | --> | 0.048 | 0 | 0 | 0 | 0 | Constrained, otherwise capacity available =46 kW | --> | E15 ex BATTER LANE TEMPORARY | Batter Lane Temporary 38kv [T421] | GLASMORE |  | 53.5098 | -6.181
244661X | MV/LV Substation RI***661X |  | 20 kV | _ | LV | 400 kVA :Kiosk Substation | 0.4 | --> | 0.4 | 0 | 0 | Constrained, otherwise capacity available =345 kVA | --> | 0.38 | 0 | 0 | 0 | 0 | Constrained, otherwise capacity available =372 kW | --> | E16 ex MILLTOWN (SR) | Milltown (sr) [T421,T422] | OUGHTRAGH |  | 52.1424 | -9.7179
034338 | MV/LV Substation GR***338 |  | 20 kV | _ | LV | 50 kVA :Pole Substation | 0.05 | --> | 0.05 | 0.043 | 0.57 |  | --> | 0.048 | 0 | 0 | 0 | 0 | Constrained, otherwise capacity available =46 kW | --> | E23 ex LAWLESSTOWN | Lawlesstown [T42,T421] | DOON |  | 52.2702 | -7.7651
063691X | MV/LV Substation AR***691X |  | 10 kV | _ | LV | 400 kVA :Kiosk Substation | 0.4 | --> | 0.4 | 0 | 0 | Constrained, otherwise capacity available =372 kVA | --> | 0.38 | 0 | 0 | 0 | 0 | Constrained, otherwise capacity available =376 kW | --> | C19 ex BALLYBAILIE | Ballybailie [T41,T42] | DUNDALK |  | 53.8619 | -6.5462
1804007 | MV/LV Substation KI***4007 |  | 10 kV | _ | LV | 50 kVA :Pole Substation | 0.05 | --> | 0.05 | 0.041 | 1.4 |  | --> | 0.048 | 0 | 0 | 0 | 0 | Constrained, otherwise capacity available =46 kW | --> | C26 ex KELLS | Kells [T41,T42] | NAVAN |  | 53.7165 | -6.8483
064793Y | MV/LV Substation HA***793Y |  | 10 kV | _ | LV | 630 kVA :Building Structure | 0.63 | --> | 0.63 | 0 | 0 | Constrained, otherwise capacity available =555 kVA | --> | 0.598 | 0 | 0 | 0 | 0 | Constrained, otherwise capacity available =588 kW | --> | C17 ex RATHMULLAN | Rathmullan [T41,T42] | DRYBRIDGE |  | 53.7136 | -6.353
249147 | MV/LV Substation BA***147 |  | 10 kV | _ | LV | 200 kVA :Pole Substation | 0.2 | --> | 0.2 | 0 | 0 | Constrained, otherwise capacity available =199 kVA | --> | 0.19 | 0 | 0 | 0 | 0 | Constrained, otherwise capacity available =190 kW | --> | C22 ex LISMORE | Lismore [T41,T42] | DUNGARVAN |  | 52.1449 | -7.9308
0354094 | MV/LV Substation BA***4094 |  | 10 kV | _ | LV | 200 kVA :Pole Substation | 0.2 | --> | 0.2 | 0.178 | 6.17 |  | --> | 0.19 | 0 | 0.189 | 0 | 0 | Constrained, otherwise capacity available =48 kW | --> | C24 ex CAHIR | Cahir [T41,T42] | CAHIR |  | 52.3865 | -7.8766
144880 | MV/LV Substation KI***880 |  | 20 kV | _ | LV | 50 kVA :Pole Substation | 0.05 | --> | 0.05 | 0.048 | 2.78 |  | --> | 0.048 | 0 | 0 | 0 | 0 | Constrained, otherwise capacity available =47 kW | --> | E13 ex BALLYRAGGET | Ballyragget [T421,T422] | BALLYRAGGET |  | 52.7295 | -7.4385
1564238 | MV/LV Substation DR***4238 |  | 20 kV | _ | LV | 50 kVA :Pole Substation | 0.05 | --> | 0.05 | 0.05 | 2.47 |  | --> | 0.048 | 0 | 0 | 0 | 0 | Constrained, otherwise capacity available =48 kW | --> | E19 ex TELAYDON | Telaydon [T42,T421] | LISDRUM |  | 54.3019 | -6.9737
075929 | MV/LV Substation TO***929 |  | 20 kV | _ | LV | 50 kVA :Pole Substation | 0.05 | --> | 0.05 | 0.03 | 4.38 |  | --> | 0.048 | 0 | 0.025 | 0.026 | 0 |  | --> | E17 ex CRANE | Crane [T122] | CRANE |  | 52.5473 | -6.4056
012468Y | MV/LV Substation WA***468Y |  | 10 kV | _ | LV | 630 kVA :Building Structure | 0.63 | --> | 0.63 | 0.5 | 1.99 |  | --> | 0.598 | 0 | 0 | 0 | 0 | Constrained, otherwise capacity available =587 kW | --> | C11 ex GRAIGUE | Graigue [T41,T42] | CARLOW |  | 52.8358 | -6.9371
0814360 | MV/LV Substation PA***4360 |  | 20 kV | _ | LV | 630 kVA :Kiosk Substation | 0.63 | --> | 0.63 | 0 | 0 | Constrained, otherwise capacity available =518 kVA | --> | 0.598 | 0 | 0.005 | 0.5 | 0 |  | --> | E54 ex GRANGE CASTLE | Grange Castle [T124] | INCHICORE 220KV |  | 53.331 | -6.4135
025511X | MV/LV Substation BA***511X |  | 20 kV | _ | LV | 50 kVA :Pole Substation | 0.05 | --> | 0.05 | 0.044 | 6.21 |  | --> | 0.048 | 0 | 0 | 0 | 0 | Constrained, otherwise capacity available =47 kW | --> | E28 ex MILFORD (MWR) | Milford (mwr) [T422] | CHARLEVILLE |  | 52.4 | -8.7864
013820Y | MV/LV Substation BA***820Y |  | 20 kV | _ | LV | 200 kVA :Pole Substation | 0.2 | --> | 0.2 | 0.121 | 0.12 | Constrained, otherwise capacity available =199 kVA | --> | 0.19 | 0 | 0.1 | 0.116 | 0 |  | --> | C12 ex ATHY | Athy [T101,T102] | ATHY |  | 52.986 | -6.904
152373 | MV/LV Substation IN***373 |  | 20 kV | _ | LV | 50 kVA :Pole Substation | 0.05 | --> | 0.05 | 0 | 0 | Constrained, otherwise capacity available =50 kVA | --> | 0.048 | 0 | 0 | 0 | 0 | Constrained, otherwise capacity available =48 kW | --> | E31 ex CAPPAMORE | Cappamore [T41,T42] | ARDNACRUSHA |  | 52.6903 | -8.1
132980X | MV/LV Substation SE***980X |  | 20 kV | _ | LV | 400 kVA :Kiosk Substation | 0.4 | --> | 0.4 | 0 | 0 | Constrained, otherwise capacity available =340 kVA | --> | 0.38 | 0 | 0 | 0 | 0 | Constrained, otherwise capacity available =372 kW | --> | E28 ex LOUGHREA | Loughrea [T41,T42] | SOMERSET |  | 53.2141 | -8.5608
032946X | MV/LV Substation ST***946X |  | 10 kV | _ | LV | 400 kVA :Kiosk Substation | 0.4 | --> | 0.4 | 0 | 0 | Constrained, otherwise capacity available =353 kVA | --> | 0.38 | 0 | 0 | 0 | 0 | Constrained, otherwise capacity available =374 kW | --> | C16 ex TRAMORE | Tramore [T41,T42] | BUTLERSTOWN |  | 52.1597 | -7.1486
075245Y | MV/LV Substation MI***245Y |  | 20 kV | _ | LV | 630 kVA :Building Structure | 0.63 | --> | 0.63 | 0.5 | 1.13 |  | --> | 0.598 | 0 | 0 | 0 | 0 | Constrained, otherwise capacity available =590 kW | --> | E12 ex BUNCLODY | Bunclody [T421,T422] | CRANE |  | 52.6551 | -6.657
012802X | MV/LV Substation TR***802X |  | 10 kV | _ | LV | 200 kVA :Building Structure | 0.2 | --> | 0.2 | 0 | 0 | Constrained, otherwise capacity available =178 kVA | --> | 0.19 | 0 | 0 | 0 | 0 | Constrained, otherwise capacity available =187 kW | --> | C11 ex POLLERTON | Pollerton [T41,T42] | CARLOW |  | 52.8427 | -6.9083
281088Z | MV/LV Substation ST***088Z |  | 10 kV | _ | LV | 200 kVA :Kiosk Substation | 0.2 | --> | 0.2 | 0 | 0 | Constrained, otherwise capacity available =153 kVA | --> | 0.19 | 0 | 0 | 0.184 | 0 |  | --> | C21 ex BALLINCOLLIG | Ballincollig [T41,T42] | KILBARRY |  | 51.8858 | -8.5913
249003 | MV/LV Substation TO***003 |  | 10 kV | _ | LV | 400 kVA :Kiosk Substation | 0.4 | --> | 0.4 | 0 | 0 | Constrained, otherwise capacity available =320 kVA | --> | 0.38 | 0 | 0.011 | 0 | 0 | Constrained, otherwise capacity available =361 kW | --> | C19 ex LISMORE | Lismore [T41,T42] | DUNGARVAN |  | 52.1327 | -7.9307
021618X | MV/LV Substation CL***618X |  | 20 kV | _ | LV | 50 kVA :Pole Substation | 0.05 | --> | 0.05 | 0 | 0 | Constrained, otherwise capacity available =28 kVA | --> | 0.048 | 0 | 0 | 0 | 0 | Constrained, otherwise capacity available =44 kW | --> | E18 ex CURRALEIGH | Curraleigh [T421,T422] | KILBARRY |  | 51.9174 | -8.618
009385 | MV/LV Substation WA***385 |  | 10 kV | _ | LV | 200 kVA :Pole Substation | 0.2 | --> | 0.2 | 0 | 0 | Constrained, otherwise capacity available =187 kVA | --> | 0.19 | 0 | 0 | 0 | 0 | Constrained, otherwise capacity available =188 kW | --> | C21 ex WATERFORD IND EST | Waterford Ind Est [T41,T42,T44] | BUTLERSTOWN |  | 52.2359 | -7.139
255324 | MV/LV Substation MA***324 |  | 10 kV | _ | LV | 50 kVA :Pole Substation | 0.05 | --> | 0.05 | 0.046 | 2.09 |  | --> | 0.048 | 0 | 0 | 0 | 0 | Constrained, otherwise capacity available =47 kW | --> | C17 ex KILCAR | Kilcar [T41] | BINBANE |  | 54.6675 | -8.7783
2884095 | MV/LV Substation DU***4095 |  | 10 kV | _ | LV | 400 kVA :Kiosk Substation | 0.4 | --> | 0.4 | 0 | 0 | Constrained, otherwise capacity available =400 kVA | --> | 0.38 | 0 | 0 | 0.38 | 0 |  | --> | C17 ex SANDYFORD | Sandyford [T41,T42] | CARRICKMINES |  | 53.264 | -6.2249
019167 | MV/LV Substation RE***167 |  | 10 kV | _ | LV | 400 kVA :Building Structure | 0.4 | --> | 0.4 | 0.367 | 2.18 |  | --> | 0.38 | 0 | 0.037 | 0 | 0 | Constrained, otherwise capacity available =348 kW | --> | C11 ex BALLYRICKARD | Ballyrickard [T41,T42] | TRALEE |  | 52.2811 | -9.7051
066014 | MV/LV Substation ST***014 |  | 10 kV | _ | LV | 400 kVA :Kiosk Substation | 0.4 | --> | 0.4 | 0 | 0 | Constrained, otherwise capacity available =230 kVA | --> | 0.38 | 0 | 0.027 | 0.336 | 0 |  | --> | C11 ex HOWTH JUNCTION | Howth Junction [T41,T42] | GRANGE (DR) |  | 53.3831 | -6.1502
052461Z | MV/LV Substation GA***461Z |  | 20 kV | _ | LV | 50 kVA :Pole Substation | 0.05 | --> | 0.05 | 0 | 0 | Constrained, otherwise capacity available =40 kVA | --> | 0.048 | 0 | 0 | 0 | 0 | Constrained, otherwise capacity available =46 kW | --> | E14 ex BALLINDERRY | Ballinderry [T41,T422] | MULLINGAR |  | 53.4611 | -7.295
156157X | MV/LV Substation MU***157X |  | 20 kV | _ | LV | 50 kVA :Pole Substation | 0.05 | --> | 0.05 | 0 | 0 | Constrained, otherwise capacity available =48 kVA | --> | 0.048 | 0 | 0 | 0 | 0 | Constrained, otherwise capacity available =47 kW | --> | C17 ex CLONES | Clones [T41,T42] | SHANKILL |  | 54.2231 | -7.0959
081562X | MV/LV Substation BR***562X |  | 10 kV | _ | LV | 200 kVA :Kiosk Substation | 0.2 | --> | 0.2 | 0.115 | 7.91 |  | --> | 0.19 | 0 | 0.078 | 0.12 | 0 |  | --> | C23 ex PELLETSTOWN | Pelletstown [T101,T102] | FINGLAS |  | 53.3738 | -6.3847
0614072 | MV/LV Substation TA***4072 |  | 10 kV | _ | LV | 50 kVA :Pole Substation | 0.05 | --> | 0.05 | 0.05 | 2.04 |  | --> | 0.048 | 0 | 0 | 0 | 0 | Constrained, otherwise capacity available =48 kW | --> | C19 ex BALLYBAY | Ballybay [T41,T42] | LISDRUM |  | 54.103 | -6.9378
031803 | MV/LV Substation TO***803 |  | 20 kV | _ | LV | 200 kVA :Pole Substation | 0.2 | --> | 0.2 | 0 | 0 | Constrained, otherwise capacity available =155 kVA | --> | 0.19 | 0 | 0 | 0 | 0 | Constrained, otherwise capacity available =184 kW | --> | E12 ex KILMACTHOMAS | Kilmacthomas [T421,T422] | DUNGARVAN |  | 52.2013 | -7.4074
249230 | MV/LV Substation BL***230 |  | 10 kV | _ | LV | 100 kVA :Pole Substation | 0.1 | --> | 0.1 | 0 | 0 | Constrained, otherwise capacity available =93 kVA | --> | 0.095 | 0 | 0 | 0 | 0 | Constrained, otherwise capacity available =94 kW | --> | C19 ex LISMORE | Lismore [T41,T42] | DUNGARVAN |  | 52.1425 | -8.0744
016227Z | MV/LV Substation K2***227Z |  | 10 kV | _ | LV | 400 kVA :Kiosk Substation | 0.4 | --> | 0.4 | 0 | 0 | Constrained, otherwise capacity available =377 kVA | --> | 0.38 | 0 | 0.005 | 0 | 0 | Constrained, otherwise capacity available =373 kW | --> | C19 ex CELBRIDGE | Celbridge [T41,T42] | GRIFFINRATH |  | 53.3034 | -6.6186
067298Y | MV/LV Substation BU***298Y |  | 20 kV | _ | LV | 400 kVA :Kiosk Substation | 0.4 | --> | 0.4 | 0 | 0 | Constrained, otherwise capacity available =338 kVA | --> | 0.38 | 0 | 0 | 0 | 0 | Constrained, otherwise capacity available =371 kW | --> | E18 ex CRATLOE | Cratloe [T421,T422] | ARDNACRUSHA |  | 52.6961 | -8.8133
037710X | MV/LV Substation CL***710X |  | 10 kV | _ | LV | 200 kVA :Kiosk Substation | 0.2 | --> | 0.2 | 0.138 | 13.05 |  | --> | 0.19 | 0 | 0.014 | 0.171 | 0 |  | --> | C12 ex ENNIS | Ennis [T101,T102] | ENNIS |  | 52.8558 | -8.9711
160225Y | MV/LV Substation CL***225Y |  | 10 kV | _ | LV | 100 kVA :Pole Substation | 0.1 | --> | 0.1 | 0 | 0 | Constrained, otherwise capacity available =100 kVA | --> | 0.095 | 0 | 0 | 0 | 0 | Constrained, otherwise capacity available =95 kW | --> | C11 ex PORTARLINGTON | Portarlington [T41,T42] | PORTLAOISE |  | 53.2165 | -7.1389
281588X | MV/LV Substation GR***588X |  | 20 kV | _ | LV | 50 kVA :Pole Substation | 0.05 | --> | 0.05 | 0.049 | 17.47 |  | --> | 0.048 | 0 | 0 | 0.047 | 0 |  | --> | E13 ex COOLROE | Coolroe [T121,T122] | COOLROE |  | 51.87 | -8.6386
077186X | MV/LV Substation RA***186X |  | 20 kV | _ | LV | 200 kVA :Kiosk Substation | 0.2 | --> | 0.2 | 0 | 0 | Constrained, otherwise capacity available =134 kVA | --> | 0.19 | 0 | 0.011 | 0 | 0 | Constrained, otherwise capacity available =173 kW | --> | E16 ex PATRICKSWELL | Patrickswell [T421,T422] | LIMERICK |  | 52.5616 | -8.7868
281707Z | MV/LV Substation B ***707Z |  | 20 kV | _ | LV | 1000 kVA :Building Structure | 1 | --> | 1 | 0.5 | 17.47 |  | --> | 0.95 | 0 | 0 | 0.5 | 0 |  | --> | E18 ex COOLROE | Coolroe [T121,T122] | COOLROE |  | 51.8884 | -8.5926
067158 | MV/LV Substation OD***158 |  | 10 kV | _ | LV | 400 kVA :Building Structure | 0.4 | --> | 0.4 | 0 | 0 | Constrained, otherwise capacity available =249 kVA | --> | 0.38 | 0 | 0.011 | 0.351 | 0 |  | --> | C11 ex GARRYOWEN | Garryowen [T41,T42] | LIMERICK |  | 52.6501 | -8.6195
049370Z | MV/LV Substation LI***370Z |  | 20 kV | _ | LV | 200 kVA :Pole Substation | 0.2 | --> | 0.2 | 0.187 | 1.31 |  | --> | 0.19 | 0 | 0 | 0 | 0 | Constrained, otherwise capacity available =188 kW | --> | C17 ex ROOSKY | Roosky [T41] | RICHMOND |  | 53.779 | -8.1066
039349X | MV/LV Substation GL***349X |  | 10 kV | _ | LV | 630 kVA :Kiosk Substation | 0.63 | --> | 0.63 | 0 | 0 | Constrained, otherwise capacity available =538 kVA | --> | 0.598 | 0 | 0 | 0 | 0 | Constrained, otherwise capacity available =586 kW | --> | C13 ex HEADFORD ROAD | Headford Road [T41,T42] | GALWAY 110KV |  | 53.284 | -9.043
068717X | MV/LV Substation AC***717X |  | 10 kV | _ | LV | 630 kVA :Building Structure | 0.63 | --> | 0.63 | 0 | 0 | Constrained, otherwise capacity available =623 kVA | --> | 0.598 | 0 | 0 | 0.5 | 0 |  | --> | C14 ex GLOUCESTER PLACE | Gloucester Place [T41,T42] | MCDERMOTT |  | 53.3528 | -6.2599
013463 | MV/LV Substation BA***463 |  | 20 kV | _ | LV | 200 kVA :Pole Substation | 0.2 | --> | 0.2 | 0.121 | 0.12 | Constrained, otherwise capacity available =135 kVA | --> | 0.19 | 0 | 0.005 | 0.177 | 0 |  | --> | C12 ex ATHY | Athy [T101,T102] | ATHY |  | 52.9622 | -6.9344
054809 | MV/LV Substation DE***809 |  | 10 kV | _ | LV | 50 kVA :Pole Substation | 0.05 | --> | 0.05 | 0.03 | 2.78 |  | --> | 0.048 | 0 | 0 | 0 | 0 | Constrained, otherwise capacity available =45 kW | --> | E16 ex BALLYRAGGET | Ballyragget [T421,T422] | BALLYRAGGET |  | 52.8313 | -7.4461
001125 | MV/LV Substation MT***125 |  | 10 kV | _ | LV | 400 kVA :Kiosk Substation | 0.4 | --> | 0.4 | 0.24 | 1.16 |  | --> | 0.38 | 0 | 0.015 | 0.346 | 0 |  | --> | C20 ex MOUNT MERRION | Mount Merrion [T41,T42] | CARRICKMINES |  | 53.2952 | -6.2199
276206 | MV/LV Substation WO***206 |  | 10 kV | _ | LV | 100 kVA :Pole Substation | 0.1 | --> | 0.1 | 0.093 | 0.76 |  | --> | 0.095 | 0 | 0 | 0 | 0 | Constrained, otherwise capacity available =94 kW | --> | C11 ex WOODFORD | Woodford [T41,T42] | KNOCKEARAGH |  | 52.0568 | -9.471
734009 | MV/LV Substation AE***009 |  | 20 kV | _ | LV | 630 kVA :Building Structure | 0.63 | --> | 0.63 | 0 | 0 | Constrained, otherwise capacity available =538 kVA | --> | 0.598 | 0 | 0 | 0 | 0 | Constrained, otherwise capacity available =586 kW | --> | E58 ex GRANGE CASTLE |  |  |  | 53.2921 | -6.4683
093601 | MV/LV Substation SA***601 |  | 10 kV | _ | LV | 50 kVA :Pole Substation | 0.05 | --> | 0.05 | 0 | 0 | Constrained, otherwise capacity available =43 kVA | --> | 0.048 | 0 | 0 | 0.046 | 0 |  | --> | C13 ex POPPINTREE | Poppintree [T101,T102] | FINGLAS |  | 53.4073 | -6.264
032421X | MV/LV Substation KI***421X |  | 20 kV | _ | LV | 400 kVA :Kiosk Substation | 0.4 | --> | 0.4 | 0 | 0 | Constrained, otherwise capacity available =329 kVA | --> | 0.38 | 0 | 0.005 | 0 | 0 | Constrained, otherwise capacity available =366 kW | --> | C21 ex TRAMORE | Tramore [T41,T42] | BUTLERSTOWN |  | 52.1755 | -7.3348
037097 | MV/LV Substation CA***097 |  | 10 kV | _ | LV | 400 kVA :Kiosk Substation | 0.4 | --> | 0.4 | 0.278 | 13.05 |  | --> | 0.38 | 0 | 0.03 | 0.341 | 0 |  | --> | C12 ex ENNIS | Ennis [T101,T102] | ENNIS |  | 52.8367 | -8.9806
2884132 | MV/LV Substation KI***4132 |  | 10 kV | _ | LV | 1000 kVA :Building Structure | 1 | --> | 1 | 0 | 0 | Constrained, otherwise capacity available =1000 kVA | --> | 0.95 | 0 | 0 | 0.5 | 0 |  | --> | C14 ex CARRICKMINES | Carrickmines [T41,T42] | CARRICKMINES |  | 53.2557 | -6.2032
207168 | MV/LV Substation MO***168 |  | 10 kV | _ | LV | 400 kVA :Kiosk Substation | 0.4 | --> | 0.4 | 0.251 | 3.38 |  | --> | 0.38 | 0 | 0.021 | 0 | 0 | Constrained, otherwise capacity available =344 kW | --> | C15 ex GLENGOOLE | Glengoole [T41] | THURLES |  | 52.7188 | -7.5839
075351Y | MV/LV Substation CA***351Y |  | 20 kV | _ | LV | 400 kVA :Kiosk Substation | 0.4 | --> | 0.4 | 0.333 | 1.13 |  | --> | 0.38 | 0 | 0.004 | 0 | 0 | Constrained, otherwise capacity available =368 kW | --> | E12 ex BUNCLODY | Bunclody [T421,T422] | CRANE |  | 52.659 | -6.6658
056378 | MV/LV Substation BI***378 |  | 20 kV | _ | LV | 200 kVA :Pole Substation | 0.2 | --> | 0.2 | 0.173 | 0.89 |  | --> | 0.19 | 0 | 0 | 0 | 0 | Constrained, otherwise capacity available =186 kW | --> | E18 ex BIRR | Birr [T41,T422] | DALLOW |  | 53.1065 | -7.9206
0954052 | MV/LV Substation O'***4052 |  | 10 kV | _ | LV | 50 kVA :Pole Substation | 0.05 | --> | 0.05 | 0.04 | 0.7 |  | --> | 0.048 | 0 | 0 | 0 | 0 | Constrained, otherwise capacity available =46 kW | --> | C20 ex KILRUSH | Kilrush [T41,T42] | TULLABRACK |  | 52.7331 | -9.4961
031168 | MV/LV Substation IN***168 |  | 10 kV | _ | LV | 400 kVA :Kiosk Substation | 0.4 | --> | 0.4 | 0 | 0 | Constrained, otherwise capacity available =301 kVA | --> | 0.38 | 0 | 0.005 | 0 | 0 | Constrained, otherwise capacity available =362 kW | --> | C20 ex COLLIGAN | Colligan [T41,T42] | DUNGARVAN |  | 52.0945 | -7.6301
068386 | MV/LV Substation BI***386 |  | 10 kV | _ | LV | 630 kVA :Building Structure | 0.63 | --> | 0.63 | 0 | 0 | Constrained, otherwise capacity available =530 kVA | --> | 0.598 | 0 | 0 | 0.5 | 0 |  | --> | C19 ex CAMDEN ROW | Camden Row [T41] | FRANCIS STREET |  | 53.3382 | -6.2676
001580 | MV/LV Substation RO***580 |  | 10 kV | _ | LV | 630 kVA :Building Structure | 0.63 | --> | 0.63 | 0 | 0 | Constrained, otherwise capacity available =470 kVA | --> | 0.598 | 0 | 0.035 | 0.5 | 0 |  | --> | C12 ex DUNDRUM | Dundrum [T41,T42] | BLACKROCK |  | 53.2943 | -6.2405
055011Y | MV/LV Substation SH***011Y |  | 10 kV | _ | LV | 400 kVA :Kiosk Substation | 0.4 | --> | 0.4 | 0 | 0 | Constrained, otherwise capacity available =319 kVA | --> | 0.38 | 0 | 0 | 0 | 0 | Constrained, otherwise capacity available =369 kW | --> | C19 ex ROSCREA | Roscrea [T41,T42] | IKERRIN |  | 52.9463 | -7.7976
0214157 | MV/LV Substation BA***4157 |  | 10 kV | _ | LV | 400 kVA :Building Structure | 0.4 | --> | 0.4 | 0 | 0 | Constrained, otherwise capacity available =320 kVA | --> | 0.38 | 0 | 0 | 0.369 | 0 |  | --> | C18 ex MAYFIELD | Mayfield [T41,T42] | KILBARRY |  | 51.9145 | -8.4482
020039 | MV/LV Substation ST***039 |  | 10 kV | _ | LV | 400 kVA :Kiosk Substation | 0.4 | --> | 0.4 | 0 | 0 | Constrained, otherwise capacity available =64 kVA | --> | 0.38 | 0 | 0.027 | 0 | 0 | Constrained, otherwise capacity available =312 kW | --> | C16 ex COOLCORCORAN | Coolcorcoran [T41,T42] | KNOCKEARAGH |  | 52.0589 | -9.5136
001122 | MV/LV Substation P.***122 |  | 10 kV | _ | LV | 630 kVA :Building Structure | 0.63 | --> | 0.63 | 0 | 0 | Constrained, otherwise capacity available =343 kVA | --> | 0.598 | 0 | 0 | 0.5 | 0 |  | --> | C19 ex DUNDRUM | Dundrum [T41,T42] | BLACKROCK |  | 53.297 | -6.2446
056662X | MV/LV Substation BA***662X |  | 20 kV | _ | LV | 50 kVA :Pole Substation | 0.05 | --> | 0.05 | 0.048 | 0.89 |  | --> | 0.048 | 0 | 0 | 0 | 0 | Constrained, otherwise capacity available =47 kW | --> | E20 ex BIRR | Birr [T41,T422] | DALLOW |  | 53.0578 | -7.9775
052303Y | MV/LV Substation CA***303Y |  | 20 kV | _ | LV | 100 kVA :Pole Substation | 0.1 | --> | 0.1 | 0.074 | 2.22 |  | --> | 0.095 | 0 | 0.005 | 0.088 | 0 |  | --> | E13 ex CLARA | Clara [T421,T422] | THORNSBERRY |  | 53.4466 | -7.491
058674 | MV/LV Substation TE***674 |  | 10 kV | _ | LV | 200 kVA :Pole Substation | 0.2 | --> | 0.2 | 0.169 | 0.18 |  | --> | 0.19 | 0 | 0.017 | 0 | 0 | Constrained, otherwise capacity available =173 kW | --> | C15 ex TOOMEVARA | Toomevara [T42] | NENAGH |  | 52.9409 | -8.0321
0584464 | MV/LV Substation BA***4464 |  | 10 kV | _ | LV | 50 kVA :Pole Substation | 0.05 | --> | 0.05 | 0.05 | 3 |  | --> | 0.048 | 0 | 0 | 0 | 0 | Constrained, otherwise capacity available =48 kW | --> | C25 ex NENAGH | Nenagh [T41,T42] | NENAGH |  | 52.7924 | -8.1319
021077Y | MV/LV Substation OA***077Y |  | 10 kV | _ | LV | 400 kVA :Kiosk Substation | 0.4 | --> | 0.4 | 0 | 0 | Constrained, otherwise capacity available =329 kVA | --> | 0.38 | 0 | 0.02 | 0.355 | 0 |  | --> | C18 ex MAYFIELD | Mayfield [T41,T42] | KILBARRY |  | 51.9138 | -8.4471
192743 | MV/LV Substation UN***743 |  | 10 kV | _ | LV | 400 kVA :Building Structure | 0.4 | --> | 0.4 | 0.358 | 1.56 |  | --> | 0.38 | 0 | 0 | 0 | 0 | Constrained, otherwise capacity available =374 kW | --> | C15 ex DERRYBEG | Derrybeg [T41,T42] | ARDNAGAPPARY |  | 55.0628 | -8.279
1204035 | MV/LV Substation CA***4035 |  | 20 kV | _ | LV | 100 kVA :Pole Substation | 0.1 | --> | 0.1 | 0 | 0 | Constrained, otherwise capacity available =93 kVA | --> | 0.095 | 0 | 0 | 0 | 0 | Constrained, otherwise capacity available =94 kW | --> | E14 ex EDENDERRY | Edenderry [T421,T422] | BLAKE |  | 53.345 | -6.9679
099088 | MV/LV Substation CA***088 |  | 10 kV | _ | LV | 200 kVA :Kiosk Substation | 0.2 | --> | 0.2 | 0.128 | 2.96 |  | --> | 0.19 | 0 | 0.035 | 0 | 0 | Constrained, otherwise capacity available =154 kW | --> | C21 ex BALLYRAINE | Ballyraine [T41,T42] | LETTERKENNY |  | 54.9634 | -7.6933
060024 | MV/LV Substation CA***024 |  | 10 kV | _ | LV | 200 kVA :Kiosk Substation | 0.2 | --> | 0.2 | 0.158 | 2.57 |  | --> | 0.19 | 0 | 0.009 | 0 | 0 | Constrained, otherwise capacity available =178 kW | --> | C17 ex ERRIGAL | Errigal [T41,T422] | SHANKILL |  | 54.0711 | -7.0874
068715 | MV/LV Substation CO***715 |  | 10 kV | _ | LV | 630 kVA :Building Structure | 0.63 | --> | 0.63 | 0 | 0 | Constrained, otherwise capacity available =590 kVA | --> | 0.598 | 0 | 0 | 0.5 | 0 |  | --> | C21 ex CAMDEN ROW | Camden Row [T41] | FRANCIS STREET |  | 53.339 | -6.263
031370Y | MV/LV Substation HI***370Y |  | 10 kV | _ | LV | 1000 kVA :Building Structure | 1 | --> | 1 | 0 | 0 | Constrained, otherwise capacity available =885 kVA | --> | 0.95 | 0 | 0 | 0 | 0 | Constrained, otherwise capacity available =934 kW | --> | C21 ex COLLIGAN | Colligan [T41,T42] | DUNGARVAN |  | 52.0901 | -7.622
2604005 | MV/LV Substation KN***4005 |  | 20 kV | _ | LV | 50 kVA :Pole Substation | 0.05 | --> | 0.05 | 0.036 | 1.67 |  | --> | 0.048 | 0 | 0 | 0.046 | 0 |  | --> | E13 ex NEWPORT | Newport [T421] | CARROWBEG |  | 53.9154 | -9.5051
0534115 | MV/LV Substation J ***4115 |  | 20 kV | _ | LV | 630 kVA :Building Structure | 0.63 | --> | 0.63 | 0 | 0.89 |  | --> | 0.598 | 0 | 0.005 | 0 | 0 | Constrained, otherwise capacity available =293 kW | --> | E24 ex BIRR | Birr [T41,T422] | DALLOW |  | 53.1379 | -7.8131
068062X | MV/LV Substation SW***062X |  | 10 kV | _ | LV | 630 kVA :Building Structure | 0.63 | --> | 0.63 | 0 | 28.43 |  | --> | 0.598 | 0 | 0 | 0.488 | 0 |  | --> | C04 ex BEDFORD ROW | Bedford Row [T41,T42,T43,T44] | FRANCIS STREET |  | 53.3428 | -6.2611
0694075 | MV/LV Substation ST***4075 |  | 10 kV | _ | LV | 400 kVA :Kiosk Substation | 0.4 | --> | 0.4 | 0 | 0 | Constrained, otherwise capacity available =386 kVA | --> | 0.38 | 0 | 0 | 0.378 | 0 |  | --> | C17 ex BALLYBODEN | Ballyboden [T41,T42] | COOKSTOWN |  | 53.2748 | -6.3101
015494Z | MV/LV Substation MI***494Z |  | 10 kV | _ | LV | 100 kVA :Pole Substation | 0.1 | --> | 0.1 | 0.1 | 12.6 |  | --> | 0.095 | 0 | 0 | 0.095 | 0 |  | --> | C18 ex MONREAD | Monread [T101,T102] | MONREAD |  | 53.2275 | -6.6944
0644446 | MV/LV Substation BE***4446 |  | 10 kV | _ | LV | 630 kVA :Kiosk Substation | 0.63 | --> | 0.63 | 0 | 0 | Constrained, otherwise capacity available =614 kVA | --> | 0.598 | 0 | 0.012 | 0 | 0 | Constrained, otherwise capacity available =587 kW | --> | C21 ex TERMONFECKIN ROAD | Termonfeckin Road [T41,T42] | DRYBRIDGE |  | 53.7308 | -6.322
1204248 | MV/LV Substation TE***4248 |  | 20 kV | _ | LV | 200 kVA :Pole Substation | 0.2 | --> | 0.2 | 0 | 0 | Constrained, otherwise capacity available =163 kVA | --> | 0.19 | 0 | 0.005 | 0 | 0 | Constrained, otherwise capacity available =181 kW | --> | E14 ex EDENDERRY | Edenderry [T421,T422] | BLAKE |  | 53.3433 | -6.9378
012262Y | MV/LV Substation SE***262Y |  | 10 kV | _ | LV | 630 kVA :Building Structure | 0.63 | --> | 0.63 | 0 | 0 | Constrained, otherwise capacity available =516 kVA | --> | 0.598 | 0 | 0 | 0 | 0 | Constrained, otherwise capacity available =583 kW | --> | C17 ex POLLERTON | Pollerton [T41,T42] | CARLOW |  | 52.841 | -6.928
192686 | MV/LV Substation ST***686 |  | 20 kV | _ | LV | 100 kVA :Pole Substation | 0.1 | --> | 0.1 | 0.097 | 1.7 |  | --> | 0.095 | 0 | 0 | 0 | 0 | Constrained, otherwise capacity available =94 kW | --> | E15 ex GWEEDORE | Gweedore [T421] | ARDNAGAPPARY |  | 55.135 | -8.1006
1674006 | MV/LV Substation RY***4006 |  | 20 kV | _ | LV | 50 kVA :Pole Substation | 0.05 | --> | 0.05 | 0 | 0 | Constrained, otherwise capacity available =27 kVA | --> | 0.048 | 0 | 0 | 0 | 0 | Constrained, otherwise capacity available =44 kW | --> | E12 ex WHITECHURCH | Whitechurch [T421,T422] | KILBARRY |  | 51.9936 | -8.5084
001137X | MV/LV Substation TR***137X |  | 10 kV | _ | LV | 630 kVA :Building Structure | 0.63 | --> | 0.63 | 0 | 0 | Constrained, otherwise capacity available =450 kVA | --> | 0.598 | 0 | 0 | 0.5 | 0 |  | --> | C12 ex DUNDRUM | Dundrum [T41,T42] | BLACKROCK |  | 53.2983 | -6.2319
082845X | MV/LV Substation BA***845X |  | 20 kV | _ | LV | 50 kVA :Pole Substation | 0.05 | --> | 0.05 | 0 | 0 | Constrained, otherwise capacity available =48 kVA | --> | 0.048 | 0 | 0.004 | 0 | 0 | Constrained, otherwise capacity available =44 kW | --> | E16 ex ACADEMY STREET | Academy Street [T421,T422,T44] | NAVAN |  | 53.6294 | -6.6783
049174X | MV/LV Substation CO***174X |  | 10 kV | _ | LV | 50 kVA :Pole Substation | 0.05 | --> | 0.05 | 0.046 | 0.13 |  | --> | 0.048 | 0 | 0 | 0 | 0 | Constrained, otherwise capacity available =47 kW | --> | C14 ex BALLYMAHON | Ballymahon [T41,T42] | ATHLONE |  | 53.5921 | -7.7221
0194062 | MV/LV Substation RO***4062 |  | 10 kV | _ | LV | 630 kVA :Kiosk Substation | 0.63 | --> | 0.63 | 0.047 | 0.05 | Constrained, otherwise capacity available =458 kVA | --> | 0.598 | 0 | 0 | 0 | 0 | Constrained, otherwise capacity available =575 kW | --> | C12 ex BALLYBEGGAN | Ballybeggan [T43,T44] | TRALEE |  | 52.2658 | -9.6748
001752 | MV/LV Substation TA***752 |  | 10 kV | _ | LV | 200 kVA :Kiosk Substation | 0.2 | --> | 0.2 | 0 | 0 | Constrained, otherwise capacity available =135 kVA | --> | 0.19 | 0 | 0.045 | 0.148 | 0 |  | --> | C15 ex DUNDRUM | Dundrum [T41,T42] | BLACKROCK |  | 53.2917 | -6.2423
052867X | MV/LV Substation CO***867X |  | 20 kV | _ | LV | 50 kVA :Pole Substation | 0.05 | --> | 0.05 | 0 | 0 | Constrained, otherwise capacity available =44 kVA | --> | 0.048 | 0 | 0 | 0 | 0 | Constrained, otherwise capacity available =47 kW | --> | E19 ex EDENDERRY | Edenderry [T421,T422] | BLAKE |  | 53.4629 | -7.1196
068895X | MV/LV Substation ME***895X |  | 10 kV | _ | LV | 630 kVA :Building Structure | 0.63 | --> | 0.63 | 0 | 0 | Constrained, otherwise capacity available =576 kVA | --> | 0.598 | 0 | 0 | 0.5 | 0 |  | --> | C19 ex CAMDEN ROW | Camden Row [T41] | FRANCIS STREET |  | 53.3382 | -6.2675
0684268 | MV/LV Substation DO***4268 |  | 10 kV | _ | LV | 1000 kVA :Building Structure | 1 | --> | 1 | 0 | 0 | Constrained, otherwise capacity available =892 kVA | --> | 0.95 | 0 | 0 | 0.5 | 0 |  | --> | C18 ex PHIBSBORO | Phibsboro [T41,T42] | FINGLAS |  | 53.352 | -6.2657
117469X | MV/LV Substation HA***469X |  | 20 kV | _ | LV | 630 kVA :Kiosk Substation | 0.63 | --> | 0.63 | 0 | 0 | Constrained, otherwise capacity available =452 kVA | --> | 0.598 | 0 | 0 | 0 | 0 | Constrained, otherwise capacity available =574 kW | --> | E20 ex COLLOONEY | Collooney [T421,T422] | SLIGO |  | 54.2143 | -8.5189
043506X | MV/LV Substation IR***506X |  | 20 kV | _ | LV | 50 kVA :Pole Substation | 0.05 | --> | 0.05 | 0.05 | 0.43 |  | --> | 0.048 | 0 | 0 | 0 | 0 | Constrained, otherwise capacity available =47 kW | --> | C20 ex SWINFORD | Swinford [T41,T42] | CASTLEBAR |  | 53.8468 | -8.8409
281940Z | MV/LV Substation CI***940Z |  | 10 kV | _ | LV | 1000 kVA :Building Structure | 1 | --> | 1 | 0.5 | 6.78 |  | --> | 0.95 | 0 | 0 | 0.5 | 0 |  | --> | C25 ex CASTLEVIEW | Castleview [T101,T102] | CASTLEVIEW |  | 51.8859 | -8.4057
068339 | MV/LV Substation ST***339 |  | 10 kV | _ | LV | 1000 kVA :Building Structure | 1 | --> | 1 | 0.5 | 0.98 |  | --> | 0.95 | 0 | 0 | 0.5 | 0 |  | --> | C12 ex LEESON STREET | Leeson Street [T41,T42] | MILLTOWN (DR) |  | 53.3381 | -6.262
022545 | MV/LV Substation PU***545 |  | 10 kV | _ | LV | 50 kVA :Pole Substation | 0.05 | --> | 0.05 | 0.046 | 2.24 |  | --> | 0.048 | 0 | 0 | 0 | 0 | Constrained, otherwise capacity available =47 kW | --> | C13 ex CASTLETOWNROCHE | Castletownroche [T41] | MALLOW |  | 52.1552 | -8.505
151947 | MV/LV Substation BA***947 |  | 10 kV | _ | LV | 50 kVA :Pole Substation | 0.05 | --> | 0.05 | 0 | 0 | Constrained, otherwise capacity available =25 kVA | --> | 0.048 | 0 | 0 | 0.044 | 0 |  | --> | C12 ex BRUFF | Bruff [T42,T421] | LIMERICK |  | 52.5188 | -8.4177
036721X | MV/LV Substation RA***721X |  | 20 kV | _ | LV | 50 kVA :Pole Substation | 0.05 | --> | 0.05 | 0 | 0 | Constrained, otherwise capacity available =50 kVA | --> | 0.048 | 0 | 0 | 0 | 0 | Constrained, otherwise capacity available =47 kW | --> | E19 ex GARRANACANTY | Garranacanty [T421,T422] | TIPPERARY |  | 52.4389 | -8.0785
157163X | MV/LV Substation DR***163X |  | 20 kV | _ | LV | 100 kVA :Pole Substation | 0.1 | --> | 0.1 | 0.099 | 1.55 |  | --> | 0.095 | 0 | 0 | 0 | 0 | Constrained, otherwise capacity available =95 kW | --> | E17 ex CARRIGALLEN | Carrigallen [T421] | CARRICK ON SHANNON |  | 53.9612 | -7.7595
067961Y | MV/LV Substation QU***961Y |  | 10 kV | _ | LV | 200 kVA :Kiosk Substation | 0.2 | --> | 0.2 | 0 | 0 | Constrained, otherwise capacity available =175 kVA | --> | 0.19 | 0 | 0 | 0 | 0 | Constrained, otherwise capacity available =186 kW | --> | C13 ex DOCK ROAD | Dock Road [T41,T42] | LIMERICK |  | 52.6359 | -8.6713
243019 | MV/LV Substation AU***019 |  | 20 kV | _ | LV | 100 kVA :Pole Substation | 0.1 | --> | 0.1 | 0 | 0 | Constrained, otherwise capacity available =53 kVA | --> | 0.095 | 0 | 0.004 | 0 | 0 | Constrained, otherwise capacity available =85 kW | --> | E18 ex INCH | Inch [T421,T422] | OUGHTRAGH |  | 52.1519 | -10.0472
068346X | MV/LV Substation GO***346X |  | 10 kV | _ | LV | 630 kVA :Kiosk Substation | 0.63 | --> | 0.63 | 0.5 | 1.47 |  | --> | 0.598 | 0 | 0 | 0.5 | 0 |  | --> | C20 ex MARROWBONE LANE | Marrowbone Lane [T42] | INCHICORE 220KV |  | 53.3372 | -6.3202
243520 | MV/LV Substation AU***520 |  | 20 kV | _ | LV | 50 kVA :Pole Substation | 0.05 | --> | 0.05 | 0 | 0 | Constrained, otherwise capacity available =42 kVA | --> | 0.048 | 0 | 0.005 | 0 | 0 | Constrained, otherwise capacity available =43 kW | --> | E17 ex INCH | Inch [T421,T422] | OUGHTRAGH |  | 52.2355 | -9.983
093079Z | MV/LV Substation SA***079Z |  | 10 kV | _ | LV | 200 kVA :Pole Substation | 0.2 | --> | 0.2 | 0 | 0 | Constrained, otherwise capacity available =174 kVA | --> | 0.19 | 0 | 0.029 | 0.165 | 0 |  | --> | C13 ex POPPINTREE | Poppintree [T101,T102] | FINGLAS |  | 53.4286 | -6.3016
120443Y | MV/LV Substation FO***443Y |  | 20 kV | _ | LV | 50 kVA :Pole Substation | 0.05 | --> | 0.05 | 0 | 0 | Constrained, otherwise capacity available =50 kVA | --> | 0.048 | 0 | 0 | 0 | 0 | Constrained, otherwise capacity available =47 kW | --> | E19 ex EDENDERRY | Edenderry [T421,T422] | BLAKE |  | 53.4516 | -7.0791
0194029 | MV/LV Substation BA***4029 |  | 10 kV | _ | LV | 50 kVA :Pole Substation | 0.05 | --> | 0.05 | 0.047 | 0.05 | Constrained, otherwise capacity available =48 kVA | --> | 0.048 | 0 | 0 | 0 | 0 | Constrained, otherwise capacity available =47 kW | --> | C12 ex BALLYBEGGAN | Ballybeggan [T43,T44] | TRALEE |  | 52.2624 | -9.6607
281815Z | MV/LV Substation TH***815Z |  | 10 kV | _ | LV | 400 kVA :Kiosk Substation | 0.4 | --> | 0.4 | 0 | 0 | Constrained, otherwise capacity available =332 kVA | --> | 0.38 | 0 | 0.018 | 0 | 0 | Constrained, otherwise capacity available =357 kW | --> | C18 ex DOUGLAS | Douglas [T41,T42] | TRABEG |  | 51.8622 | -8.4091
365227 | MV/LV Substation NE***227 |  | 10 kV | _ | LV | 200 kVA :Pole Substation | 0.2 | --> | 0.2 | 0 | 0 | Constrained, otherwise capacity available =141 kVA | --> | 0.19 | 0 | 0 | 0.182 | 0 |  | --> | C12 ex SAGGART | Saggart [T41,T42] | GRANGE CASTLE |  | 53.2838 | -6.4743
009118Y | MV/LV Substation NE***118Y |  | 10 kV | _ | LV | 50 kVA :Pole Substation | 0.05 | --> | 0.05 | 0 | 0 | Constrained, otherwise capacity available =42 kVA | --> | 0.048 | 0 | 0.008 | 0 | 0 | Constrained, otherwise capacity available =40 kW | --> | C12 ex GRANAGH | Granagh [T41,T42] | WATERFORD |  | 52.2955 | -7.2543
034776X | MV/LV Substation PO***776X |  | 10 kV | _ | LV | 400 kVA :Kiosk Substation | 0.4 | --> | 0.4 | 0.304 | 5.88 |  | --> | 0.38 | 0 | 0 | 0 | 0 | Constrained, otherwise capacity available =367 kW | --> | C13 ex ARDGEEHA | Ardgeeha [T41,T42] | DOON |  | 52.3613 | -7.6972
158005Y | MV/LV Substation BA***005Y |  | 20 kV | _ | LV | 50 kVA :Pole Substation | 0.05 | --> | 0.05 | 0 | 0 | Constrained, otherwise capacity available =43 kVA | --> | 0.048 | 0 | 0 | 0 | 0 | Constrained, otherwise capacity available =46 kW | --> | C22 ex ENNISTYMON | Ennistymon [T41,T42] | ENNIS |  | 53.0121 | -9.3663
265888X | MV/LV Substation DO***888X |  | 20 kV | _ | LV | 100 kVA :Pole Substation | 0.1 | --> | 0.1 | 0.066 | 0.07 | Constrained, otherwise capacity available =92 kVA | --> | 0.095 | 0 | 0 | 0 | 0 | Constrained, otherwise capacity available =94 kW | --> | E17 ex BALLYCONNELL | Ballyconnell [T421,T422] | GORTAWEE |  | 54.1191 | -7.5874
119170 | MV/LV Substation CO***170 |  | 20 kV | _ | LV | 100 kVA :Pole Substation | 0.1 | --> | 0.1 | 0 | 0 | Constrained, otherwise capacity available =99 kVA | --> | 0.095 | 0 | 0 | 0 | 0 | Constrained, otherwise capacity available =95 kW | --> | C18 ex KANTURK | Kanturk [T41,T42] | GLENLARA |  | 52.0987 | -8.8695
0154356 | MV/LV Substation ST***4356 |  | 10 kV | _ | LV | 630 kVA :Kiosk Substation | 0.63 | --> | 0.63 | 0 | 0 | Constrained, otherwise capacity available =630 kVA | --> | 0.598 | 0 | 0 | 0 | 0 | Constrained, otherwise capacity available =598 kW | --> | C11 ex NAAS | Naas [T41,T42] | KILTEEL |  | 53.2137 | -6.6449
023076Y | MV/LV Substation DU***076Y |  | 10 kV | _ | LV | 200 kVA :Kiosk Substation | 0.2 | --> | 0.2 | 0 | 0 | Constrained, otherwise capacity available =163 kVA | --> | 0.19 | 0 | 0.019 | 0 | 0 | Constrained, otherwise capacity available =171 kW | --> | C20 ex COOLCARRON | Coolcarron [T41,T42] | BARRYMORE |  | 52.1307 | -8.2939
288182 | MV/LV Substation TR***182 |  | 10 kV | _ | LV | 400 kVA :Kiosk Substation | 0.4 | --> | 0.4 | 0 | 0 | Constrained, otherwise capacity available =244 kVA | --> | 0.38 | 0 | 0.01 | 0.351 | 0 |  | --> | C20 ex DUNDRUM | Dundrum [T41,T42] | BLACKROCK |  | 53.2905 | -6.2442
495380 | MV/LV Substation SR***380 |  | 20 kV | _ | LV | 50 kVA :Pole Substation | 0.05 | --> | 0.05 | 0.046 | 1.5 |  | --> | 0.048 | 0 | 0.017 | 0.034 | 0 |  | --> | E17 ex ACHILL | Achill [T422] | CARROWBEG |  | 53.9267 | -9.9375
365213X | MV/LV Substation CU***213X |  | 10 kV | _ | LV | 400 kVA :Kiosk Substation | 0.4 | --> | 0.4 | 0 | 0 | Constrained, otherwise capacity available =263 kVA | --> | 0.38 | 0 | 0 | 0.361 | 0 |  | --> | C18 ex WHITESTOWN | Whitestown [T41,T42] | COOKSTOWN |  | 53.2734 | -6.3777
0544016 | MV/LV Substation TO***4016 |  | 10 kV | _ | LV | 200 kVA :Pole Substation | 0.2 | --> | 0.2 | 0 | 0 | Constrained, otherwise capacity available =102 kVA | --> | 0.19 | 0 | 0 | 0 | 0 | Constrained, otherwise capacity available =176 kW | --> | C12 ex MOUNTRATH | Mountrath [T41,T42] | PORTLAOISE |  | 53.0016 | -7.3912
001058 | MV/LV Substation DU***058 |  | 10 kV | _ | LV | 400 kVA :Kiosk Substation | 0.4 | --> | 0.4 | 0 | 0 | Constrained, otherwise capacity available =296 kVA | --> | 0.38 | 0 | 0.064 | 0.318 | 0 |  | --> | C14 ex DUNDRUM | Dundrum [T41,T42] | BLACKROCK |  | 53.2925 | -6.2447
3654034 | MV/LV Substation BR***4034 |  | 10 kV | _ | LV | 400 kVA :Kiosk Substation | 0.4 | --> | 0.4 | 0 | 0 | Constrained, otherwise capacity available =397 kVA | --> | 0.38 | 0 | 0 | 0.38 | 0 |  | --> | C19 ex BELGARD | Belgard [T41,T42] | COOKSTOWN |  | 53.2958 | -6.362
082797Y | MV/LV Substation CA***797Y |  | 20 kV | _ | LV | 50 kVA :Pole Substation | 0.05 | --> | 0.05 | 0 | 0 | Constrained, otherwise capacity available =47 kVA | --> | 0.048 | 0 | 0 | 0 | 0 | Constrained, otherwise capacity available =47 kW | --> | E16 ex ACADEMY STREET | Academy Street [T421,T422,T44] | NAVAN |  | 53.5785 | -6.6259
025641X | MV/LV Substation GA***641X |  | 20 kV | _ | LV | 50 kVA :Pole Substation | 0.05 | --> | 0.05 | 0.05 | 2.96 |  | --> | 0.048 | 0 | 0 | 0 | 0 | Constrained, otherwise capacity available =48 kW | --> | E11 ex CHARLEVILLE | Charleville [T421,T422] | CHARLEVILLE |  | 52.4111 | -8.6614
0824100 | MV/LV Substation LI***4100 |  | 20 kV | _ | LV | 50 kVA :Pole Substation | 0.05 | --> | 0.05 | 0 | 0 | Constrained, otherwise capacity available =46 kVA | --> | 0.048 | 0 | 0 | 0 | 0 | Constrained, otherwise capacity available =47 kW | --> | E11 ex ACADEMY STREET | Academy Street [T421,T422,T44] | NAVAN |  | 53.6044 | -6.5957
052197Y | MV/LV Substation RA***197Y |  | 10 kV | _ | LV | 50 kVA :Pole Substation | 0.05 | --> | 0.05 | 0 | 0 | Constrained, otherwise capacity available =49 kVA | --> | 0.048 | 0 | 0 | 0 | 0 | Constrained, otherwise capacity available =47 kW | --> | C23 ex BALLINDERRY | Ballinderry [T41,T422] | MULLINGAR |  | 53.547 | -7.292
054525Y | MV/LV Substation CL***525Y |  | 10 kV | _ | LV | 50 kVA :Pole Substation | 0.05 | --> | 0.05 | 0 | 0 | Constrained, otherwise capacity available =47 kVA | --> | 0.048 | 0 | 0 | 0 | 0 | Constrained, otherwise capacity available =47 kW | --> | C12 ex MOUNTRATH | Mountrath [T41,T42] | PORTLAOISE |  | 53.0146 | -7.3526
196600 | MV/LV Substation WH***600 |  | 10 kV | _ | LV | 100 kVA :Pole Substation | 0.1 | --> | 0.1 | 0 | 0 | Constrained, otherwise capacity available =81 kVA | --> | 0.095 | 0 | 0 | 0 | 0 | Constrained, otherwise capacity available =92 kW | --> | C15 ex TRIM | Trim [T41,T42] | NAVAN |  | 53.562 | -6.7948
023804Y | MV/LV Substation BL***804Y |  | 10 kV | _ | LV | 400 kVA :Building Structure | 0.4 | --> | 0.4 | 0 | 0 | Constrained, otherwise capacity available =350 kVA | --> | 0.38 | 0 | 0 | 0 | 0 | Constrained, otherwise capacity available =373 kW | --> | C13 ex FERMOY NORTH | Fermoy North [T41,T42] | BARRYMORE |  | 52.1458 | -8.2763
001001X | MV/LV Substation MT***001X |  | 10 kV | _ | LV | 200 kVA :Kiosk Substation | 0.2 | --> | 0.2 | 0.198 | 1.16 |  | --> | 0.19 | 0 | 0 | 0.19 | 0 |  | --> | C20 ex MOUNT MERRION | Mount Merrion [T41,T42] | CARRICKMINES |  | 53.2938 | -6.2226
132025 | MV/LV Substation CA***025 |  | 10 kV | _ | LV | 400 kVA :Kiosk Substation | 0.4 | --> | 0.4 | 0 | 0 | Constrained, otherwise capacity available =326 kVA | --> | 0.38 | 0 | 0.021 | 0 | 0 | Constrained, otherwise capacity available =354 kW | --> | C17 ex LOUGHREA | Loughrea [T41,T42] | SOMERSET |  | 53.2034 | -8.5638
281225Z | MV/LV Substation DU***225Z |  | 10 kV | _ | LV | 400 kVA :Kiosk Substation | 0.4 | --> | 0.4 | 0 | 0 | Constrained, otherwise capacity available =307 kVA | --> | 0.38 | 0 | 0.019 | 0 | 0 | Constrained, otherwise capacity available =353 kW | --> | C18 ex DOUGLAS | Douglas [T41,T42] | TRABEG |  | 51.8705 | -8.4037
734010 | MV/LV Substation AE***010 |  | 20 kV | _ | LV | 630 kVA :Building Structure | 0.63 | --> | 0.63 | 0 | 0 | Constrained, otherwise capacity available =304 kVA | --> | 0.598 | 0 | 0 | 0 | 0 | Constrained, otherwise capacity available =552 kW | --> | E60 ex GRANGE CASTLE |  |  |  | 53.2909 | -6.4653
071470 | MV/LV Substation BA***470 |  | 10 kV | _ | LV | 50 kVA :Pole Substation | 0.05 | --> | 0.05 | 0.029 | 5.58 |  | --> | 0.048 | 0 | 0.005 | 0.041 | 0 |  | --> | C13 ex KILCOOLE | Kilcoole [T41,T42] | FASSAROE |  | 53.0976 | -6.0886
055607Y | MV/LV Substation CA***607Y |  | 10 kV | _ | LV | 50 kVA :Pole Substation | 0.05 | --> | 0.05 | 0 | 0 | Constrained, otherwise capacity available =48 kVA | --> | 0.048 | 0 | 0 | 0 | 0 | Constrained, otherwise capacity available =47 kW | --> | C18 ex MOUNTRATH | Mountrath [T41,T42] | PORTLAOISE |  | 53.0025 | -7.5876
049754Y | MV/LV Substation MO***754Y |  | 10 kV | _ | LV | 50 kVA :Pole Substation | 0.05 | --> | 0.05 | 0.042 | 0.13 |  | --> | 0.048 | 0 | 0 | 0 | 0 | Constrained, otherwise capacity available =46 kW | --> | C14 ex BALLYMAHON | Ballymahon [T41,T42] | ATHLONE |  | 53.6185 | -7.7257
017613X | MV/LV Substation KI***613X |  | 20 kV | _ | LV | 50 kVA :Pole Substation | 0.05 | --> | 0.05 | 0.027 | 1.98 |  | --> | 0.048 | 0 | 0 | 0 | 0 | Constrained, otherwise capacity available =44 kW | --> | E14 ex RATHKEALE | Rathkeale [T421,T422] | RATHKEALE |  | 52.461 | -8.7392
120727Y | MV/LV Substation CL***727Y |  | 20 kV | _ | LV | 400 kVA :Kiosk Substation | 0.4 | --> | 0.4 | 0 | 0 | Constrained, otherwise capacity available =263 kVA | --> | 0.38 | 0 | 0.033 | 0 | 0 | Constrained, otherwise capacity available =336 kW | --> | E14 ex EDENDERRY | Edenderry [T421,T422] | BLAKE |  | 53.3416 | -6.9494
039884X | MV/LV Substation CO***884X |  | 10 kV | _ | LV | 630 kVA :Building Structure | 0.63 | --> | 0.63 | 0 | 0 | Constrained, otherwise capacity available =544 kVA | --> | 0.598 | 0 | 0 | 0 | 0 | Constrained, otherwise capacity available =587 kW | --> | C13 ex HEADFORD ROAD | Headford Road [T41,T42] | GALWAY 110KV |  | 53.2863 | -9.0394
207567 | MV/LV Substation PR***567 |  | 10 kV | _ | LV | 200 kVA :Pole Substation | 0.2 | --> | 0.2 | 0.175 | 3.38 |  | --> | 0.19 | 0 | 0.006 | 0 | 0 | Constrained, otherwise capacity available =182 kW | --> | C19 ex GLENGOOLE | Glengoole [T41] | THURLES |  | 52.5886 | -7.5646
024873X | MV/LV Substation CO***873X |  | 10 kV | _ | LV | 200 kVA :Pole Substation | 0.2 | --> | 0.2 | 0.183 | 2.14 |  | --> | 0.19 | 0 | 0 | 0 | 0 | Constrained, otherwise capacity available =188 kW | --> | C13 ex BUTTEVANT | Buttevant [T41,T42] | MALLOW |  | 52.234 | -8.6666
059852 | MV/LV Substation DR***852 |  | 20 kV | _ | LV | 50 kVA :Pole Substation | 0.05 | --> | 0.05 | 0 | 0 | Constrained, otherwise capacity available =49 kVA | --> | 0.048 | 0 | 0 | 0 | 0 | Constrained, otherwise capacity available =47 kW | --> | E11 ex CAVAN | Cavan [T42,T421] | SHANKILL |  | 54.0856 | -7.2084
042083 | MV/LV Substation MA***083 |  | 20 kV | _ | LV | 50 kVA :Pole Substation | 0.05 | --> | 0.05 | 0 | 0 | Constrained, otherwise capacity available =50 kVA | --> | 0.048 | 0 | 0 | 0 | 0 | Constrained, otherwise capacity available =48 kW | --> | E17 ex WINDSOR | Windsor [T421,T422] | CASTLEBAR |  | 53.841 | -9.1741
252708X | MV/LV Substation BA***708X |  | 10 kV | _ | LV | 100 kVA :Pole Substation | 0.1 | --> | 0.1 | 0.058 | 1.32 |  | --> | 0.095 | 0 | 0 | 0.089 | 0 |  | --> | C15 ex CLIFDEN | Clifden [T41,T42] | SCREEB |  | 53.4846 | -10.0227
022838X | MV/LV Substation SP***838X |  | 10 kV | _ | LV | 200 kVA :Pole Substation | 0.2 | --> | 0.2 | 0.2 | 2.24 |  | --> | 0.19 | 0 | 0 | 0 | 0 | Constrained, otherwise capacity available =190 kW | --> | C13 ex CASTLETOWNROCHE | Castletownroche [T41] | MALLOW |  | 52.1393 | -8.5674
167488Z | MV/LV Substation CO***488Z |  | 20 kV | _ | LV | 630 kVA :Building Structure | 0.63 | --> | 0.63 | 0 | 0 | Constrained, otherwise capacity available =598 kVA | --> | 0.598 | 0 | 0 | 0 | 0 | Constrained, otherwise capacity available =596 kW | --> | E12 ex WHITECHURCH | Whitechurch [T421,T422] | KILBARRY |  | 52.0492 | -8.4717
120478X | MV/LV Substation PA***478X |  | 20 kV | _ | LV | 50 kVA :Pole Substation | 0.05 | --> | 0.05 | 0 | 0 | Constrained, otherwise capacity available =50 kVA | --> | 0.048 | 0 | 0 | 0 | 0 | Constrained, otherwise capacity available =48 kW | --> | E14 ex EDENDERRY | Edenderry [T421,T422] | BLAKE |  | 53.3434 | -6.9288
068050X | MV/LV Substation CH***050X |  | 10 kV | _ | LV | 400 kVA :Building Structure | 0.4 | --> | 0.4 | 0.247 | 28.43 |  | --> | 0.38 | 0 | 0 | 0.359 | 0 |  | --> | C44 ex BEDFORD ROW | Bedford Row [T41,T42,T43,T44] | FRANCIS STREET |  | 53.3423 | -6.271
368403X | MV/LV Substation TH***403X |  | 10 kV | _ | LV | 200 kVA :Kiosk Substation | 0.2 | --> | 0.2 | 0 | 0 | Constrained, otherwise capacity available =133 kVA | --> | 0.19 | 0 | 0 | 0 | 0 | Constrained, otherwise capacity available =181 kW | --> | C17 ex BALLYHAUNIS | Ballyhaunis [T41,T42] | DALTON |  | 53.7615 | -8.7754
001860 | MV/LV Substation RO***860 |  | 10 kV | _ | LV | 400 kVA :Kiosk Substation | 0.4 | --> | 0.4 | 0 | 0 | Constrained, otherwise capacity available =332 kVA | --> | 0.38 | 0 | 0 | 0.371 | 0 |  | --> | C12 ex DUNDRUM | Dundrum [T41,T42] | BLACKROCK |  | 53.2966 | -6.2377
068852 | MV/LV Substation ME***852 |  | 10 kV | _ | LV | 400 kVA :Building Structure | 0.4 | --> | 0.4 | 0.101 | 28.43 |  | --> | 0.38 | 0 | 0.023 | 0.32 | 0 |  | --> | C39 ex BEDFORD ROW | Bedford Row [T41,T42,T43,T44] | FRANCIS STREET |  | 53.3385 | -6.2539
064275Y | MV/LV Substation TH***275Y |  | 10 kV | _ | LV | 400 kVA :Kiosk Substation | 0.4 | --> | 0.4 | 0 | 0 | Constrained, otherwise capacity available =376 kVA | --> | 0.38 | 0 | 0.004 | 0 | 0 | Constrained, otherwise capacity available =374 kW | --> | C15 ex TERMONFECKIN ROAD | Termonfeckin Road [T41,T42] | DRYBRIDGE |  | 53.7186 | -6.3329
0174062 | MV/LV Substation GR***4062 |  | 20 kV | _ | LV | 200 kVA :Pole Substation | 0.2 | --> | 0.2 | 0.151 | 1.98 |  | --> | 0.19 | 0 | 0 | 0 | 0 | Constrained, otherwise capacity available =183 kW | --> | E14 ex RATHKEALE | Rathkeale [T421,T422] | RATHKEALE |  | 52.4571 | -8.7593
036153Y | MV/LV Substation RO***153Y |  | 20 kV | _ | LV | 50 kVA :Pole Substation | 0.05 | --> | 0.05 | 0 | 0 | Constrained, otherwise capacity available =44 kVA | --> | 0.048 | 0 | 0 | 0 | 0 | Constrained, otherwise capacity available =47 kW | --> | E19 ex GARRANACANTY | Garranacanty [T421,T422] | TIPPERARY |  | 52.4163 | -8.1079
068468 | MV/LV Substation GR***468 |  | 10 kV | _ | LV | 1000 kVA :Building Structure | 1 | --> | 1 | 0.5 | 28.43 |  | --> | 0.95 | 0 | 0 | 0.5 | 0 |  | --> | C39 ex BEDFORD ROW | Bedford Row [T41,T42,T43,T44] | FRANCIS STREET |  | 53.3387 | -6.2554
032978 | MV/LV Substation BA***978 |  | 20 kV | _ | LV | 50 kVA :Pole Substation | 0.05 | --> | 0.05 | 0 | 0 | Constrained, otherwise capacity available =40 kVA | --> | 0.048 | 0 | 0.005 | 0 | 0 | Constrained, otherwise capacity available =42 kW | --> | C21 ex TRAMORE | Tramore [T41,T42] | BUTLERSTOWN |  | 52.1598 | -7.3711
018285Z | MV/LV Substation CA***285Z |  | 20 kV | _ | LV | 200 kVA :Pole Substation | 0.2 | --> | 0.2 | 0.194 | 3.75 |  | --> | 0.19 | 0 | 0 | 0 | 0 | Constrained, otherwise capacity available =189 kW | --> | C14 ex SMEARLA | Smearla [T41,T42] | TRIEN |  | 52.4522 | -9.3898
012772X | MV/LV Substation CL***772X |  | 20 kV | _ | LV | 50 kVA :Pole Substation | 0.05 | --> | 0.05 | 0.049 | 1.99 |  | --> | 0.048 | 0 | 0 | 0 | 0 | Constrained, otherwise capacity available =47 kW | --> | C19 ex GRAIGUE | Graigue [T41,T42] | CARLOW |  | 52.7927 | -6.9487
180079Y | MV/LV Substation EX***079Y |  | 10 kV | _ | LV | 630 kVA :Building Structure | 0.63 | --> | 0.63 | 0.462 | 3.27 |  | --> | 0.598 | 0 | 0.003 | 0 | 0 | Constrained, otherwise capacity available =573 kW | --> | C12 ex LLOYD | Lloyd [T41,T42] | NAVAN |  | 53.7297 | -6.8827
158883 | MV/LV Substation BA***883 |  | 20 kV | _ | LV | 50 kVA :Pole Substation | 0.05 | --> | 0.05 | 0 | 0 | Constrained, otherwise capacity available =47 kVA | --> | 0.048 | 0 | 0 | 0 | 0 | Constrained, otherwise capacity available =47 kW | --> | C22 ex ENNISTYMON | Ennistymon [T41,T42] | ENNIS |  | 52.9865 | -9.2296
067739Y | MV/LV Substation DR***739Y |  | 20 kV | _ | LV | 100 kVA :Pole Substation | 0.1 | --> | 0.1 | 0 | 0 | Constrained, otherwise capacity available =62 kVA | --> | 0.095 | 0 | 0 | 0 | 0 | Constrained, otherwise capacity available =90 kW | --> | E17 ex DRUMLINE | Drumline [T421,T422] | DRUMLINE |  | 52.7234 | -8.86
067093Y | MV/LV Substation TH***093Y |  | 20 kV | _ | LV | 200 kVA :Kiosk Substation | 0.2 | --> | 0.2 | 0 | 0 | Constrained, otherwise capacity available =140 kVA | --> | 0.19 | 0 | 0.038 | 0 | 0 | Constrained, otherwise capacity available =154 kW | --> | E09 ex BRUFF |  |  |  | 52.5903 | -8.5474
192477X | MV/LV Substation BE***477X |  | 20 kV | _ | LV | 50 kVA :Pole Substation | 0.05 | --> | 0.05 | 0.048 | 1.7 |  | --> | 0.048 | 0 | 0.005 | 0 | 0 | Constrained, otherwise capacity available =44 kW | --> | E15 ex GWEEDORE | Gweedore [T421] | ARDNAGAPPARY |  | 55.1155 | -8.1438
082221Z | MV/LV Substation ST***221Z |  | 10 kV | _ | LV | 50 kVA :Pole Substation | 0.05 | --> | 0.05 | 0 | 0 | Constrained, otherwise capacity available =50 kVA | --> | 0.048 | 0 | 0 | 0 | 0 | Constrained, otherwise capacity available =48 kW | --> | C30 ex ACADEMY STREET | Academy Street [T421,T422,T44] | NAVAN |  | 53.6487 | -6.674
048974 | MV/LV Substation FE***974 |  | 20 kV | _ | LV | 100 kVA :Pole Substation | 0.1 | --> | 0.1 | 0.083 | 2.03 |  | --> | 0.095 | 0 | 0.013 | 0 | 0 | Constrained, otherwise capacity available =83 kW | --> | E15 ex MOHILL | Mohill [T421,T422] | CARRICK ON SHANNON |  | 54.0207 | -7.8332
056105Y | MV/LV Substation CO***105Y |  | 10 kV | _ | LV | 400 kVA :Building Structure | 0.4 | --> | 0.4 | 0.347 | 0.89 |  | --> | 0.38 | 0 | 0 | 0 | 0 | Constrained, otherwise capacity available =373 kW | --> | C19 ex BIRR | Birr [T41,T422] | DALLOW |  | 53.0977 | -7.9003
068931 | MV/LV Substation EA***931 |  | 10 kV | _ | LV | 630 kVA :Building Structure | 0.63 | --> | 0.63 | 0.5 | 0.98 |  | --> | 0.598 | 0 | 0 | 0.5 | 0 |  | --> | C20 ex LEESON STREET | Leeson Street [T41,T42] | MILLTOWN (DR) |  | 53.3351 | -6.2564
0144110 | MV/LV Substation BA***4110 |  | 20 kV | _ | LV | 50 kVA :Pole Substation | 0.05 | --> | 0.05 | 0.05 | 0.63 |  | --> | 0.048 | 0 | 0 | 0 | 0 | Constrained, otherwise capacity available =48 kW | --> | E12 ex KILCULLEN | Kilcullen [T41,T42,T424] | STRATFORD |  | 53.0862 | -6.818
220312X | MV/LV Substation WO***312X |  | 10 kV | _ | LV | 50 kVA :Pole Substation | 0.05 | --> | 0.05 | 0.05 | 1.36 |  | --> | 0.048 | 0 | 0 | 0 | 0 | Constrained, otherwise capacity available =47 kW | --> | C11 ex CROSSMOLINA | Crossmolina [T41,T42] | MOY |  | 54.0891 | -9.314
036500 | MV/LV Substation KN***500 |  | 20 kV | _ | LV | 100 kVA :Pole Substation | 0.1 | --> | 0.1 | 0 | 0 | Constrained, otherwise capacity available =87 kVA | --> | 0.095 | 0 | 0.003 | 0 | 0 | Constrained, otherwise capacity available =91 kW | --> | E20 ex GARRANACANTY | Garranacanty [T421,T422] | TIPPERARY |  | 52.5476 | -8.0151
039245 | MV/LV Substation TE***245 |  | 10 kV | _ | LV | 400 kVA :Building Structure | 0.4 | --> | 0.4 | 0 | 0 | Constrained, otherwise capacity available =177 kVA | --> | 0.38 | 0 | 0.056 | 0 | 0 | Constrained, otherwise capacity available =307 kW | --> | C13 ex HEADFORD ROAD | Headford Road [T41,T42] | GALWAY 110KV |  | 53.2849 | -9.0438
117401 | MV/LV Substation MA***401 |  | 20 kV | _ | LV | 50 kVA :Pole Substation | 0.05 | --> | 0.05 | 0 | 0 | Constrained, otherwise capacity available =24 kVA | --> | 0.048 | 0 | 0 | 0 | 0 | Constrained, otherwise capacity available =44 kW | --> | E18 ex COLLOONEY | Collooney [T421,T422] | SLIGO |  | 54.1752 | -8.461
013959Y | MV/LV Substation HO***959Y |  | 10 kV | _ | LV | 400 kVA :Kiosk Substation | 0.4 | --> | 0.4 | 0.121 | 0.12 | Constrained, otherwise capacity available =357 kVA | --> | 0.38 | 0 | 0.005 | 0.37 | 0 |  | --> | C20 ex ATHY | Athy [T101,T102] | ATHY |  | 52.998 | -6.9748
049093Z | MV/LV Substation PA***093Z |  | 20 kV | _ | LV | 630 kVA :Kiosk Substation | 0.63 | --> | 0.63 | 0.456 | 1.31 |  | --> | 0.598 | 0 | 0.005 | 0 | 0 | Constrained, otherwise capacity available =571 kW | --> | C17 ex ROOSKY | Roosky [T41] | RICHMOND |  | 53.7794 | -8.1026
0684089 | MV/LV Substation BO***4089 |  | 10 kV | _ | LV | 630 kVA :Building Structure | 0.63 | --> | 0.63 | 0.5 | 11.14 |  | --> | 0.598 | 0 | 0 | 0.5 | 0 |  | --> | C19 ex CABRA | Cabra [T101,T102] | FINGLAS |  | 53.3731 | -6.2968
030261X | MV/LV Substation RO***261X |  | 10 kV | _ | LV | 50 kVA :Pole Substation | 0.05 | --> | 0.05 | 0 | 0 | Constrained, otherwise capacity available =46 kVA | --> | 0.048 | 0 | 0 | 0 | 0 | Constrained, otherwise capacity available =47 kW | --> | E19 ex FOXHOLE | Foxhole [T421,T422] | DUNGARVAN |  | 52.0922 | -7.9943
253637Y | MV/LV Substation K/***637Y |  | 20 kV | _ | LV | 200 kVA :Pole Substation | 0.2 | --> | 0.2 | 0 | 0 | Constrained, otherwise capacity available =120 kVA | --> | 0.19 | 0 | 0.017 | 0 | 0 | Constrained, otherwise capacity available =166 kW | --> | E16 ex GLENAMADDY | Glenamaddy [T422] | ATHLONE |  | 53.6053 | -8.5619
066231 | MV/LV Substation MA***231 |  | 10 kV | _ | LV | 400 kVA :Kiosk Substation | 0.4 | --> | 0.4 | 0 | 0 | Constrained, otherwise capacity available =321 kVA | --> | 0.38 | 0 | 0.032 | 0.345 | 0 |  | --> | C11 ex HOWTH JUNCTION | Howth Junction [T41,T42] | GRANGE (DR) |  | 53.3788 | -6.1628
068498X | MV/LV Substation LU***498X |  | 10 kV | _ | LV | 1000 kVA :Building Structure | 1 | --> | 1 | 0.5 | 9.02 |  | --> | 0.95 | 0 | 0 | 0.5 | 0 |  | --> | C20 ex MISERY HILL | Misery Hill [T101,T102] | POOLBEG |  | 53.3462 | -6.2547
001166 | MV/LV Substation LA***166 |  | 10 kV | _ | LV | 200 kVA :Kiosk Substation | 0.2 | --> | 0.2 | 0.146 | 0.86 |  | --> | 0.19 | 0 | 0.044 | 0.15 | 0 |  | --> | C21 ex BELFIELD | Belfield [T41,T42] | BLACKROCK |  | 53.3014 | -6.2372
017005Y | MV/LV Substation ST***005Y |  | 20 kV | _ | LV | 200 kVA :Pole Substation | 0.2 | --> | 0.2 | 0.17 | 1.98 |  | --> | 0.19 | 0 | 0 | 0 | 0 | Constrained, otherwise capacity available =186 kW | --> | E14 ex RATHKEALE | Rathkeale [T421,T422] | RATHKEALE |  | 52.4724 | -8.7562
0094190 | MV/LV Substation SE***4190 |  | 20 kV | _ | LV | 630 kVA :Building Structure | 0.63 | --> | 0.63 | 0.5 | 3.76 |  | --> | 0.598 | 0 | 0.092 | 0 | 0 | Constrained, otherwise capacity available =512 kW | --> | E16 ex BELVIEW | Belview [T421,T422] | WATERFORD |  | 52.2768 | -7.0389
023094 | MV/LV Substation GL***094 |  | 20 kV | _ | LV | 50 kVA :Pole Substation | 0.05 | --> | 0.05 | 0 | 0 | Constrained, otherwise capacity available =43 kVA | --> | 0.048 | 0 | 0 | 0 | 0 | Constrained, otherwise capacity available =46 kW | --> | C14 ex FERMOY NORTH | Fermoy North [T41,T42] | BARRYMORE |  | 52.1819 | -8.2772
050340X | MV/LV Substation SH***340X |  | 10 kV | _ | LV | 400 kVA :Kiosk Substation | 0.4 | --> | 0.4 | 0 | 0 | Constrained, otherwise capacity available =197 kVA | --> | 0.38 | 0 | 0 | 0 | 0 | Constrained, otherwise capacity available =353 kW | --> | C14 ex ATHLONE | Athlone [T41,T42] | ATHLONE |  | 53.4217 | -7.9509
288193X | MV/LV Substation DU***193X |  | 10 kV | _ | LV | 1000 kVA :Building Structure | 1 | --> | 1 | 0.5 | 19.52 |  | --> | 0.95 | 0 | 0 | 0.5 | 0 |  | --> | C22 ex TANEY | Taney [T101,T102] | CARRICKMINES |  | 53.2879 | -6.2416
015103Z | MV/LV Substation KI***103Z |  | 20 kV | _ | LV | 50 kVA :Pole Substation | 0.05 | --> | 0.05 | 0 | 0 | Constrained, otherwise capacity available =39 kVA | --> | 0.048 | 0 | 0.005 | 0 | 0 | Constrained, otherwise capacity available =42 kW | --> | E13 ex BLESSINGTON | Blessington [T421,T422] | KILTEEL |  | 53.1619 | -6.552
069798 | MV/LV Substation DI***798 |  | 10 kV | _ | LV | 1000 kVA :Building Structure | 1 | --> | 1 | 0 | 0 | Constrained, otherwise capacity available =939 kVA | --> | 0.95 | 0 | 0 | 0.5 | 0 |  | --> | C13 ex BALLYBODEN | Ballyboden [T41,T42] | COOKSTOWN |  | 53.293 | -6.2806
081491Z | MV/LV Substation AC***491Z |  | 10 kV | _ | LV | 1000 kVA :Building Structure | 1 | --> | 1 | 0 | 0 | Constrained, otherwise capacity available =731 kVA | --> | 0.95 | 0 | 0 | 0.5 | 0 |  | --> | C31 ex SEMPERIT | Semperit [T41,T42,T43] | GRANGE CASTLE |  | 53.3323 | -6.3793
2934018 | MV/LV Substation KI***4018 |  | 20 kV | _ | LV | 50 kVA :Pole Substation | 0.05 | --> | 0.05 | 0 | 0 | Constrained, otherwise capacity available =50 kVA | --> | 0.048 | 0 | 0 | 0 | 0 | Constrained, otherwise capacity available =48 kW | --> | E17 ex BALTINGLASS | Baltinglass [T421,T422] | STRATFORD |  | 52.9009 | -6.6056
022793X | MV/LV Substation HA***793X |  | 10 kV | _ | LV | 400 kVA :Kiosk Substation | 0.4 | --> | 0.4 | 0.216 | 4.55 |  | --> | 0.38 | 0 | 0.056 | 0 | 0 | Constrained, otherwise capacity available =313 kW | --> | C21 ex MALLOW | Mallow [T41,T42] | MALLOW |  | 52.1506 | -8.6303
165419X | MV/LV Substation GE***419X |  | 10 kV | _ | LV | 50 kVA :Pole Substation | 0.05 | --> | 0.05 | 0.044 | 0.88 |  | --> | 0.048 | 0 | 0 | 0 | 0 | Constrained, otherwise capacity available =47 kW | --> | C21 ex ROSS CARBERY | Ross Carbery [T41,T42] | DUNMANWAY |  | 51.6572 | -8.9877
093118Y | MV/LV Substation CA***118Y |  | 10 kV | _ | LV | 200 kVA :Kiosk Substation | 0.2 | --> | 0.2 | 0 | 0 | Constrained, otherwise capacity available =171 kVA | --> | 0.19 | 0 | 0 | 0.186 | 0 |  | --> | C22 ex GRANGE (DR) | Grange (dr) [T41,T42] | GRANGE (DR) |  | 53.406 | -6.2017
019561 | MV/LV Substation SI***561 |  | 10 kV | _ | LV | 50 kVA :Pole Substation | 0.05 | --> | 0.05 | 0.05 | 1.54 |  | --> | 0.048 | 0 | 0 | 0 | 0 | Constrained, otherwise capacity available =48 kW | --> | C22 ex BALLYARD | Ballyard [T41,T42] | TRALEE |  | 52.2417 | -9.7706
060564X | MV/LV Substation CO***564X |  | 10 kV | _ | LV | 50 kVA :Pole Substation | 0.05 | --> | 0.05 | 0.039 | 2.57 |  | --> | 0.048 | 0 | 0.004 | 0 | 0 | Constrained, otherwise capacity available =43 kW | --> | C17 ex ERRIGAL | Errigal [T41,T422] | SHANKILL |  | 54.0834 | -7.1006
068633 | MV/LV Substation HA***633 |  | 10 kV | _ | LV | 400 kVA :Building Structure | 0.4 | --> | 0.4 | 0.2 | 9.99 |  | --> | 0.38 | 0 | 0 | 0.352 | 0 |  | --> | C24 ex HAROLDS CROSS | Harolds Cross [T101,T102] | POOLBEG |  | 53.3321 | -6.2614
2884208 | MV/LV Substation IR***4208 |  | 10 kV | _ | LV | 400 kVA :Kiosk Substation | 0.4 | --> | 0.4 | 0.041 | 0.04 | Constrained, otherwise capacity available =400 kVA | --> | 0.38 | 0 | 0 | 0.38 | 0 |  | --> | C21 ex LITTLE BRAY | Little Bray [T41,T42] | FASSAROE |  | 53.2074 | -6.1491
004019Y | MV/LV Substation TH***019Y |  | 10 kV | _ | LV | 400 kVA :Kiosk Substation | 0.4 | --> | 0.4 | 0.305 | 18.08 |  | --> | 0.38 | 0 | 0.044 | 0.334 | 0 |  | --> | C19 ex ARKLOW | Arklow [T101,T102] | ARKLOW |  | 52.807 | -6.1442
007838 | MV/LV Substation KN***838 |  | 20 kV | _ | LV | 50 kVA :Pole Substation | 0.05 | --> | 0.05 | 0.047 | 16.12 |  | --> | 0.048 | 0 | 0 | 0.047 | 0 |  | --> | E17 ex WEXFORD | Wexford [T121,T122] | WEXFORD |  | 52.3403 | -6.5728
1204232 | MV/LV Substation MO***4232 |  | 20 kV | _ | LV | 100 kVA :Pole Substation | 0.1 | --> | 0.1 | 0.064 | 3.5 |  | --> | 0.095 | 0 | 0.005 | 0 | 0 | Constrained, otherwise capacity available =86 kW | --> | E12 ex DUNFIRTH | Dunfirth [T122] | DUNFIRTH |  | 53.456 | -6.9307
012752 | MV/LV Substation WO***752 |  | 10 kV | _ | LV | 100 kVA :Pole Substation | 0.1 | --> | 0.1 | 0.095 | 1.99 |  | --> | 0.095 | 0 | 0.01 | 0 | 0 | Constrained, otherwise capacity available =87 kW | --> | C20 ex GRAIGUE | Graigue [T41,T42] | CARLOW |  | 52.8327 | -6.9711
3654213 | MV/LV Substation BL***4213 |  | 10 kV | _ | LV | 1000 kVA :Building Structure | 1 | --> | 1 | 0 | 0 | Constrained, otherwise capacity available =1000 kVA | --> | 0.95 | 0 | 0 | 0.5 | 0 |  | --> | C23 ex CITYWEST | Citywest [T101,T102] | INCHICORE 220KV |  | 53.2844 | -6.4261
0614069 | MV/LV Substation CO***4069 |  | 10 kV | _ | LV | 50 kVA :Pole Substation | 0.05 | --> | 0.05 | 0.033 | 2.04 |  | --> | 0.048 | 0 | 0 | 0 | 0 | Constrained, otherwise capacity available =45 kW | --> | C12 ex BALLYBAY | Ballybay [T41,T42] | LISDRUM |  | 54.1255 | -7.0434
033160 | MV/LV Substation BO***160 |  | 10 kV | _ | LV | 400 kVA :Kiosk Substation | 0.4 | --> | 0.4 | 0 | 0 | Constrained, otherwise capacity available =381 kVA | --> | 0.38 | 0 | 0 | 0.059 | 0 | Constrained, otherwise capacity available =377 kW | --> | C16 ex CREGG ROAD | Cregg Road [T41,T42] | BALLYDINE |  | 52.3507 | -7.3902
012721 | MV/LV Substation BE***721 |  | 10 kV | _ | LV | 100 kVA :Pole Substation | 0.1 | --> | 0.1 | 0 | 0 | Constrained, otherwise capacity available =80 kVA | --> | 0.095 | 0 | 0.017 | 0 | 0 | Constrained, otherwise capacity available =80 kW | --> | C20 ex POLLERTON | Pollerton [T41,T42] | CARLOW |  | 52.83 | -6.8705
015748Z | MV/LV Substation NE***748Z |  | 10 kV | _ | LV | 1000 kVA :Building Structure | 1 | --> | 1 | 0 | 0 | Constrained, otherwise capacity available =544 kVA | --> | 0.95 | 0 | 0 | 0 | 0 | Constrained, otherwise capacity available =886 kW | --> | C17 ex NAAS | Naas [T41,T42] | KILTEEL |  | 53.21 | -6.7012
001553 | MV/LV Substation CR***553 |  | 10 kV | _ | LV | 400 kVA :Kiosk Substation | 0.4 | --> | 0.4 | 0.203 | 0.86 |  | --> | 0.38 | 0 | 0 | 0.352 | 0 |  | --> | C13 ex BELFIELD | Belfield [T41,T42] | BLACKROCK |  | 53.31 | -6.216
017448X | MV/LV Substation KI***448X |  | 20 kV | _ | LV | 50 kVA :Pole Substation | 0.05 | --> | 0.05 | 0.05 | 1.98 |  | --> | 0.048 | 0 | 0 | 0 | 0 | Constrained, otherwise capacity available =48 kW | --> | E12 ex RATHKEALE | Rathkeale [T421,T422] | RATHKEALE |  | 52.4177 | -8.9096
082435Y | MV/LV Substation KI***435Y |  | 20 kV | _ | LV | 100 kVA :Pole Substation | 0.1 | --> | 0.1 | 0 | 0 | Constrained, otherwise capacity available =82 kVA | --> | 0.095 | 0 | 0.005 | 0 | 0 | Constrained, otherwise capacity available =89 kW | --> | E15 ex ACADEMY STREET | Academy Street [T421,T422,T44] | NAVAN |  | 53.6318 | -6.6655
1204172 | MV/LV Substation MU***4172 |  | 20 kV | _ | LV | 50 kVA :Pole Substation | 0.05 | --> | 0.05 | 0 | 0 | Constrained, otherwise capacity available =50 kVA | --> | 0.048 | 0 | 0 | 0 | 0 | Constrained, otherwise capacity available =48 kW | --> | E20 ex EDENDERRY | Edenderry [T421,T422] | BLAKE |  | 53.3528 | -7.1898
256018 | MV/LV Substation WE***018 |  | 10 kV | _ | LV | 200 kVA :Pole Substation | 0.2 | --> | 0.2 | 0.175 | 1.28 |  | --> | 0.19 | 0 | 0.003 | 0 | 0 | Constrained, otherwise capacity available =184 kW | --> | C17 ex CASTLEREA | Castlerea [T41,T42] | CARRICK ON SHANNON |  | 53.7617 | -8.4808
256135X | MV/LV Substation KN***135X |  | 10 kV | _ | LV | 200 kVA :Kiosk Substation | 0.2 | --> | 0.2 | 0.153 | 1.28 |  | --> | 0.19 | 0 | 0.002 | 0 | 0 | Constrained, otherwise capacity available =182 kW | --> | C17 ex CASTLEREA | Castlerea [T41,T42] | CARRICK ON SHANNON |  | 53.7633 | -8.4831
276973 | MV/LV Substation CO***973 |  | 10 kV | _ | LV | 630 kVA :Kiosk Substation | 0.63 | --> | 0.63 | 0.5 | 0.76 |  | --> | 0.598 | 0 | 0 | 0 | 0 | Constrained, otherwise capacity available =598 kW | --> | C12 ex WOODFORD | Woodford [T41,T42] | KNOCKEARAGH |  | 52.0692 | -9.4275
0144307 | MV/LV Substation FA***4307 |  | 10 kV | _ | LV | 50 kVA :Pole Substation | 0.05 | --> | 0.05 | 0 | 0 | Constrained, otherwise capacity available =50 kVA | --> | 0.048 | 0 | 0 | 0 | 0 | Constrained, otherwise capacity available =48 kW | --> | C19 ex KILDARE | Kildare [T41,T42] | NEWBRIDGE |  | 53.2016 | -6.9954
026093 | MV/LV Substation FI***093 |  | 10 kV | _ | LV | 50 kVA :Pole Substation | 0.05 | --> | 0.05 | 0 | 0 | Constrained, otherwise capacity available =49 kVA | --> | 0.048 | 0 | 0 | 0 | 0 | Constrained, otherwise capacity available =47 kW | --> | C21 ex KINSALE |  |  |  | 51.7177 | -8.5207
099533X | MV/LV Substation DA***533X |  | 10 kV | _ | LV | 200 kVA :Pole Substation | 0.2 | --> | 0.2 | 0 | 0 | Constrained, otherwise capacity available =199 kVA | --> | 0.19 | 0 | 0 | 0 | 0 | Constrained, otherwise capacity available =190 kW | --> | C12 ex CULLION | Cullion [T41,T42] | LETTERKENNY |  | 54.9395 | -7.7831
049121Z | MV/LV Substation TH***121Z |  | 10 kV | _ | LV | 630 kVA :Kiosk Substation | 0.63 | --> | 0.63 | 0.133 | 0.13 | Constrained, otherwise capacity available =525 kVA | --> | 0.598 | 0 | 0.017 | 0 | 0 | Constrained, otherwise capacity available =572 kW | --> | C18 ex BALLYMAHON | Ballymahon [T41,T42] | ATHLONE |  | 53.5591 | -7.7717
049987X | MV/LV Substation ST***987X |  | 10 kV | _ | LV | 100 kVA :Pole Substation | 0.1 | --> | 0.1 | 0.079 | 0.21 |  | --> | 0.095 | 0 | 0.008 | 0 | 0 | Constrained, otherwise capacity available =86 kW | --> | E19 ex LONGFORD | Longford [T421,T422] | RICHMOND |  | 53.6952 | -7.8178
001291 | MV/LV Substation MA***291 |  | 10 kV | _ | LV | 1000 kVA :Building Structure | 1 | --> | 1 | 0.5 | 1.55 |  | --> | 0.95 | 0 | 0.01 | 0.5 | 0 |  | --> | C17 ex MONKSTOWN | Monkstown [T41,T42] | BLACKROCK |  | 53.3013 | -6.1779
018662 | MV/LV Substation CO***662 |  | 10 kV | _ | LV | 50 kVA :Pole Substation | 0.05 | --> | 0.05 | 0.034 | 3.75 |  | --> | 0.048 | 0 | 0 | 0 | 0 | Constrained, otherwise capacity available =45 kW | --> | C12 ex SMEARLA | Smearla [T41,T42] | TRIEN |  | 52.4493 | -9.499
2484380 | MV/LV Substation MA***4380 |  | 20 kV | _ | LV | 200 kVA :Pole Substation | 0.2 | --> | 0.2 | 0 | 0 | Constrained, otherwise capacity available =156 kVA | --> | 0.19 | 0 | 0.006 | 0 | 0 | Constrained, otherwise capacity available =180 kW | --> | E14 ex KILCOCK | Kilcock [T421,T422] | GRIFFINRATH |  | 53.5404 | -6.6993
065618 | MV/LV Substation MA***618 |  | 10 kV | _ | LV | 100 kVA :Pole Substation | 0.1 | --> | 0.1 | 0 | 0 | Constrained, otherwise capacity available =82 kVA | --> | 0.095 | 0 | 0.013 | 0 | 0 | Constrained, otherwise capacity available =83 kW | --> | C16 ex LOUGHSHINNY | Loughshinny [T41,T42] | GLASMORE |  | 53.5606 | -6.1786
288062 | MV/LV Substation KI***062 |  | 10 kV | _ | LV | 50 kVA :Pole Substation | 0.05 | --> | 0.05 | 0 | 0 | Constrained, otherwise capacity available =10 kVA | --> | 0.048 | 0 | 0.002 | 0.04 | 0 |  | --> | C17 ex CARRICKMINES | Carrickmines [T41,T42] | CARRICKMINES |  | 53.2347 | -6.1914
139503X | MV/LV Substation KI***503X |  | 20 kV | _ | LV | 50 kVA :Pole Substation | 0.05 | --> | 0.05 | 0 | 0 | Constrained, otherwise capacity available =46 kVA | --> | 0.048 | 0 | 0.005 | 0 | 0 | Constrained, otherwise capacity available =43 kW | --> | E16 ex FINEA | Finea [T421,T422] | SHANKILL |  | 53.8399 | -7.4344
037519 | MV/LV Substation KN***519 |  | 10 kV | _ | LV | 50 kVA :Pole Substation | 0.05 | --> | 0.05 | 0.033 | 13.05 |  | --> | 0.048 | 0 | 0.028 | 0.024 | 0 |  | --> | C19 ex ENNIS | Ennis [T101,T102] | ENNIS |  | 52.8553 | -8.9404
377178 | MV/LV Substation VA***178 |  | 20 kV | _ | LV | 200 kVA :Pole Substation | 0.2 | --> | 0.2 | 0 | 0 | Constrained, otherwise capacity available =164 kVA | --> | 0.19 | 0 | 0 | 0 | 0 | Constrained, otherwise capacity available =185 kW | --> | E18 ex GURRANEBANE | Gurranebane [T421,T422] | OUGHTRAGH |  | 51.8856 | -10.3632
365853X | MV/LV Substation WO***853X |  | 10 kV | _ | LV | 200 kVA :Kiosk Substation | 0.2 | --> | 0.2 | 0 | 0 | Constrained, otherwise capacity available =137 kVA | --> | 0.19 | 0 | 0.01 | 0.174 | 0 |  | --> | C15 ex TYMON | Tymon [T41,T42] | COOKSTOWN |  | 53.2739 | -6.3217
0064271 | MV/LV Substation TE***4271 |  | 10 kV | _ | LV | 630 kVA :Kiosk Substation | 0.63 | --> | 0.63 | 0.5 | 1.29 |  | --> | 0.598 | 0 | 0.011 | 0 | 0 | Constrained, otherwise capacity available =584 kW | --> | C24 ex MONFIN | Monfin [T41,T42] | WEXFORD |  | 52.4935 | -6.5631
015134Z | MV/LV Substation SA***134Z |  | 10 kV | _ | LV | 400 kVA :Kiosk Substation | 0.4 | --> | 0.4 | 0 | 0 | Constrained, otherwise capacity available =264 kVA | --> | 0.38 | 0 | 0.085 | 0 | 0 | Constrained, otherwise capacity available =298 kW | --> | C14 ex SALLINS | Sallins [T41,T42] | GRIFFINRATH |  | 53.2523 | -6.6619
028480 | MV/LV Substation BA***480 |  | 10 kV | _ | LV | 50 kVA :Pole Substation | 0.05 | --> | 0.05 | 0 | 0 | Constrained, otherwise capacity available =44 kVA | --> | 0.048 | 0 | 0 | 0 | 0 | Constrained, otherwise capacity available =47 kW | --> | C13 ex COW CROSS |  |  |  | 51.8603 | -8.3257
093556Z | MV/LV Substation RO***556Z |  | 10 kV | _ | LV | 200 kVA :Kiosk Substation | 0.2 | --> | 0.2 | 0 | 0 | Constrained, otherwise capacity available =200 kVA | --> | 0.19 | 0 | 0 | 0 | 0 | Constrained, otherwise capacity available =190 kW | --> | C17 ex BALLYCOOLIN | Ballycoolin [T41,T42,T43] | FINGLAS |  | 53.4018 | -6.3339
065246Z | MV/LV Substation MC***246Z |  | 20 kV | _ | LV | 630 kVA :Building Structure | 0.63 | --> | 0.63 | 0 | 0 | Constrained, otherwise capacity available =502 kVA | --> | 0.598 | 0 | 0.1 | 0.5 | 0 |  | --> | C26 ex STEPHENSTOWN | Stephenstown [T101,T102] | FINGLAS |  | 53.557 | -6.2326
012905X | MV/LV Substation GI***905X |  | 10 kV | _ | LV | 400 kVA :Kiosk Substation | 0.4 | --> | 0.4 | 0 | 0 | Constrained, otherwise capacity available =289 kVA | --> | 0.38 | 0 | 0 | 0 | 0 | Constrained, otherwise capacity available =364 kW | --> | C19 ex POLLERTON | Pollerton [T41,T42] | CARLOW |  | 52.8344 | -6.9293
162243X | MV/LV Substation DR***243X |  | 10 kV | _ | LV | 50 kVA :Pole Substation | 0.05 | --> | 0.05 | 0.046 | 0.25 |  | --> | 0.048 | 0 | 0 | 0 | 0 | Constrained, otherwise capacity available =47 kW | --> | C16 ex ROSSGEIR | Rossgeir [T41,T42] | LETTERKENNY |  | 54.8816 | -7.5559
324497X | MV/LV Substation BA***497X |  | 10 kV | _ | LV | 100 kVA :Pole Substation | 0.1 | --> | 0.1 | 0 | 0 | Constrained, otherwise capacity available =15 kVA | --> | 0.095 | 0 | 0.005 | 0 | 0 | Constrained, otherwise capacity available =79 kW | --> | C17 ex BALLYGAR | Ballygar [T41,T42] | ATHLONE |  | 53.5216 | -8.3278
039382 | MV/LV Substation DE***382 |  | 10 kV | _ | LV | 400 kVA :Building Structure | 0.4 | --> | 0.4 | 0 | 0 | Constrained, otherwise capacity available =368 kVA | --> | 0.38 | 0 | 0 | 0.376 | 0 |  | --> | C19 ex GALWAY 110KV | Galway 110kv [T102,T103] | GALWAY 110KV |  | 53.2728 | -9.0323
068347 | MV/LV Substation DO***347 |  | 10 kV | _ | LV | 400 kVA :Building Structure | 0.4 | --> | 0.4 | 0 | 0 | Constrained, otherwise capacity available =226 kVA | --> | 0.38 | 0 | 0 | 0.356 | 0 |  | --> | C16 ex GLASNEVIN | Glasnevin [T41] | FINGLAS |  | 53.361 | -6.2732
093430Z | MV/LV Substation ST***430Z |  | 10 kV | _ | LV | 630 kVA :Building Structure | 0.63 | --> | 0.63 | 0 | 0 | Constrained, otherwise capacity available =481 kVA | --> | 0.598 | 0 | 0.075 | 0 | 0 | Constrained, otherwise capacity available =522 kW | --> | C17 ex BALLYCOOLIN | Ballycoolin [T41,T42,T43] | FINGLAS |  | 53.4 | -6.336
3654142 | MV/LV Substation TH***4142 |  | 10 kV | _ | LV | 400 kVA :Kiosk Substation | 0.4 | --> | 0.4 | 0 | 0 | Constrained, otherwise capacity available =400 kVA | --> | 0.38 | 0 | 0 | 0.38 | 0 |  | --> | C20 ex FORTUNESTOWN | Fortunestown [T101,T102] | INCHICORE 220KV |  | 53.2835 | -6.4209
063665X | MV/LV Substation BE***665X |  | 10 kV | _ | LV | 50 kVA :Pole Substation | 0.05 | --> | 0.05 | 0 | 0 | Constrained, otherwise capacity available =44 kVA | --> | 0.048 | 0 | 0 | 0 | 0 | Constrained, otherwise capacity available =47 kW | --> | C16 ex STICKILLEN | Stickillen [T41,T42] | DRYBRIDGE |  | 53.8098 | -6.5238
003311Y | MV/LV Substation RA***311Y |  | 10 kV | _ | LV | 50 kVA :Pole Substation | 0.05 | --> | 0.05 | 0.037 | 11.58 |  | --> | 0.048 | 0 | 0 | 0 | 0 | Constrained, otherwise capacity available =46 kW | --> | C23 ex BALLYBEG | Ballybeg [T101,T102] | CARRICKMINES |  | 52.9382 | -6.0997
081457Z | MV/LV Substation BO***457Z |  | 10 kV | _ | LV | 50 kVA :Pole Substation | 0.05 | --> | 0.05 | 0 | 0 | Constrained, otherwise capacity available =43 kVA | --> | 0.048 | 0 | 0 | 0 | 0 | Constrained, otherwise capacity available =47 kW | --> | C19 ex CELBRIDGE | Celbridge [T41,T42] | GRIFFINRATH |  | 53.3123 | -6.6204
150729 | MV/LV Substation TR***729 |  | 20 kV | _ | LV | 50 kVA :Pole Substation | 0.05 | --> | 0.05 | 0.047 | 3.96 |  | --> | 0.048 | 0 | 0 | 0 | 0 | Constrained, otherwise capacity available =47 kW | --> | E18 ex STRANORLAR | Stranorlar [T421,T422] | LETTERKENNY |  | 54.8083 | -7.7394
158927X | MV/LV Substation GO***927X |  | 10 kV | _ | LV | 50 kVA :Pole Substation | 0.05 | --> | 0.05 | 0.05 | 0.83 |  | --> | 0.048 | 0 | 0 | 0 | 0 | Constrained, otherwise capacity available =48 kW | --> | C18 ex MILLTOWN MALBAY | Milltown Malbay [T42] | TULLABRACK |  | 52.8434 | -9.4278
068554X | MV/LV Substation RA***554X |  | 10 kV | _ | LV | 1000 kVA :Building Structure | 1 | --> | 1 | 0.5 | 9.28 |  | --> | 0.95 | 0 | 0 | 0.5 | 0 |  | --> | C26 ex PEMBROKE | Pembroke [T41,T42,T43,T44] | RINGSEND |  | 53.3389 | -6.236
054143Z | MV/LV Substation AS***143Z |  | 10 kV | _ | LV | 200 kVA :Kiosk Substation | 0.2 | --> | 0.2 | 0 | 0 | Constrained, otherwise capacity available =126 kVA | --> | 0.19 | 0 | 0.015 | 0 | 0 | Constrained, otherwise capacity available =169 kW | --> | C20 ex PORTLAOISE | Portlaoise [T41,T42] | PORTLAOISE |  | 53.0365 | -7.2709
0564195 | MV/LV Substation TU***4195 |  | 20 kV | _ | LV | 50 kVA :Pole Substation | 0.05 | --> | 0.05 | 0.039 | 0.89 |  | --> | 0.048 | 0 | 0 | 0 | 0 | Constrained, otherwise capacity available =46 kW | --> | E24 ex BIRR | Birr [T41,T422] | DALLOW |  | 53.1089 | -7.899
3654219 | MV/LV Substation BL***4219 |  | 10 kV | _ | LV | 1000 kVA :Building Structure | 1 | --> | 1 | 0 | 0 | Constrained, otherwise capacity available =1000 kVA | --> | 0.95 | 0 | 0 | 0.5 | 0 |  | --> | C23 ex CITYWEST | Citywest [T101,T102] | INCHICORE 220KV |  | 53.2844 | -6.4261
055395Y | MV/LV Substation GL***395Y |  | 10 kV | _ | LV | 400 kVA :Kiosk Substation | 0.4 | --> | 0.4 | 0 | 0 | Constrained, otherwise capacity available =312 kVA | --> | 0.38 | 0 | 0.021 | 0 | 0 | Constrained, otherwise capacity available =352 kW | --> | C17 ex ROSCREA | Roscrea [T41,T42] | IKERRIN |  | 52.944 | -7.786
0734136 | MV/LV Substation AR***4136 |  | 20 kV | _ | LV | 630 kVA :Building Structure | 0.63 | --> | 0.63 | 0.491 | 7.61 |  | --> | 0.598 | 0 | 0 | 0 | 0 | Constrained, otherwise capacity available =579 kW | --> | C18 ex GARRYCASTLE | Garrycastle [T41,T42] | ATHLONE |  | 53.4009 | -7.8272
070103X | MV/LV Substation AH***103X |  | 10 kV | _ | LV | 50 kVA :Pole Substation | 0.05 | --> | 0.05 | 0.048 | 2.63 |  | --> | 0.048 | 0 | 0 | 0.047 | 0 |  | --> | C14 ex CLOONBANNIN | Cloonbannin [T42] | GLENLARA |  | 52.0956 | -9.1369
068812 | MV/LV Substation MA***812 |  | 10 kV | _ | LV | 630 kVA :Building Structure | 0.63 | --> | 0.63 | 0.34 | 1.47 |  | --> | 0.598 | 0 | 0.005 | 0.5 | 0 |  | --> | C15 ex MARROWBONE LANE | Marrowbone Lane [T42] | INCHICORE 220KV |  | 53.3392 | -6.2881
305816 | MV/LV Substation GA***816 |  | 10 kV | _ | LV | 100 kVA :Pole Substation | 0.1 | --> | 0.1 | 0.078 | 0.3 |  | --> | 0.095 | 0 | 0 | 0 | 0 | Constrained, otherwise capacity available =92 kW | --> | C15 ex BANAGHER | Banagher [T41,T42] | DALLOW |  | 53.1856 | -7.9788
017895X | MV/LV Substation CA***895X |  | 10 kV | _ | LV | 100 kVA :Pole Substation | 0.1 | --> | 0.1 | 0.079 | 1.05 |  | --> | 0.095 | 0 | 0.005 | 0 | 0 | Constrained, otherwise capacity available =88 kW | --> | C18 ex NEWCASTLEWEST | Newcastlewest [T41,T42] | RATHKEALE |  | 52.4324 | -9.0133
160395Y | MV/LV Substation CR***395Y |  | 10 kV | _ | LV | 200 kVA :Kiosk Substation | 0.2 | --> | 0.2 | 0 | 0 | Constrained, otherwise capacity available =162 kVA | --> | 0.19 | 0 | 0 | 0 | 0 | Constrained, otherwise capacity available =185 kW | --> | C15 ex PORTARLINGTON | Portarlington [T41,T42] | PORTLAOISE |  | 53.1564 | -7.1874
081486Z | MV/LV Substation AD***486Z |  | 20 kV | _ | LV | 400 kVA :Kiosk Substation | 0.4 | --> | 0.4 | 0 | 0 | Constrained, otherwise capacity available =385 kVA | --> | 0.38 | 0 | 0 | 0.378 | 0 |  | --> | E19 ex ADAMSTOWN | Adamstown [T121,T122] | INCHICORE 220KV |  | 53.3375 | -6.455
377770X | MV/LV Substation PA***770X |  | 20 kV | _ | LV | 100 kVA :Pole Substation | 0.1 | --> | 0.1 | 0 | 0 | Constrained, otherwise capacity available =88 kVA | --> | 0.095 | 0 | 0.003 | 0 | 0 | Constrained, otherwise capacity available =91 kW | --> | E18 ex GURRANEBANE | Gurranebane [T421,T422] | OUGHTRAGH |  | 51.924 | -10.2927
293799Z | MV/LV Substation DO***799Z |  | 20 kV | _ | LV | 50 kVA :Pole Substation | 0.05 | --> | 0.05 | 0 | 0 | Constrained, otherwise capacity available =48 kVA | --> | 0.048 | 0 | 0 | 0 | 0 | Constrained, otherwise capacity available =47 kW | --> | E17 ex BALTINGLASS | Baltinglass [T421,T422] | STRATFORD |  | 52.9022 | -6.6039
120136Y | MV/LV Substation GR***136Y |  | 10 kV | _ | LV | 100 kVA :Pole Substation | 0.1 | --> | 0.1 | 0 | 0 | Constrained, otherwise capacity available =54 kVA | --> | 0.095 | 0 | 0.009 | 0 | 0 | Constrained, otherwise capacity available =82 kW | --> | C18 ex BLAKE | Blake [T41,T42] | BLAKE |  | 53.2706 | -6.8215
122571 | MV/LV Substation NO***571 |  | 10 kV | _ | LV | 50 kVA :Pole Substation | 0.05 | --> | 0.05 | 0.028 | 4.18 |  | --> | 0.048 | 0 | 0 | 0 | 0 | Constrained, otherwise capacity available =44 kW | --> | C19 ex KINGSCOURT | Kingscourt [T41,T42] | MEATH HILL |  | 53.8257 | -6.7539
081300Z | MV/LV Substation BE***300Z |  | 10 kV | _ | LV | 400 kVA :Kiosk Substation | 0.4 | --> | 0.4 | 0 | 0 | Constrained, otherwise capacity available =257 kVA | --> | 0.38 | 0 | 0.04 | 0.33 | 0 |  | --> | C15 ex LUCAN EAST | Lucan East [T41,T42] | GRANGE CASTLE |  | 53.3536 | -6.4373
069438 | MV/LV Substation ID***438 |  | 10 kV | _ | LV | 400 kVA :Kiosk Substation | 0.4 | --> | 0.4 | 0.294 | 4.47 |  | --> | 0.38 | 0 | 0.06 | 0.321 | 0 |  | --> | C18 ex TEMPLEOGUE | Templeogue [T41,T42] | MILLTOWN (DR) |  | 53.2859 | -6.3163
127012Y | MV/LV Substation LO***012Y |  | 10 kV | _ | LV | 50 kVA :Pole Substation | 0.05 | --> | 0.05 | 0 | 0 | Constrained, otherwise capacity available =18 kVA | --> | 0.048 | 0 | 0.005 | 0 | 0 | Constrained, otherwise capacity available =39 kW | --> | C14 ex TEMPLEMORE | Templemore [T41,T42] | IKERRIN |  | 52.7878 | -7.7259
0644081 | MV/LV Substation RA***4081 |  | 20 kV | _ | LV | 50 kVA :Pole Substation | 0.05 | --> | 0.05 | 0 | 0 | Constrained, otherwise capacity available =45 kVA | --> | 0.048 | 0 | 0 | 0 | 0 | Constrained, otherwise capacity available =47 kW | --> | E21 ex SLANE | Slane [T421] | DRYBRIDGE |  | 53.6653 | -6.5225
065641 | MV/LV Substation HA***641 |  | 10 kV | _ | LV | 200 kVA :Pole Substation | 0.2 | --> | 0.2 | 0 | 0 | Constrained, otherwise capacity available =183 kVA | --> | 0.19 | 0 | 0 | 0 | 0 | Constrained, otherwise capacity available =188 kW | --> | C18 ex LOUGHSHINNY | Loughshinny [T41,T42] | GLASMORE |  | 53.5294 | -6.1125
052614Y | MV/LV Substation WA***614Y |  | 10 kV | _ | LV | 50 kVA :Pole Substation | 0.05 | --> | 0.05 | 0.009 | 1.25 |  | --> | 0.048 | 0 | 0.003 | 0 | 0 | Constrained, otherwise capacity available =39 kW | --> | C17 ex LOUGHANALLA | Loughanalla [T41,T42] | MULLINGAR |  | 53.6842 | -7.2965
180947X | MV/LV Substation AR***947X |  | 10 kV | _ | LV | 400 kVA :Kiosk Substation | 0.4 | --> | 0.4 | 0.35 | 0.68 |  | --> | 0.38 | 0 | 0.004 | 0 | 0 | Constrained, otherwise capacity available =370 kW | --> | C24 ex MULLAGH | Mullagh [T44] | MEATH HILL |  | 53.8122 | -6.9496
026416Y | MV/LV Substation KN***416Y |  | 10 kV | _ | LV | 50 kVA :Pole Substation | 0.05 | --> | 0.05 | 0 | 0 | Constrained, otherwise capacity available =35 kVA | --> | 0.048 | 0 | 0 | 0 | 0 | Constrained, otherwise capacity available =46 kW | --> | C18 ex KINSALE | Kinsale [T41,T42] | BANDON |  | 51.6879 | -8.5645
276023 | MV/LV Substation CO***023 |  | 10 kV | _ | LV | 200 kVA :Pole Substation | 0.2 | --> | 0.2 | 0.102 | 0.76 |  | --> | 0.19 | 0 | 0.002 | 0 | 0 | Constrained, otherwise capacity available =175 kW | --> | C11 ex WOODFORD | Woodford [T41,T42] | KNOCKEARAGH |  | 52.0582 | -9.4932
144514 | MV/LV Substation MU***514 |  | 10 kV | _ | LV | 50 kVA :Pole Substation | 0.05 | --> | 0.05 | 0 | 0 | Constrained, otherwise capacity available =39 kVA | --> | 0.048 | 0 | 0 | 0 | 0 | Constrained, otherwise capacity available =46 kW | --> | C11 ex CASTLECOMER | Castlecomer [T41,T42] | BALLYRAGGET |  | 52.745 | -7.2074
068172X | MV/LV Substation FI***172X |  | 10 kV | _ | LV | 630 kVA :Building Structure | 0.63 | --> | 0.63 | 0.5 | 9.02 |  | --> | 0.598 | 0 | 0 | 0.5 | 0 |  | --> | C16 ex MISERY HILL | Misery Hill [T101,T102] | POOLBEG |  | 53.3405 | -6.2273
054063X | MV/LV Substation SH***063X |  | 10 kV | _ | LV | 100 kVA :Pole Substation | 0.1 | --> | 0.1 | 0 | 0 | Constrained, otherwise capacity available =48 kVA | --> | 0.095 | 0 | 0.008 | 0 | 0 | Constrained, otherwise capacity available =82 kW | --> | C18 ex MOUNTRATH | Mountrath [T41,T42] | PORTLAOISE |  | 52.9995 | -7.4697
004103 | MV/LV Substation KI***103 |  | 10 kV | _ | LV | 50 kVA :Pole Substation | 0.05 | --> | 0.05 | 0.04 | 0.45 |  | --> | 0.048 | 0 | 0 | 0 | 0 | Constrained, otherwise capacity available =46 kW | --> | C15 ex KILMAGIG | Kilmagig [T42] | ARKLOW |  | 52.8518 | -6.3177
012854 | MV/LV Substation OL***854 |  | 10 kV | _ | LV | 400 kVA :Kiosk Substation | 0.4 | --> | 0.4 | 0 | 0 | Constrained, otherwise capacity available =344 kVA | --> | 0.38 | 0 | 0 | 0 | 0 | Constrained, otherwise capacity available =372 kW | --> | C14 ex POLLERTON | Pollerton [T41,T42] | CARLOW |  | 52.8412 | -6.9101
0174308 | MV/LV Substation NE***4308 |  | 20 kV | _ | LV | 400 kVA :Kiosk Substation | 0.4 | --> | 0.4 | 0.344 | 1.98 |  | --> | 0.38 | 0 | 0.005 | 0 | 0 | Constrained, otherwise capacity available =369 kW | --> | E14 ex RATHKEALE | Rathkeale [T421,T422] | RATHKEALE |  | 52.5293 | -8.713
069457 | MV/LV Substation MO***457 |  | 10 kV | _ | LV | 630 kVA :Kiosk Substation | 0.63 | --> | 0.63 | 0.482 | 4.47 |  | --> | 0.598 | 0 | 0.049 | 0.5 | 0 |  | --> | C20 ex TEMPLEOGUE | Templeogue [T41,T42] | MILLTOWN (DR) |  | 53.2825 | -6.3319
021132 | MV/LV Substation KI***132 |  | 10 kV | _ | LV | 50 kVA :Pole Substation | 0.05 | --> | 0.05 | 0 | 0 | Constrained, otherwise capacity available =39 kVA | --> | 0.048 | 0 | 0 | 0.046 | 0 |  | --> | C31 ex KILBARRY | Kilbarry [T101,T43] | KILBARRY |  | 51.9376 | -8.4752
2884163 | MV/LV Substation CA***4163 |  | 10 kV | _ | LV | 1000 kVA :Building Structure | 1 | --> | 1 | 0.041 | 0.04 | Constrained, otherwise capacity available =1000 kVA | --> | 0.95 | 0 | 0 | 0.5 | 0 |  | --> | C11 ex LITTLE BRAY | Little Bray [T41,T42] | FASSAROE |  | 53.2253 | -6.1228
081453X | MV/LV Substation AT***453X |  | 10 kV | _ | LV | 100 kVA :Pole Substation | 0.1 | --> | 0.1 | 0 | 0 | Constrained, otherwise capacity available =88 kVA | --> | 0.095 | 0 | 0 | 0.093 | 0 |  | --> | C13 ex BALGADDY | Balgaddy [T41,T42] | GRANGE CASTLE |  | 53.3459 | -6.4512
065484Z | MV/LV Substation KE***484Z |  | 10 kV | _ | LV | 400 kVA :Kiosk Substation | 0.4 | --> | 0.4 | 0 | 0 | Constrained, otherwise capacity available =371 kVA | --> | 0.38 | 0 | 0.019 | 0.362 | 0 |  | --> | C25 ex STEPHENSTOWN | Stephenstown [T101,T102] | FINGLAS |  | 53.5825 | -6.1347
161471 | MV/LV Substation SP***471 |  | 10 kV | _ | LV | 200 kVA :Pole Substation | 0.2 | --> | 0.2 | 0 | 0 | Constrained, otherwise capacity available =144 kVA | --> | 0.19 | 0 | 0.047 | 0 | 0 | Constrained, otherwise capacity available =148 kW | --> | C13 ex SPIDDAL |  |  |  | 53.2464 | -9.2853
139630Y | MV/LV Substation MC***630Y |  | 20 kV | _ | LV | 200 kVA :Pole Substation | 0.2 | --> | 0.2 | 0 | 0 | Constrained, otherwise capacity available =194 kVA | --> | 0.19 | 0 | 0 | 0 | 0 | Constrained, otherwise capacity available =189 kW | --> | E21 ex FINEA | Finea [T421,T422] | SHANKILL |  | 53.864 | -7.3166
127471X | MV/LV Substation ST***471X |  | 20 kV | _ | LV | 200 kVA :Pole Substation | 0.2 | --> | 0.2 | 0 | 0 | Constrained, otherwise capacity available =159 kVA | --> | 0.19 | 0 | 0.015 | 0 | 0 | Constrained, otherwise capacity available =173 kW | --> | C16 ex HOLYCROSS ROAD | Holycross Road [T41,T42] | THURLES |  | 52.6033 | -7.9583
0614070 | MV/LV Substation MU***4070 |  | 10 kV | _ | LV | 50 kVA :Pole Substation | 0.05 | --> | 0.05 | 0.05 | 2.04 |  | --> | 0.048 | 0 | 0 | 0 | 0 | Constrained, otherwise capacity available =48 kW | --> | C19 ex BALLYBAY | Ballybay [T41,T42] | LISDRUM |  | 54.0805 | -6.9193
156378Y | MV/LV Substation CO***378Y |  | 20 kV | _ | LV | 50 kVA :Pole Substation | 0.05 | --> | 0.05 | 0 | 0 | Constrained, otherwise capacity available =41 kVA | --> | 0.048 | 0 | 0 | 0 | 0 | Constrained, otherwise capacity available =46 kW | --> | C17 ex CLONES | Clones [T41,T42] | SHANKILL |  | 54.2214 | -7.0868
293199Y | MV/LV Substation TI***199Y |  | 20 kV | _ | LV | 100 kVA :Pole Substation | 0.1 | --> | 0.1 | 0 | 0 | Constrained, otherwise capacity available =76 kVA | --> | 0.095 | 0 | 0.005 | 0 | 0 | Constrained, otherwise capacity available =88 kW | --> | E20 ex BALTINGLASS | Baltinglass [T421,T422] | STRATFORD |  | 52.9858 | -6.8094
003450 | MV/LV Substation TH***450 |  | 10 kV | _ | LV | 100 kVA :Pole Substation | 0.1 | --> | 0.1 | 0.082 | 11.58 |  | --> | 0.095 | 0 | 0 | 0 | 0 | Constrained, otherwise capacity available =93 kW | --> | C23 ex BALLYBEG | Ballybeg [T101,T102] | CARRICKMINES |  | 52.924 | -6.1159
253070 | MV/LV Substation CO***070 |  | 10 kV | _ | LV | 400 kVA :Kiosk Substation | 0.4 | --> | 0.4 | 0 | 0 | Constrained, otherwise capacity available =369 kVA | --> | 0.38 | 0 | 0 | 0 | 0 | Constrained, otherwise capacity available =376 kW | --> | C13 ex TUAM SOUTH | Tuam South [T42] | CLOON |  | 53.5138 | -8.8532
050128 | MV/LV Substation SA***128 |  | 10 kV | _ | LV | 200 kVA :Pole Substation | 0.2 | --> | 0.2 | 0.05 | 7.61 |  | --> | 0.19 | 0 | 0.01 | 0 | 0 | Constrained, otherwise capacity available =161 kW | --> | C14 ex GARRYCASTLE | Garrycastle [T41,T42] | ATHLONE |  | 53.4253 | -7.9285
281726Z | MV/LV Substation TH***726Z |  | 20 kV | _ | LV | 400 kVA :Kiosk Substation | 0.4 | --> | 0.4 | 0.378 | 17.47 |  | --> | 0.38 | 0 | 0.015 | 0.366 | 0 |  | --> | E13 ex COOLROE | Coolroe [T121,T122] | COOLROE |  | 51.884 | -8.6225
0414080 | MV/LV Substation IR***4080 |  | 10 kV | _ | LV | 50 kVA :Pole Substation | 0.05 | --> | 0.05 | 0 | 0 | Constrained, otherwise capacity available =50 kVA | --> | 0.048 | 0 | 0 | 0 | 0 | Constrained, otherwise capacity available =48 kW | --> | E13 ex DALTON | Dalton [T421,T422] | DALTON |  | 53.7173 | -9.0043
050263Y | MV/LV Substation GA***263Y |  | 10 kV | _ | LV | 400 kVA :Kiosk Substation | 0.4 | --> | 0.4 | 0.245 | 7.61 |  | --> | 0.38 | 0 | 0 | 0 | 0 | Constrained, otherwise capacity available =358 kW | --> | C17 ex GARRYCASTLE | Garrycastle [T41,T42] | ATHLONE |  | 53.4159 | -7.895
0074296 | MV/LV Substation CR***4296 |  | 20 kV | _ | LV | 50 kVA :Pole Substation | 0.05 | --> | 0.05 | 0.05 | 1.4 |  | --> | 0.048 | 0 | 0 | 0 | 0 | Constrained, otherwise capacity available =48 kW | --> | E20 ex KILLINICK | Killinick [T421,T422] | WEXFORD |  | 52.2406 | -6.5024
081222X | MV/LV Substation ST***222X |  | 10 kV | _ | LV | 400 kVA :Kiosk Substation | 0.4 | --> | 0.4 | 0 | 0 | Constrained, otherwise capacity available =219 kVA | --> | 0.38 | 0 | 0.029 | 0.333 | 0 |  | --> | C11 ex LIFFEY VALLEY | Liffey Valley [T41,T42] | INCHICORE 220KV |  | 53.3467 | -6.4014
021643 | MV/LV Substation MA***643 |  | 20 kV | _ | LV | 50 kVA :Pole Substation | 0.05 | --> | 0.05 | 0 | 0 | Constrained, otherwise capacity available =35 kVA | --> | 0.048 | 0 | 0 | 0 | 0 | Constrained, otherwise capacity available =46 kW | --> | E21 ex CURRALEIGH | Curraleigh [T421,T422] | KILBARRY |  | 51.953 | -8.6561
062555Y | MV/LV Substation SA***555Y |  | 10 kV | _ | LV | 200 kVA :Kiosk Substation | 0.2 | --> | 0.2 | 0.121 | 2.33 |  | --> | 0.19 | 0 | 0.008 | 0 | 0 | Constrained, otherwise capacity available =173 kW | --> | C18 ex DUNDALK | Dundalk [T41,T42] | DUNDALK |  | 54.0177 | -6.4245
071911 | MV/LV Substation RO***911 |  | 10 kV | _ | LV | 50 kVA :Pole Substation | 0.05 | --> | 0.05 | 0.044 | 5.58 |  | --> | 0.048 | 0 | 0 | 0.047 | 0 |  | --> | C14 ex KILCOOLE | Kilcoole [T41,T42] | FASSAROE |  | 53.1186 | -6.0823
068517 | MV/LV Substation SI***517 |  | 10 kV | _ | LV | 400 kVA :Building Structure | 0.4 | --> | 0.4 | 0 | 0 | Constrained, otherwise capacity available =81 kVA | --> | 0.38 | 0 | 0.111 | 0.252 | 0 |  | --> | C14 ex WHITEHALL | Whitehall [T41] | FINGLAS |  | 53.3751 | -6.2394
042004 | MV/LV Substation BA***004 |  | 10 kV | _ | LV | 630 kVA :Building Structure | 0.63 | --> | 0.63 | 0 | 0 | Constrained, otherwise capacity available =311 kVA | --> | 0.598 | 0 | 0.055 | 0 | 0 | Constrained, otherwise capacity available =513 kW | --> | C13 ex KNOCKAPHUNTA | Knockaphunta [T41,T42] | CASTLEBAR |  | 53.8563 | -9.2876
046265X | MV/LV Substation RE***265X |  | 10 kV | _ | LV | 630 kVA :Building Structure | 0.63 | --> | 0.63 | 0.492 | 5.78 |  | --> | 0.598 | 0 | 0 | 0.5 | 0 |  | --> | C14 ex OAKFIELD | Oakfield [T41,T42] | SLIGO |  | 54.2517 | -8.4728
049095 | MV/LV Substation CA***095 |  | 10 kV | _ | LV | 100 kVA :Pole Substation | 0.1 | --> | 0.1 | 0.095 | 0.13 |  | --> | 0.095 | 0 | 0 | 0 | 0 | Constrained, otherwise capacity available =94 kW | --> | C11 ex BALLYMAHON | Ballymahon [T41,T42] | ATHLONE |  | 53.5651 | -7.7944
069305 | MV/LV Substation HI***305 |  | 10 kV | _ | LV | 630 kVA :Kiosk Substation | 0.63 | --> | 0.63 | 0.422 | 7.75 |  | --> | 0.598 | 0 | 0.035 | 0.5 | 0 |  | --> | C22 ex MILLTOWN (DR) | Milltown (dr) [T101,T102] | INCHICORE 220KV |  | 53.3128 | -6.2651
011797Z | MV/LV Substation KI***797Z |  | 10 kV | _ | LV | 100 kVA :Pole Substation | 0.1 | --> | 0.1 | 0.089 | 2.8 |  | --> | 0.095 | 0 | 0 | 0 | 0 | Constrained, otherwise capacity available =94 kW | --> | C13 ex PURCELLS INCH | Purcells Inch [T41,T42] | KILKENNY |  | 52.6072 | -7.221
002740 | MV/LV Substation BE***740 |  | 10 kV | _ | LV | 400 kVA :Building Structure | 0.4 | --> | 0.4 | 0.178 | 4.51 |  | --> | 0.38 | 0 | 0.197 | 0.203 | 0 |  | --> | C20 ex BOGHALL ROAD | Boghall Road [T41,T42] | FASSAROE |  | 53.1868 | -6.1025
002772 | MV/LV Substation AS***772 |  | 10 kV | _ | LV | 200 kVA :Kiosk Substation | 0.2 | --> | 0.2 | 0.121 | 2.36 |  | --> | 0.19 | 0 | 0.017 | 0.166 | 0 |  | --> | C16 ex BRAY | Bray [T41,T42] | FASSAROE |  | 53.1895 | -6.1364
012031Y | MV/LV Substation CA***031Y |  | 20 kV | _ | LV | 400 kVA :Kiosk Substation | 0.4 | --> | 0.4 | 0.337 | 1.99 |  | --> | 0.38 | 0 | 0 | 0 | 0 | Constrained, otherwise capacity available =371 kW | --> | C19 ex GRAIGUE | Graigue [T41,T42] | CARLOW |  | 52.8257 | -6.9378
038872 | MV/LV Substation CA***872 |  | 20 kV | _ | LV | 50 kVA :Pole Substation | 0.05 | --> | 0.05 | 0 | 0 | Constrained, otherwise capacity available =36 kVA | --> | 0.048 | 0 | 0 | 0 | 0 | Constrained, otherwise capacity available =46 kW | --> | E15 ex GORT | Gort [T41,T42] | ENNIS |  | 53.1146 | -8.7936
038492 | MV/LV Substation TA***492 |  | 20 kV | _ | LV | 50 kVA :Pole Substation | 0.05 | --> | 0.05 | 0 | 0 | Constrained, otherwise capacity available =34 kVA | --> | 0.048 | 0 | 0 | 0 | 0 | Constrained, otherwise capacity available =45 kW | --> | E15 ex GORT | Gort [T41,T42] | ENNIS |  | 53.1172 | -8.7928
007730Z | MV/LV Substation CL***730Z |  | 10 kV | _ | LV | 200 kVA :Kiosk Substation | 0.2 | --> | 0.2 | 0.177 | 0.9 |  | --> | 0.19 | 0 | 0.009 | 0 | 0 | Constrained, otherwise capacity available =180 kW | --> | C19 ex CLONARD | Clonard [T41,T42] | WEXFORD |  | 52.3245 | -6.4986
042037 | MV/LV Substation BA***037 |  | 10 kV | _ | LV | 100 kVA :Pole Substation | 0.1 | --> | 0.1 | 0 | 0 | Constrained, otherwise capacity available =65 kVA | --> | 0.095 | 0 | 0 | 0 | 0 | Constrained, otherwise capacity available =90 kW | --> | C13 ex KNOCKAPHUNTA | Knockaphunta [T41,T42] | CASTLEBAR |  | 53.8458 | -9.2889
067938Y | MV/LV Substation KI***938Y |  | 20 kV | _ | LV | 50 kVA :Pole Substation | 0.05 | --> | 0.05 | 0.05 | 13.8 |  | --> | 0.048 | 0 | 0 | 0.048 | 0 |  | --> | C14 ex SINGLAND | Singland [T101,T102] | SINGLAND |  | 52.6454 | -8.5273
063930 | MV/LV Substation BO***930 |  | 10 kV | _ | LV | 400 kVA :Kiosk Substation | 0.4 | --> | 0.4 | 0 | 0 | Constrained, otherwise capacity available =268 kVA | --> | 0.38 | 0 | 0.316 | 0 | 0 | Constrained, otherwise capacity available =136 kW | --> | C19 ex BALLYBAILIE | Ballybailie [T41,T42] | DUNDALK |  | 53.8548 | -6.5567
281196Z | MV/LV Substation NO***196Z |  | 20 kV | _ | LV | 200 kVA :Kiosk Substation | 0.2 | --> | 0.2 | 0.168 | 17.47 |  | --> | 0.19 | 0 | 0.031 | 0.163 | 0 |  | --> | E13 ex COOLROE | Coolroe [T121,T122] | COOLROE |  | 51.8862 | -8.6319
082625Y | MV/LV Substation BL***625Y |  | 10 kV | _ | LV | 400 kVA :Kiosk Substation | 0.4 | --> | 0.4 | 0 | 0 | Constrained, otherwise capacity available =338 kVA | --> | 0.38 | 0 | 0 | 0 | 0 | Constrained, otherwise capacity available =371 kW | --> | C30 ex ACADEMY STREET | Academy Street [T421,T422,T44] | NAVAN |  | 53.6568 | -6.6691
345894 | MV/LV Substation OR***894 |  | 20 kV | _ | LV | 50 kVA :Pole Substation | 0.05 | --> | 0.05 | 0 | 0 | Constrained, otherwise capacity available =43 kVA | --> | 0.048 | 0 | 0.005 | 0.043 | 0 |  | --> | E18 ex MANORHAMILTON | Manorhamilton [T422] | SLIGO |  | 54.3928 | -8.1199
071734 | MV/LV Substation OA***734 |  | 10 kV | _ | LV | 50 kVA :Pole Substation | 0.05 | --> | 0.05 | 0.035 | 5.58 |  | --> | 0.048 | 0 | 0.006 | 0.041 | 0 |  | --> | C11 ex KILCOOLE | Kilcoole [T41,T42] | FASSAROE |  | 53.0714 | -6.0686
365092 | MV/LV Substation SW***092 |  | 10 kV | _ | LV | 400 kVA :Building Structure | 0.4 | --> | 0.4 | 0 | 0 | Constrained, otherwise capacity available =302 kVA | --> | 0.38 | 0 | 0 | 0.366 | 0 |  | --> | C17 ex FORTUNESTOWN | Fortunestown [T101,T102] | INCHICORE 220KV |  | 53.2838 | -6.44
034915 | MV/LV Substation KN***915 |  | 20 kV | _ | LV | 200 kVA :Pole Substation | 0.2 | --> | 0.2 | 0.192 | 0.57 |  | --> | 0.19 | 0 | 0 | 0 | 0 | Constrained, otherwise capacity available =189 kW | --> | E23 ex LAWLESSTOWN | Lawlesstown [T42,T421] | DOON |  | 52.2332 | -7.7268
008212 | MV/LV Substation HU***212 |  | 10 kV | _ | LV | 100 kVA :Pole Substation | 0.1 | --> | 0.1 | 0.093 | 0.24 |  | --> | 0.095 | 0 | 0 | 0 | 0 | Constrained, otherwise capacity available =94 kW | --> | C14 ex ROSBERCON | Rosbercon [T41,T42] | WATERFORD |  | 52.4006 | -6.9661
2554063 | MV/LV Substation RO***4063 |  | 20 kV | _ | LV | 400 kVA :Kiosk Substation | 0.4 | --> | 0.4 | 0 | 0 | Constrained, otherwise capacity available =385 kVA | --> | 0.38 | 0 | 0 | 0 | 0 | Constrained, otherwise capacity available =378 kW | --> | E20 ex KILLYBEGS | Killybegs [T422] | BINBANE |  | 54.6259 | -8.4592
010521X | MV/LV Substation TO***521X |  | 10 kV | _ | LV | 200 kVA :Pole Substation | 0.2 | --> | 0.2 | 0 | 0 | Constrained, otherwise capacity available =168 kVA | --> | 0.19 | 0 | 0 | 0 | 0 | Constrained, otherwise capacity available =186 kW | --> | C11 ex GRAIGUENAMANAGH | Graiguenamanagh [T41,T42] | KILKENNY |  | 52.5379 | -6.9594
365290 | MV/LV Substation CA***290 |  | 10 kV | _ | LV | 50 kVA :Pole Substation | 0.05 | --> | 0.05 | 0 | 0 | Constrained, otherwise capacity available =49 kVA | --> | 0.048 | 0 | 0 | 0.047 | 0 |  | --> | C12 ex SAGGART | Saggart [T41,T42] | GRANGE CASTLE |  | 53.2682 | -6.5297
054211X | MV/LV Substation CH***211X |  | 10 kV | _ | LV | 630 kVA :Kiosk Substation | 0.63 | --> | 0.63 | 0 | 0 | Constrained, otherwise capacity available =416 kVA | --> | 0.598 | 0 | 0 | 0 | 0 | Constrained, otherwise capacity available =569 kW | --> | C23 ex PORTLAOISE | Portlaoise [T41,T42] | PORTLAOISE |  | 53.0347 | -7.2973
054492Y | MV/LV Substation GL***492Y |  | 10 kV | _ | LV | 400 kVA :Kiosk Substation | 0.4 | --> | 0.4 | 0 | 0 | Constrained, otherwise capacity available =332 kVA | --> | 0.38 | 0 | 0.02 | 0 | 0 | Constrained, otherwise capacity available =356 kW | --> | C15 ex PALLAS | Pallas [T41,T42] | PORTLAOISE |  | 53.043 | -7.3141
067011 | MV/LV Substation RO***011 |  | 10 kV | _ | LV | 630 kVA :Building Structure | 0.63 | --> | 0.63 | 0 | 0 |  | --> | 0.598 | 0 | 0.002 | 0.5 | 0 |  | --> | C15 ex ROCHES STREET | Roches Street [T41,T42] | LIMERICK |  | 52.6613 | -8.6264
042060 | MV/LV Substation CO***060 |  | 10 kV | _ | LV | 630 kVA :Kiosk Substation | 0.63 | --> | 0.63 | 0 | 0 | Constrained, otherwise capacity available =471 kVA | --> | 0.598 | 0 | 0 | 0 | 0 | Constrained, otherwise capacity available =576 kW | --> | C13 ex KNOCKAPHUNTA | Knockaphunta [T41,T42] | CASTLEBAR |  | 53.8537 | -9.2964
032313 | MV/LV Substation BA***313 |  | 20 kV | _ | LV | 50 kVA :Pole Substation | 0.05 | --> | 0.05 | 0 | 0 | Constrained, otherwise capacity available =21 kVA | --> | 0.048 | 0 | 0.008 | 0 | 0 | Constrained, otherwise capacity available =38 kW | --> | C14 ex KILMEADEN | Kilmeaden [T42] | BUTLERSTOWN |  | 52.2299 | -7.2687
001178 | MV/LV Substation MT***178 |  | 10 kV | _ | LV | 630 kVA :Building Structure | 0.63 | --> | 0.63 | 0.5 | 1.16 |  | --> | 0.598 | 0 | 0.06 | 0.5 | 0 |  | --> | C23 ex MOUNT MERRION | Mount Merrion [T41,T42] | CARRICKMINES |  | 53.2889 | -6.2164
433912 | MV/LV Substation UG***912 |  | 20 kV | _ | LV | 50 kVA :Pole Substation | 0.05 | --> | 0.05 | 0 | 0 | Constrained, otherwise capacity available =46 kVA | --> | 0.048 | 0 | 0 | 0 | 0 | Constrained, otherwise capacity available =47 kW | --> | C17 ex CHARLESTOWN | Charlestown [T41] | TONROE |  | 53.9101 | -8.7268
036863X | MV/LV Substation GA***863X |  | 20 kV | _ | LV | 50 kVA :Pole Substation | 0.05 | --> | 0.05 | 0.048 | 1.4 |  | --> | 0.048 | 0 | 0.005 | 0 | 0 | Constrained, otherwise capacity available =44 kW | --> | E17 ex KILROSS ROAD | Kilross Road [T421] | TIPPERARY |  | 52.5034 | -8.3336
293183X | MV/LV Substation BO***183X |  | 20 kV | _ | LV | 50 kVA :Pole Substation | 0.05 | --> | 0.05 | 0 | 0 | Constrained, otherwise capacity available =47 kVA | --> | 0.048 | 0 | 0 | 0 | 0 | Constrained, otherwise capacity available =47 kW | --> | E13 ex SHILLELAGH | Shillelagh [T421,T422] | CARLOW |  | 52.767 | -6.5564
281240X | MV/LV Substation PA***240X |  | 10 kV | _ | LV | 400 kVA :Kiosk Substation | 0.4 | --> | 0.4 | 0 | 0 | Constrained, otherwise capacity available =363 kVA | --> | 0.38 | 0 | 0.005 | 0.371 | 0 |  | --> | C22 ex BALLINCOLLIG | Ballincollig [T41,T42] | KILBARRY |  | 51.8847 | -8.5985
0134071 | MV/LV Substation RA***4071 |  | 10 kV | _ | LV | 50 kVA :Pole Substation | 0.05 | --> | 0.05 | 0.041 | 0.12 |  | --> | 0.048 | 0 | 0.006 | 0.042 | 0 |  | --> | C21 ex ATHY | Athy [T101,T102] | ATHY |  | 52.9465 | -7.0469
095112X | MV/LV Substation WA***112X |  | 10 kV | _ | LV | 200 kVA :Pole Substation | 0.2 | --> | 0.2 | 0.174 | 0.7 |  | --> | 0.19 | 0 | 0 | 0 | 0 | Constrained, otherwise capacity available =186 kW | --> | C15 ex KILRUSH | Kilrush [T41,T42] | TULLABRACK |  | 52.643 | -9.4804
016241Z | MV/LV Substation GU***241Z |  | 20 kV | _ | LV | 200 kVA :Kiosk Substation | 0.2 | --> | 0.2 | 0 | 0 | Constrained, otherwise capacity available =180 kVA | --> | 0.19 | 0 | 0.025 | 0 | 0 | Constrained, otherwise capacity available =169 kW | --> | C21 ex MONEYCOOLEY | Moneycooley [T41,T42,T44] | GRIFFINRATH |  | 53.3933 | -6.5613
251333X | MV/LV Substation CO***333X |  | 20 kV | _ | LV | 50 kVA :Pole Substation | 0.05 | --> | 0.05 | 0 | 0 | Constrained, otherwise capacity available =35 kVA | --> | 0.048 | 0 | 0 | 0 | 0 | Constrained, otherwise capacity available =46 kW | --> | E45 ex CLAREGALWAY | Claregalway [T42,T421] | GALWAY 110KV |  | 53.4062 | -9.0123
005997X | MV/LV Substation RA***997X |  | 10 kV | _ | LV | 400 kVA :Kiosk Substation | 0.4 | --> | 0.4 | 0.31 | 3.03 |  | --> | 0.38 | 0 | 0.019 | 0 | 0 | Constrained, otherwise capacity available =354 kW | --> | C18 ex RAMSTOWN | Ramstown [T41,T42] | CRANE |  | 52.668 | -6.298
023416Y | MV/LV Substation CO***416Y |  | 10 kV | _ | LV | 200 kVA :Pole Substation | 0.2 | --> | 0.2 | 0 | 0 | Constrained, otherwise capacity available =145 kVA | --> | 0.19 | 0 | 0 | 0 | 0 | Constrained, otherwise capacity available =182 kW | --> | C19 ex CURRAGLASS | Curraglass [T41] | BARRYMORE |  | 52.092 | -8.1042
281800X | MV/LV Substation CA***800X |  | 10 kV | _ | LV | 200 kVA :Kiosk Substation | 0.2 | --> | 0.2 | 0 | 0 | Constrained, otherwise capacity available =137 kVA | --> | 0.19 | 0 | 0.048 | 0 | 0 | Constrained, otherwise capacity available =146 kW | --> | C15 ex CARRIGALINE | Carrigaline [T41,T42] | BARNAHELY |  | 51.8243 | -8.3976
006025 | MV/LV Substation OL***025 |  | 10 kV | _ | LV | 200 kVA :Pole Substation | 0.2 | --> | 0.2 | 0.128 | 3.12 |  | --> | 0.19 | 0 | 0.008 | 0 | 0 | Constrained, otherwise capacity available =174 kW | --> | C14 ex BELLFIELD | Bellfield [T41,T42] | CRANE |  | 52.5065 | -6.5613
0014147 | MV/LV Substation CU***4147 |  | 10 kV | _ | LV | 400 kVA :Building Structure | 0.4 | --> | 0.4 | 0.381 | 4.37 |  | --> | 0.38 | 0 | 0 | 0.377 | 0 |  | --> | C18 ex DUN LAOGHAIRE | Dun Laoghaire [T41,T42] | BLACKROCK |  | 53.2951 | -6.144
067218 | MV/LV Substation WO***218 |  | 10 kV | _ | LV | 400 kVA :Kiosk Substation | 0.4 | --> | 0.4 | 0 | 0 | Constrained, otherwise capacity available =279 kVA | --> | 0.38 | 0 | 0.022 | 0 | 0 | Constrained, otherwise capacity available =347 kW | --> | C13 ex CAHERDAVIN | Caherdavin [T41,T42] | ARDNACRUSHA |  | 52.6753 | -8.6628
030932 | MV/LV Substation HA***932 |  | 20 kV | _ | LV | 400 kVA :Kiosk Substation | 0.4 | --> | 0.4 | 0 | 0 | Constrained, otherwise capacity available =378 kVA | --> | 0.38 | 0 | 0 | 0 | 0 | Constrained, otherwise capacity available =377 kW | --> | E14 ex FOXHOLE | Foxhole [T421,T422] | DUNGARVAN |  | 51.9547 | -7.8464
030339 | MV/LV Substation TA***339 |  | 20 kV | _ | LV | 200 kVA :Kiosk Substation | 0.2 | --> | 0.2 | 0 | 0 | Constrained, otherwise capacity available =66 kVA | --> | 0.19 | 0 | 0 | 0 | 0 | Constrained, otherwise capacity available =171 kW | --> | E14 ex FOXHOLE | Foxhole [T421,T422] | DUNGARVAN |  | 51.9516 | -7.8467
041785 | MV/LV Substation AT***785 |  | 20 kV | _ | LV | 50 kVA :Pole Substation | 0.05 | --> | 0.05 | 0 | 0 | Constrained, otherwise capacity available =47 kVA | --> | 0.048 | 0 | 0 | 0 | 0 | Constrained, otherwise capacity available =47 kW | --> | E21 ex DALTON | Dalton [T421,T422] | DALTON |  | 53.7368 | -9.0053
0054252 | MV/LV Substation ST***4252 |  | 10 kV | _ | LV | 400 kVA :Kiosk Substation | 0.4 | --> | 0.4 | 0 | 0 | Constrained, otherwise capacity available =398 kVA | --> | 0.38 | 0 | 0 | 0 | 0 | Constrained, otherwise capacity available =380 kW | --> | C14 ex GARDEN CITY | Garden City [T41,T42] | ARKLOW |  | 52.6755 | -6.2843
019060 | MV/LV Substation ES***060 |  | 10 kV | _ | LV | 630 kVA :Building Structure | 0.63 | --> | 0.63 | 0.408 | 1.54 |  | --> | 0.598 | 0 | 0 | 0 | 0 | Constrained, otherwise capacity available =568 kW | --> | C16 ex BALLYARD | Ballyard [T41,T42] | TRALEE |  | 52.2696 | -9.7019
067066X | MV/LV Substation HO***066X |  | 10 kV | _ | LV | 1000 kVA :Building Structure | 1 | --> | 1 | 0 | 0 | Constrained, otherwise capacity available =779 kVA | --> | 0.95 | 0 | 0.005 | 0.5 | 0 |  | --> | C22 ex ROCHES STREET | Roches Street [T41,T42] | LIMERICK |  | 52.6649 | -8.6288
009719 | MV/LV Substation KI***719 |  | 20 kV | _ | LV | 50 kVA :Pole Substation | 0.05 | --> | 0.05 | 0 | 0 | Constrained, otherwise capacity available =45 kVA | --> | 0.048 | 0 | 0 | 0 | 0 | Constrained, otherwise capacity available =47 kW | --> | E12 ex KILCARRAGH | Kilcarragh [T421,T422] | BUTLERSTOWN |  | 52.2263 | -7.0877
054270Z | MV/LV Substation LA***270Z |  | 10 kV | _ | LV | 50 kVA :Pole Substation | 0.05 | --> | 0.05 | 0 | 0 | Constrained, otherwise capacity available =23 kVA | --> | 0.048 | 0 | 0 | 0 | 0 | Constrained, otherwise capacity available =44 kW | --> | C18 ex MOUNTRATH | Mountrath [T41,T42] | PORTLAOISE |  | 53.0131 | -7.5338
066145Z | MV/LV Substation MA***145Z |  | 20 kV | _ | LV | 400 kVA :Kiosk Substation | 0.4 | --> | 0.4 | 0 | 0 | Constrained, otherwise capacity available =320 kVA | --> | 0.38 | 0 | 0.059 | 0 | 0 | Constrained, otherwise capacity available =325 kW | --> | E17 ex BALTRASNA | Baltrasna [T121,T122] | BALTRASNA |  | 53.5108 | -6.5363
068759X | MV/LV Substation OB***759X |  | 10 kV | _ | LV | 630 kVA :Building Structure | 0.63 | --> | 0.63 | 0.5 | 3 |  | --> | 0.598 | 0 | 0 | 0.5 | 0 |  | --> | C37 ex INCHICORE CENTRAL | Inchicore Central [T43,T45] | INCHICORE 220KV |  | 53.3361 | -6.3254
013888Y | MV/LV Substation TH***888Y |  | 10 kV | _ | LV | 200 kVA :Kiosk Substation | 0.2 | --> | 0.2 | 0.117 | 0.12 |  | --> | 0.19 | 0 | 0.015 | 0.167 | 0 |  | --> | C21 ex ATHY | Athy [T101,T102] | ATHY |  | 52.9431 | -7.0431
281559X | MV/LV Substation CL***559X |  | 20 kV | _ | LV | 200 kVA :Pole Substation | 0.2 | --> | 0.2 | 0.2 | 17.47 |  | --> | 0.19 | 0 | 0 | 0.19 | 0 |  | --> | E13 ex COOLROE | Coolroe [T121,T122] | COOLROE |  | 51.8794 | -8.6341
025486X | MV/LV Substation ST***486X |  | 10 kV | _ | LV | 200 kVA :Pole Substation | 0.2 | --> | 0.2 | 0.134 | 1.93 |  | --> | 0.19 | 0 | 0.005 | 0 | 0 | Constrained, otherwise capacity available =177 kW | --> | C15 ex MILFORD (MWR) | Milford (mwr) [T41] | CHARLEVILLE |  | 52.3149 | -8.801
067895Y | MV/LV Substation E.***895Y |  | 10 kV | _ | LV | 400 kVA :Building Structure | 0.4 | --> | 0.4 | 0 | 0 | Constrained, otherwise capacity available =349 kVA | --> | 0.38 | 0 | 0 | 0.373 | 0 |  | --> | C20 ex GARRYOWEN | Garryowen [T41,T42] | LIMERICK |  | 52.6483 | -8.6094
017776X | MV/LV Substation TA***776X |  | 20 kV | _ | LV | 100 kVA :Pole Substation | 0.1 | --> | 0.1 | 0.094 | 1.98 |  | --> | 0.095 | 0 | 0 | 0 | 0 | Constrained, otherwise capacity available =94 kW | --> | E11 ex RATHKEALE | Rathkeale [T421,T422] | RATHKEALE |  | 52.5477 | -8.9353
182585 | MV/LV Substation SC***585 |  | 20 kV | _ | LV | 200 kVA :Pole Substation | 0.2 | --> | 0.2 | 0 | 0 | Constrained, otherwise capacity available =105 kVA | --> | 0.19 | 0 | 0.011 | 0 | 0 | Constrained, otherwise capacity available =168 kW | --> | C12 ex SCARIFF | Scariff [T42] | ENNIS |  | 52.9094 | -8.5327
590880X | MV/LV Substation LI***880X |  | 20 kV | _ | LV | 50 kVA :Pole Substation | 0.05 | --> | 0.05 | 0.044 | 1.43 |  | --> | 0.048 | 0 | 0.005 | 0 | 0 | Constrained, otherwise capacity available =43 kW | --> | E17 ex CONG | Cong [T421,T422] | CLOON |  | 53.5394 | -9.2691
010456X | MV/LV Substation BE***456X |  | 20 kV | _ | LV | 200 kVA :Kiosk Substation | 0.2 | --> | 0.2 | 0 | 0 | Constrained, otherwise capacity available =141 kVA | --> | 0.19 | 0 | 0.009 | 0 | 0 | Constrained, otherwise capacity available =175 kW | --> | E11 ex BALLYHALE | Ballyhale [T42,T421] | KILKENNY |  | 52.5351 | -7.1407
071943 | MV/LV Substation DU***943 |  | 10 kV | _ | LV | 400 kVA :Building Structure | 0.4 | --> | 0.4 | 0.22 | 5.58 |  | --> | 0.38 | 0 | 0 | 0.355 | 0 |  | --> | C13 ex KILCOOLE | Kilcoole [T41,T42] | FASSAROE |  | 53.0911 | -6.1124
067607X | MV/LV Substation CL***607X |  | 20 kV | _ | LV | 100 kVA :Pole Substation | 0.1 | --> | 0.1 | 0 | 0 | Constrained, otherwise capacity available =63 kVA | --> | 0.095 | 0 | 0.01 | 0 | 0 | Constrained, otherwise capacity available =82 kW | --> | E18 ex CRATLOE | Cratloe [T421,T422] | ARDNACRUSHA |  | 52.7169 | -8.8384
001635 | MV/LV Substation SH***635 |  | 10 kV | _ | LV | 400 kVA :Kiosk Substation | 0.4 | --> | 0.4 | 0 | 0 | Constrained, otherwise capacity available =315 kVA | --> | 0.38 | 0 | 0.013 | 0.359 | 0 |  | --> | C11 ex LOUGHLINSTOWN | Loughlinstown [T41,T42] | CARRICKMINES |  | 53.25 | -6.1244
137656 | MV/LV Substation BA***656 |  | 10 kV | _ | LV | 100 kVA :Pole Substation | 0.1 | --> | 0.1 | 0.082 | 2 |  | --> | 0.095 | 0 | 0.003 | 0 | 0 | Constrained, otherwise capacity available =90 kW | --> | C19 ex CAUSEWAY | Causeway [T41,T42] | TRALEE |  | 52.4066 | -9.7591
023027 | MV/LV Substation CO***027 |  | 10 kV | _ | LV | 200 kVA :Pole Substation | 0.2 | --> | 0.2 | 0 | 0 | Constrained, otherwise capacity available =200 kVA | --> | 0.19 | 0 | 0 | 0 | 0 | Constrained, otherwise capacity available =190 kW | --> | C19 ex CURRAGLASS | Curraglass [T41] | BARRYMORE |  | 52.0931 | -8.1056
165622X | MV/LV Substation GO***622X |  | 10 kV | _ | LV | 200 kVA :Pole Substation | 0.2 | --> | 0.2 | 0.184 | 0.88 |  | --> | 0.19 | 0 | 0 | 0 | 0 | Constrained, otherwise capacity available =188 kW | --> | C21 ex ROSS CARBERY | Ross Carbery [T41,T42] | DUNMANWAY |  | 51.67 | -9.0156
064155Z | MV/LV Substation DE***155Z |  | 10 kV | _ | LV | 200 kVA :Kiosk Substation | 0.2 | --> | 0.2 | 0 | 0 | Constrained, otherwise capacity available =152 kVA | --> | 0.19 | 0 | 0.012 | 0 | 0 | Constrained, otherwise capacity available =174 kW | --> | C18 ex RATHMULLAN | Rathmullan [T41,T42] | DRYBRIDGE |  | 53.7016 | -6.3141
108043 | MV/LV Substation TO***043 |  | 10 kV | _ | LV | 50 kVA :Pole Substation | 0.05 | --> | 0.05 | 0.028 | 1.57 |  | --> | 0.048 | 0 | 0 | 0 | 0 | Constrained, otherwise capacity available =44 kW | --> | C17 ex BALLYSHANNON | Ballyshannon [T41,T42] | CATHALEENS FALL |  | 54.502 | -8.1742
071773 | MV/LV Substation CR***773 |  | 10 kV | _ | LV | 200 kVA :Pole Substation | 0.2 | --> | 0.2 | 0.155 | 5.58 |  | --> | 0.19 | 0 | 0 | 0.184 | 0 |  | --> | C13 ex KILCOOLE | Kilcoole [T41,T42] | FASSAROE |  | 53.1006 | -6.0733
081630X | MV/LV Substation MI***630X |  | 10 kV | _ | LV | 400 kVA :Kiosk Substation | 0.4 | --> | 0.4 | 0 | 0 | Constrained, otherwise capacity available =314 kVA | --> | 0.38 | 0 | 0 | 0.368 | 0 |  | --> | C16 ex SEMPERIT | Semperit [T41,T42,T43] | GRANGE CASTLE |  | 53.3355 | -6.3538
039028 | MV/LV Substation TH***028 |  | 10 kV | _ | LV | 400 kVA :Kiosk Substation | 0.4 | --> | 0.4 | 0.327 | 11.03 |  | --> | 0.38 | 0 | 0.024 | 0.352 | 0 |  | --> | C32 ex SALTHILL | Salthill [T101,T102] | SALTHILL |  | 53.2839 | -9.0798
053848 | MV/LV Substation MO***848 |  | 20 kV | _ | LV | 100 kVA :Pole Substation | 0.1 | --> | 0.1 | 0.063 | 4.61 |  | --> | 0.095 | 0 | 0.005 | 0 | 0 | Constrained, otherwise capacity available =86 kW | --> | E14 ex LUMCLOON | Lumcloon [T421,T422] | DALLOW |  | 53.1955 | -7.6277
117113 | MV/LV Substation UN***113 |  | 10 kV | _ | LV | 200 kVA :Pole Substation | 0.2 | --> | 0.2 | 0.194 | 5.78 |  | --> | 0.19 | 0 | 0 | 0.189 | 0 |  | --> | C14 ex OAKFIELD | Oakfield [T41,T42] | SLIGO |  | 54.216 | -8.4697
006499X | MV/LV Substation CA***499X |  | 10 kV | _ | LV | 200 kVA :Pole Substation | 0.2 | --> | 0.2 | 0.177 | 3.12 |  | --> | 0.19 | 0 | 0.01 | 0 | 0 | Constrained, otherwise capacity available =179 kW | --> | C11 ex BELLFIELD | Bellfield [T41,T42] | CRANE |  | 52.4988 | -6.5892
156302 | MV/LV Substation CO***302 |  | 10 kV | _ | LV | 200 kVA :Pole Substation | 0.2 | --> | 0.2 | 0.188 | 2.47 |  | --> | 0.19 | 0 | 0.004 | 0 | 0 | Constrained, otherwise capacity available =186 kW | --> | E21 ex TELAYDON | Telaydon [T42,T421] | LISDRUM |  | 54.2567 | -6.9637
003246Y | MV/LV Substation AU***246Y |  | 10 kV | _ | LV | 50 kVA :Pole Substation | 0.05 | --> | 0.05 | 0.047 | 11.58 |  | --> | 0.048 | 0 | 0 | 0 | 0 | Constrained, otherwise capacity available =47 kW | --> | C19 ex BALLYBEG | Ballybeg [T101,T102] | CARRICKMINES |  | 52.9972 | -6.1902
2494114 | MV/LV Substation SH***4114 |  | 20 kV | _ | LV | 50 kVA :Pole Substation | 0.05 | --> | 0.05 | 0 | 0 | Constrained, otherwise capacity available =49 kVA | --> | 0.048 | 0 | 0 | 0 | 0 | Constrained, otherwise capacity available =47 kW | --> | E13 ex FOXHOLE | Foxhole [T421,T422] | DUNGARVAN |  | 51.9814 | -7.8295
093502Z | MV/LV Substation MA***502Z |  | 10 kV | _ | LV | 1000 kVA :Building Structure | 1 | --> | 1 | 0 | 0 | Constrained, otherwise capacity available =966 kVA | --> | 0.95 | 0 | 0 | 0.5 | 0 |  | --> | C28 ex KILMORE | Kilmore [T101,T102,T103] | FINGLAS |  | 53.4047 | -6.1818
365076 | MV/LV Substation BO***076 |  | 10 kV | _ | LV | 630 kVA :Kiosk Substation | 0.63 | --> | 0.63 | 0 | 0 | Constrained, otherwise capacity available =480 kVA | --> | 0.598 | 0 | 0.003 | 0.5 | 0 |  | --> | C17 ex FORTUNESTOWN | Fortunestown [T101,T102] | INCHICORE 220KV |  | 53.278 | -6.4448
001190X | MV/LV Substation ME***190X |  | 10 kV | _ | LV | 630 kVA :Building Structure | 0.63 | --> | 0.63 | 0.5 | 0.86 |  | --> | 0.598 | 0 | 0 | 0.5 | 0 |  | --> | C17 ex BELFIELD | Belfield [T41,T42] | BLACKROCK |  | 53.3128 | -6.2054
293040 | MV/LV Substation P+***040 |  | 20 kV | _ | LV | 100 kVA :Pole Substation | 0.1 | --> | 0.1 | 0 | 0 | Constrained, otherwise capacity available =36 kVA | --> | 0.095 | 0 | 0.024 | 0 | 0 | Constrained, otherwise capacity available =68 kW | --> | E13 ex BALTINGLASS | Baltinglass [T421,T422] | STRATFORD |  | 52.9386 | -6.7089
184515 | MV/LV Substation OR***515 |  | 10 kV | _ | LV | 100 kVA :Pole Substation | 0.1 | --> | 0.1 | 0.07 | 3.38 |  | --> | 0.095 | 0 | 0.005 | 0 | 0 | Constrained, otherwise capacity available =87 kW | --> | C18 ex CASTLEBLAYNEY | Castleblayney [T41,T42] | DUNDALK |  | 54.1484 | -6.6944
055391Y | MV/LV Substation KI***391Y |  | 10 kV | _ | LV | 50 kVA :Pole Substation | 0.05 | --> | 0.05 | 0 | 0 | Constrained, otherwise capacity available =46 kVA | --> | 0.048 | 0 | 0.01 | 0 | 0 | Constrained, otherwise capacity available =40 kW | --> | C18 ex RATHDOWNEY | Rathdowney [T42] | IKERRIN |  | 52.8955 | -7.6429
117980 | MV/LV Substation BE***980 |  | 20 kV | _ | LV | 50 kVA :Pole Substation | 0.05 | --> | 0.05 | 0 | 0 | Constrained, otherwise capacity available =43 kVA | --> | 0.048 | 0 | 0 | 0 | 0 | Constrained, otherwise capacity available =46 kW | --> | E20 ex COLLOONEY | Collooney [T421,T422] | SLIGO |  | 54.227 | -8.6503
281368Z | MV/LV Substation CA***368Z |  | 10 kV | _ | LV | 400 kVA :Kiosk Substation | 0.4 | --> | 0.4 | 0 | 0 | Constrained, otherwise capacity available =358 kVA | --> | 0.38 | 0 | 0 | 0.374 | 0 |  | --> | C21 ex BALLINCOLLIG | Ballincollig [T41,T42] | KILBARRY |  | 51.8866 | -8.5897
066100X | MV/LV Substation RI***100X |  | 10 kV | _ | LV | 200 kVA :Kiosk Substation | 0.2 | --> | 0.2 | 0 | 0 | Constrained, otherwise capacity available =61 kVA | --> | 0.19 | 0 | 0.051 | 0 | 0 | Constrained, otherwise capacity available =132 kW | --> | C23 ex SWORDS | Swords [T41,T42] | GLASMORE |  | 53.4536 | -6.2314
293425 | MV/LV Substation GR***425 |  | 20 kV | _ | LV | 100 kVA :Pole Substation | 0.1 | --> | 0.1 | 0.085 | 0.43 |  | --> | 0.095 | 0 | 0 | 0 | 0 | Constrained, otherwise capacity available =93 kW | --> | E13 ex TULLOW | Tullow [T421,T422] | CARLOW |  | 52.821 | -6.7943
120278 | MV/LV Substation DU***278 |  | 20 kV | _ | LV | 50 kVA :Pole Substation | 0.05 | --> | 0.05 | 0.05 | 3.5 |  | --> | 0.048 | 0 | 0 | 0 | 0 | Constrained, otherwise capacity available =48 kW | --> | E11 ex DUNFIRTH | Dunfirth [T122] | DUNFIRTH |  | 53.3948 | -6.8358
345452 | MV/LV Substation ST***452 |  | 20 kV | _ | LV | 100 kVA :Pole Substation | 0.1 | --> | 0.1 | 0 | 0 | Constrained, otherwise capacity available =91 kVA | --> | 0.095 | 0 | 0.006 | 0.089 | 0 |  | --> | E16 ex MANORHAMILTON | Manorhamilton [T422] | SLIGO |  | 54.3021 | -8.1705
158030 | MV/LV Substation BA***030 |  | 20 kV | _ | LV | 50 kVA :Pole Substation | 0.05 | --> | 0.05 | 0 | 0 | Constrained, otherwise capacity available =39 kVA | --> | 0.048 | 0 | 0 | 0 | 0 | Constrained, otherwise capacity available =46 kW | --> | C22 ex ENNISTYMON | Ennistymon [T41,T42] | ENNIS |  | 53.0158 | -9.4019
071883 | MV/LV Substation CH***883 |  | 10 kV | _ | LV | 400 kVA :Kiosk Substation | 0.4 | --> | 0.4 | 0 | 0 | Constrained, otherwise capacity available =296 kVA | --> | 0.38 | 0 | 0.013 | 0.356 | 0 |  | --> | C22 ex GREYSTONES | Greystones [T41,T42] | FASSAROE |  | 53.129 | -6.0691
281140 | MV/LV Substation DO***140 |  | 10 kV | _ | LV | 400 kVA :Kiosk Substation | 0.4 | --> | 0.4 | 0 | 0 | Constrained, otherwise capacity available =212 kVA | --> | 0.38 | 0 | 0.094 | 0 | 0 | Constrained, otherwise capacity available =284 kW | --> | C13 ex DOUGLAS | Douglas [T41,T42] | TRABEG |  | 51.8689 | -8.4401
071430 | MV/LV Substation LE***430 |  | 10 kV | _ | LV | 100 kVA :Pole Substation | 0.1 | --> | 0.1 | 0.091 | 5.58 |  | --> | 0.095 | 0 | 0.01 | 0.086 | 0 |  | --> | C12 ex KILCOOLE | Kilcoole [T41,T42] | FASSAROE |  | 53.0835 | -6.0677
156825Y | MV/LV Substation MA***825Y |  | 20 kV | _ | LV | 200 kVA :Kiosk Substation | 0.2 | --> | 0.2 | 0 | 0 | Constrained, otherwise capacity available =182 kVA | --> | 0.19 | 0 | 0 | 0 | 0 | Constrained, otherwise capacity available =188 kW | --> | C17 ex CLONES | Clones [T41,T42] | SHANKILL |  | 54.2232 | -7.0917
293670Z | MV/LV Substation AR***670Z |  | 20 kV | _ | LV | 200 kVA :Kiosk Substation | 0.2 | --> | 0.2 | 0 | 0 | Constrained, otherwise capacity available =145 kVA | --> | 0.19 | 0 | 0.023 | 0 | 0 | Constrained, otherwise capacity available =165 kW | --> | E20 ex BALTINGLASS | Baltinglass [T421,T422] | STRATFORD |  | 52.9384 | -6.6966
127536Y | MV/LV Substation GA***536Y |  | 10 kV | _ | LV | 630 kVA :Building Structure | 0.63 | --> | 0.63 | 0.456 | 5.89 |  | --> | 0.598 | 0 | 0.005 | 0 | 0 | Constrained, otherwise capacity available =575 kW | --> | C20 ex CASHEL | Cashel [T41,T42] | CAHIR |  | 52.5157 | -7.8882
0064380 | MV/LV Substation AN***4380 |  | 10 kV | _ | LV | 400 kVA :Kiosk Substation | 0.4 | --> | 0.4 | 0.4 | 3.12 |  | --> | 0.38 | 0 | 0 | 0 | 0 | Constrained, otherwise capacity available =380 kW | --> | C14 ex BELLFIELD | Bellfield [T41,T42] | CRANE |  | 52.5147 | -6.5828
009281Y | MV/LV Substation ST***281Y |  | 10 kV | _ | LV | 630 kVA :Kiosk Substation | 0.63 | --> | 0.63 | 0.5 | 0.53 | Constrained, otherwise capacity available =595 kVA | --> | 0.598 | 0 | 0 | 0 | 0 | Constrained, otherwise capacity available =594 kW | --> | C14 ex MANOR STREET | Manor Street [T41,T42] | WATERFORD |  | 52.2521 | -7.1088
065496Z | MV/LV Substation CH***496Z |  | 20 kV | _ | LV | 100 kVA :Pole Substation | 0.1 | --> | 0.1 | 0 | 0 | Constrained, otherwise capacity available =94 kVA | --> | 0.095 | 0 | 0.006 | 0.09 | 0 |  | --> | C26 ex STEPHENSTOWN | Stephenstown [T101,T102] | FINGLAS |  | 53.6093 | -6.2226
156030Z | MV/LV Substation CA***030Z |  | 10 kV | _ | LV | 630 kVA :Kiosk Substation | 0.63 | --> | 0.63 | 0.5 | 2.47 |  | --> | 0.598 | 0 | 0 | 0 | 0 | Constrained, otherwise capacity available =598 kW | --> | E21 ex TELAYDON | Telaydon [T42,T421] | LISDRUM |  | 54.2479 | -6.9683
0824468 | MV/LV Substation SW***4468 |  | 20 kV | _ | LV | 630 kVA :Kiosk Substation | 0.63 | --> | 0.63 | 0 | 0 | Constrained, otherwise capacity available =590 kVA | --> | 0.598 | 0 | 0 | 0 | 0 | Constrained, otherwise capacity available =593 kW | --> | E16 ex ACADEMY STREET | Academy Street [T421,T422,T44] | NAVAN |  | 53.6414 | -6.6852
0154402 | MV/LV Substation RA***4402 |  | 10 kV | _ | LV | 400 kVA :Kiosk Substation | 0.4 | --> | 0.4 | 0 | 0 | Constrained, otherwise capacity available =400 kVA | --> | 0.38 | 0 | 0 | 0 | 0 | Constrained, otherwise capacity available =380 kW | --> | C19 ex JOHNSTOWN | Johnstown [T41,T42] | KILTEEL |  | 53.229 | -6.6437
0254404 | MV/LV Substation BA***4404 |  | 20 kV | _ | LV | 400 kVA :Building Structure | 0.4 | --> | 0.4 | 0.35 | 2.96 |  | --> | 0.38 | 0 | 0 | 0 | 0 | Constrained, otherwise capacity available =373 kW | --> | E11 ex CHARLEVILLE | Charleville [T421,T422] | CHARLEVILLE |  | 52.3518 | -8.6583
0684079 | MV/LV Substation PH***4079 |  | 10 kV | _ | LV | 630 kVA :Building Structure | 0.63 | --> | 0.63 | 0.5 | 11.14 |  | --> | 0.598 | 0 | 0 | 0.5 | 0 |  | --> | C11 ex CABRA | Cabra [T101,T102] | FINGLAS |  | 53.3636 | -6.3021
184064X | MV/LV Substation MC***064X |  | 10 kV | _ | LV | 400 kVA :Kiosk Substation | 0.4 | --> | 0.4 | 0.302 | 3.38 |  | --> | 0.38 | 0 | 0.015 | 0 | 0 | Constrained, otherwise capacity available =355 kW | --> | C20 ex CASTLEBLAYNEY | Castleblayney [T41,T42] | DUNDALK |  | 54.1162 | -6.7504
068919 | MV/LV Substation DA***919 |  | 10 kV | _ | LV | 630 kVA :Kiosk Substation | 0.63 | --> | 0.63 | 0.466 | 1.86 |  | --> | 0.598 | 0 | 0.019 | 0.5 | 0 |  | --> | C12 ex FAIRVIEW | Fairview [T41] | MCDERMOTT |  | 53.3608 | -6.209
158553 | MV/LV Substation SE***553 |  | 10 kV | _ | LV | 50 kVA :Pole Substation | 0.05 | --> | 0.05 | 0 | 0 | Constrained, otherwise capacity available =38 kVA | --> | 0.048 | 0 | 0 | 0 | 0 | Constrained, otherwise capacity available =46 kW | --> | C16 ex ENNISTYMON | Ennistymon [T41,T42] | ENNIS |  | 52.9426 | -9.3982
003293Y | MV/LV Substation CO***293Y |  | 10 kV | _ | LV | 100 kVA :Pole Substation | 0.1 | --> | 0.1 | 0 | 0 | Constrained, otherwise capacity available =47 kVA | --> | 0.095 | 0 | 0.005 | 0 | 0 | Constrained, otherwise capacity available =84 kW | --> | C16 ex RATHDRUM | Rathdrum [T42] | ARKLOW |  | 52.9283 | -6.2372
006127Y | MV/LV Substation CL***127Y |  | 10 kV | _ | LV | 200 kVA :Kiosk Substation | 0.2 | --> | 0.2 | 0.074 | 3.12 |  | --> | 0.19 | 0 | 0.019 | 0 | 0 | Constrained, otherwise capacity available =158 kW | --> | C14 ex BELLFIELD | Bellfield [T41,T42] | CRANE |  | 52.512 | -6.5734
081069Z | MV/LV Substation ST***069Z |  | 10 kV | _ | LV | 200 kVA :Kiosk Substation | 0.2 | --> | 0.2 | 0 | 0 | Constrained, otherwise capacity available =156 kVA | --> | 0.19 | 0 | 0 | 0.184 | 0 |  | --> | C14 ex INCHICORE NORTH | Inchicore North [T41] | INCHICORE 220KV |  | 53.3434 | -6.3373
046097 | MV/LV Substation CR***097 |  | 10 kV | _ | LV | 630 kVA :Kiosk Substation | 0.63 | --> | 0.63 | 0 | 0 | Constrained, otherwise capacity available =575 kVA | --> | 0.598 | 0 | 0 | 0.5 | 0 |  | --> | C12 ex CRANMORE | Cranmore [T41,T42] | SLIGO |  | 54.266 | -8.4633
368923 | MV/LV Substation AB***923 |  | 20 kV | _ | LV | 50 kVA :Pole Substation | 0.05 | --> | 0.05 | 0 | 0 | Constrained, otherwise capacity available =40 kVA | --> | 0.048 | 0 | 0 | 0 | 0 | Constrained, otherwise capacity available =46 kW | --> | C12 ex BALLYHAUNIS | Ballyhaunis [T41,T42] | DALTON |  | 53.7543 | -8.7635
377443X | MV/LV Substation RO***443X |  | 20 kV | _ | LV | 100 kVA :Pole Substation | 0.1 | --> | 0.1 | 0 | 0 | Constrained, otherwise capacity available =64 kVA | --> | 0.095 | 0 | 0.006 | 0 | 0 | Constrained, otherwise capacity available =86 kW | --> | E12 ex GURRANEBANE | Gurranebane [T421,T422] | OUGHTRAGH |  | 52.0529 | -9.9753
035866X | MV/LV Substation CA***866X |  | 20 kV | _ | LV | 50 kVA :Pole Substation | 0.05 | --> | 0.05 | 0.039 | 0.49 |  | --> | 0.048 | 0 | 0 | 0 | 0 | Constrained, otherwise capacity available =46 kW | --> | E11 ex ARDFINNAN | Ardfinnan [T421] | CAHIR |  | 52.3252 | -7.9104
064304Z | MV/LV Substation MO***304Z |  | 20 kV | _ | LV | 50 kVA :Pole Substation | 0.05 | --> | 0.05 | 0 | 0 | Constrained, otherwise capacity available =46 kVA | --> | 0.048 | 0 | 0.005 | 0 | 0 | Constrained, otherwise capacity available =43 kW | --> | C13 ex MORNINGTON ROAD | Mornington Road [T41,T42] | DRYBRIDGE |  | 53.7236 | -6.2637
041287Y | MV/LV Substation CL***287Y |  | 20 kV | _ | LV | 50 kVA :Pole Substation | 0.05 | --> | 0.05 | 0 | 0 | Constrained, otherwise capacity available =49 kVA | --> | 0.048 | 0 | 0.01 | 0 | 0 | Constrained, otherwise capacity available =40 kW | --> | E14 ex DALTON | Dalton [T421,T422] | DALTON |  | 53.8111 | -8.9389
011464Z | MV/LV Substation CA***464Z |  | 10 kV | _ | LV | 50 kVA :Pole Substation | 0.05 | --> | 0.05 | 0.044 | 5.05 |  | --> | 0.048 | 0 | 0 | 0 | 0 | Constrained, otherwise capacity available =47 kW | --> | C20 ex MCDONAGH | Mcdonagh [T41,T42] | KILKENNY |  | 52.7254 | -7.1043
196235X | MV/LV Substation CA***235X |  | 10 kV | _ | LV | 400 kVA :Kiosk Substation | 0.4 | --> | 0.4 | 0 | 0 | Constrained, otherwise capacity available =294 kVA | --> | 0.38 | 0 | 0.05 | 0 | 0 | Constrained, otherwise capacity available =330 kW | --> | C15 ex TRIM | Trim [T41,T42] | NAVAN |  | 53.5511 | -6.7943
0544552 | MV/LV Substation CO***4552 |  | 20 kV | _ | LV | 50 kVA :Pole Substation | 0.05 | --> | 0.05 | 0 | 0 | Constrained, otherwise capacity available =50 kVA | --> | 0.048 | 0 | 0 | 0 | 0 | Constrained, otherwise capacity available =47 kW | --> | E12 ex PORTLAOISE | Portlaoise [T423,T424] | PORTLAOISE |  | 52.9813 | -7.214
137997 | MV/LV Substation AG***997 |  | 10 kV | _ | LV | 50 kVA :Pole Substation | 0.05 | --> | 0.05 | 0.042 | 3.74 |  | --> | 0.048 | 0 | 0.02 | 0 | 0 | Constrained, otherwise capacity available =32 kW | --> | C12 ex KILFLYNN | Kilflynn [T41,T42] | TRALEE |  | 52.4084 | -9.6636
002774 | MV/LV Substation WO***774 |  | 10 kV | _ | LV | 630 kVA :Kiosk Substation | 0.63 | --> | 0.63 | 0.413 | 4.51 |  | --> | 0.598 | 0 | 0.031 | 0.5 | 0 |  | --> | C16 ex BOGHALL ROAD | Boghall Road [T41,T42] | FASSAROE |  | 53.189 | -6.1097
2484211 | MV/LV Substation RA***4211 |  | 20 kV | _ | LV | 400 kVA :Kiosk Substation | 0.4 | --> | 0.4 | 0 | 0 | Constrained, otherwise capacity available =380 kVA | --> | 0.38 | 0 | 0.01 | 0 | 0 | Constrained, otherwise capacity available =370 kW | --> | E19 ex KILCOCK | Kilcock [T421,T422] | GRIFFINRATH |  | 53.3354 | -6.6769
158048X | MV/LV Substation CL***048X |  | 10 kV | _ | LV | 100 kVA :Pole Substation | 0.1 | --> | 0.1 | 0 | 0 | Constrained, otherwise capacity available =84 kVA | --> | 0.095 | 0 | 0 | 0 | 0 | Constrained, otherwise capacity available =93 kW | --> | C16 ex ENNISTYMON | Ennistymon [T41,T42] | ENNIS |  | 52.9371 | -9.4052
052861X | MV/LV Substation ST***861X |  | 10 kV | _ | LV | 400 kVA :Building Structure | 0.4 | --> | 0.4 | 0 | 0 | Constrained, otherwise capacity available =392 kVA | --> | 0.38 | 0 | 0 | 0 | 0 | Constrained, otherwise capacity available =379 kW | --> | C23 ex BALLINDERRY | Ballinderry [T41,T422] | MULLINGAR |  | 53.5341 | -7.3144
050065X | MV/LV Substation PU***065X |  | 10 kV | _ | LV | 200 kVA :Pole Substation | 0.2 | --> | 0.2 | 0.144 | 7.61 |  | --> | 0.19 | 0 | 0 | 0 | 0 | Constrained, otherwise capacity available =182 kW | --> | C11 ex GARRYCASTLE | Garrycastle [T41,T42] | ATHLONE |  | 53.418 | -7.9332
020277 | MV/LV Substation AG***277 |  | 10 kV | _ | LV | 400 kVA :Kiosk Substation | 0.4 | --> | 0.4 | 0 | 0 | Constrained, otherwise capacity available =206 kVA | --> | 0.38 | 0 | 0 | 0 | 0 | Constrained, otherwise capacity available =353 kW | --> | C18 ex COOLCORCORAN | Coolcorcoran [T41,T42] | KNOCKEARAGH |  | 52.0781 | -9.557
032552Y | MV/LV Substation TE***552Y |  | 10 kV | _ | LV | 630 kVA :Building Structure | 0.63 | --> | 0.63 | 0 | 0 | Constrained, otherwise capacity available =559 kVA | --> | 0.598 | 0 | 0 | 0 | 0 | Constrained, otherwise capacity available =589 kW | --> | C12 ex TRAMORE | Tramore [T41,T42] | BUTLERSTOWN |  | 52.1627 | -7.1603
077044 | MV/LV Substation KI***044 |  | 20 kV | _ | LV | 50 kVA :Pole Substation | 0.05 | --> | 0.05 | 0 | 0 | Constrained, otherwise capacity available =50 kVA | --> | 0.048 | 0 | 0 | 0 | 0 | Constrained, otherwise capacity available =48 kW | --> | E16 ex PATRICKSWELL | Patrickswell [T421,T422] | LIMERICK |  | 52.5915 | -8.7931
281751X | MV/LV Substation KY***751X |  | 10 kV | _ | LV | 1000 kVA :Building Structure | 1 | --> | 1 | 0.5 | 7.88 |  | --> | 0.95 | 0 | 0 | 0.5 | 0 |  | --> | C25 ex LIBERTY STREET | Liberty Street [T101,T102] | LIBERTY STREET |  | 51.9001 | -8.4774
065155Z | MV/LV Substation RO***155Z |  | 10 kV | _ | LV | 400 kVA :Kiosk Substation | 0.4 | --> | 0.4 | 0 | 0 | Constrained, otherwise capacity available =278 kVA | --> | 0.38 | 0 | 0.057 | 0.321 | 0 |  | --> | C26 ex STEPHENSTOWN | Stephenstown [T101,T102] | FINGLAS |  | 53.5855 | -6.1859
0154337 | MV/LV Substation GO***4337 |  | 10 kV | _ | LV | 50 kVA :Pole Substation | 0.05 | --> | 0.05 | 0 | 0 | Constrained, otherwise capacity available =50 kVA | --> | 0.048 | 0 | 0 | 0 | 0 | Constrained, otherwise capacity available =48 kW | --> | C16 ex JOHNSTOWN | Johnstown [T41,T42] | KILTEEL |  | 53.2446 | -6.6082
007966X | MV/LV Substation SO***966X |  | 20 kV | _ | LV | 630 kVA :Kiosk Substation | 0.63 | --> | 0.63 | 0.276 | 1.4 |  | --> | 0.598 | 0 | 0.006 | 0 | 0 | Constrained, otherwise capacity available =544 kW | --> | E11 ex KILLINICK | Killinick [T421,T422] | WEXFORD |  | 52.1801 | -6.5912
050275 | MV/LV Substation CR***275 |  | 10 kV | _ | LV | 100 kVA :Pole Substation | 0.1 | --> | 0.1 | 0.086 | 7.61 |  | --> | 0.095 | 0 | 0 | 0 | 0 | Constrained, otherwise capacity available =93 kW | --> | C19 ex GARRYCASTLE | Garrycastle [T41,T42] | ATHLONE |  | 53.4039 | -7.8857
059009Y | MV/LV Substation ST***009Y |  | 10 kV | _ | LV | 200 kVA :Pole Substation | 0.2 | --> | 0.2 | 0 | 0 | Constrained, otherwise capacity available =157 kVA | --> | 0.19 | 0 | 0.005 | 0 | 0 | Constrained, otherwise capacity available =180 kW | --> | C15 ex DERRYCRAMPH | Derrycramph [T41,T42] | SHANKILL |  | 53.988 | -7.3665
160505Y | MV/LV Substation JE***505Y |  | 20 kV | _ | LV | 200 kVA :Pole Substation | 0.2 | --> | 0.2 | 0 | 0 | Constrained, otherwise capacity available =200 kVA | --> | 0.19 | 0 | 0 | 0 | 0 | Constrained, otherwise capacity available =190 kW | --> | C21 ex PORTARLINGTON | Portarlington [T43] | BLAKE |  | 53.1385 | -7.0648
1274622 | MV/LV Substation KI***4622 |  | 20 kV | _ | LV | 50 kVA :Pole Substation | 0.05 | --> | 0.05 | 0 | 0 | Constrained, otherwise capacity available =50 kVA | --> | 0.048 | 0 | 0 | 0 | 0 | Constrained, otherwise capacity available =48 kW | --> | C16 ex HOLYCROSS ROAD | Holycross Road [T41,T42] | THURLES |  | 52.6304 | -7.8971
052942 | MV/LV Substation PA***942 |  | 10 kV | _ | LV | 50 kVA :Pole Substation | 0.05 | --> | 0.05 | 0.027 | 1.25 |  | --> | 0.048 | 0 | 0.004 | 0 | 0 | Constrained, otherwise capacity available =41 kW | --> | C17 ex LOUGHANALLA | Loughanalla [T41,T42] | MULLINGAR |  | 53.6808 | -7.307
053171X | MV/LV Substation NE***171X |  | 10 kV | _ | LV | 200 kVA :Building Structure | 0.2 | --> | 0.2 | 0 | 0 | Constrained, otherwise capacity available =162 kVA | --> | 0.19 | 0 | 0 | 0.185 | 0 |  | --> | C19 ex CLONMINCH | Clonminch [T41,T422] | THORNSBERRY |  | 53.261 | -7.4873
0664254 | MV/LV Substation FL***4254 |  | 20 kV | _ | LV | 50 kVA :Pole Substation | 0.05 | --> | 0.05 | 0 | 0 | Constrained, otherwise capacity available =49 kVA | --> | 0.048 | 0 | 0.005 | 0 | 0 | Constrained, otherwise capacity available =44 kW | --> | E17 ex BALTRASNA | Baltrasna [T121,T122] | BALTRASNA |  | 53.5254 | -6.4936
3654161 | MV/LV Substation G ***4161 |  | 10 kV | _ | LV | 400 kVA :Building Structure | 0.4 | --> | 0.4 | 0 | 0 | Constrained, otherwise capacity available =400 kVA | --> | 0.38 | 0 | 0 | 0.38 | 0 |  | --> | C12 ex TYMON | Tymon [T41,T42] | COOKSTOWN |  | 53.3086 | -6.3519
0814391 | MV/LV Substation KE***4391 |  | 20 kV | _ | LV | 400 kVA :Kiosk Substation | 0.4 | --> | 0.4 | 0 | 0 | Constrained, otherwise capacity available =380 kVA | --> | 0.38 | 0 | 0.006 | 0.373 | 0 |  | --> | E21 ex ADAMSTOWN | Adamstown [T121,T122] | INCHICORE 220KV |  | 53.3316 | -6.4028
068046X | MV/LV Substation DE***046X |  | 10 kV | _ | LV | 630 kVA :Kiosk Substation | 0.63 | --> | 0.63 | 0 | 0 | Constrained, otherwise capacity available =486 kVA | --> | 0.598 | 0 | 0 | 0.5 | 0 |  | --> | C11 ex NEWMARKET (DR) | Newmarket (dr) [T41] | FRANCIS STREET |  | 53.3394 | -6.2731
0664088 | MV/LV Substation KI***4088 |  | 10 kV | _ | LV | 50 kVA :Pole Substation | 0.05 | --> | 0.05 | 0 | 0 | Constrained, otherwise capacity available =48 kVA | --> | 0.048 | 0 | 0 | 0 | 0 | Constrained, otherwise capacity available =47 kW | --> | C14 ex SWORDS | Swords [T41,T42] | GLASMORE |  | 53.4451 | -6.2717
281188Y | MV/LV Substation SH***188Y |  | 10 kV | _ | LV | 50 kVA :Pole Substation | 0.05 | --> | 0.05 | 0 | 0 | Constrained, otherwise capacity available =49 kVA | --> | 0.048 | 0 | 0 | 0 | 0 | Constrained, otherwise capacity available =47 kW | --> | C11 ex CARRIGALINE | Carrigaline [T41,T42] | BARNAHELY |  | 51.8306 | -8.3564
2514235 | MV/LV Substation LI***4235 |  | 10 kV | _ | LV | 630 kVA :Building Structure | 0.63 | --> | 0.63 | 0 | 0 | Constrained, otherwise capacity available =630 kVA | --> | 0.598 | 0 | 0 | 0 | 0 | Constrained, otherwise capacity available =598 kW | --> | C28 ex CLAREGALWAY | Claregalway [T42,T421] | GALWAY 110KV |  | 53.3415 | -8.9436
017305Z | MV/LV Substation AS***305Z |  | 20 kV | _ | LV | 200 kVA :Pole Substation | 0.2 | --> | 0.2 | 0.183 | 1.98 |  | --> | 0.19 | 0 | 0 | 0 | 0 | Constrained, otherwise capacity available =189 kW | --> | E11 ex RATHKEALE | Rathkeale [T421,T422] | RATHKEALE |  | 52.6022 | -8.9749
009411 | MV/LV Substation SM***411 |  | 20 kV | _ | LV | 200 kVA :Pole Substation | 0.2 | --> | 0.2 | 0.196 | 8.16 |  | --> | 0.19 | 0 | 0 | 0 | 0 | Constrained, otherwise capacity available =189 kW | --> | C17 ex MOUNT MISERY | Mount Misery [T41,T42] | WATERFORD |  | 52.2954 | -7.1283
288032 | MV/LV Substation KI***032 |  | 10 kV | _ | LV | 100 kVA :Pole Substation | 0.1 | --> | 0.1 | 0 | 0 | Constrained, otherwise capacity available =95 kVA | --> | 0.095 | 0 | 0 | 0.094 | 0 |  | --> | C17 ex CARRICKMINES | Carrickmines [T41,T42] | CARRICKMINES |  | 53.2487 | -6.1815
016181Z | MV/LV Substation BA***181Z |  | 10 kV | _ | LV | 200 kVA :Kiosk Substation | 0.2 | --> | 0.2 | 0 | 0 | Constrained, otherwise capacity available =156 kVA | --> | 0.19 | 0 | 0.02 | 0 | 0 | Constrained, otherwise capacity available =169 kW | --> | C20 ex CELBRIDGE | Celbridge [T41,T42] | GRIFFINRATH |  | 53.3022 | -6.6048
068145X | MV/LV Substation WO***145X |  | 10 kV | _ | LV | 630 kVA :Building Structure | 0.63 | --> | 0.63 | 0.396 | 2.6 |  | --> | 0.598 | 0 | 0 | 0.5 | 0 |  | --> | C19 ex WOLFE TONE STREET | Wolfe Tone Street [T101,T102] | FINGLAS |  | 53.3494 | -6.2675
068800 | MV/LV Substation TH***800 |  | 10 kV | _ | LV | 400 kVA :Kiosk Substation | 0.4 | --> | 0.4 | 0 | 0 | Constrained, otherwise capacity available =304 kVA | --> | 0.38 | 0 | 0.108 | 0.287 | 0 |  | --> | C11 ex CLONTARF | Clontarf [T42] | FINGLAS |  | 53.3753 | -6.1936
014342Z | MV/LV Substation CO***342Z |  | 10 kV | _ | LV | 100 kVA :Pole Substation | 0.1 | --> | 0.1 | 0 | 0 | Constrained, otherwise capacity available =93 kVA | --> | 0.095 | 0 | 0 | 0 | 0 | Constrained, otherwise capacity available =94 kW | --> | C14 ex ATHGARVAN | Athgarvan [T41,T44] | NEWBRIDGE |  | 53.1604 | -6.7291
243102 | MV/LV Substation KI***102 |  | 20 kV | _ | LV | 100 kVA :Pole Substation | 0.1 | --> | 0.1 | 0 | 0 | Constrained, otherwise capacity available =100 kVA | --> | 0.095 | 0 | 0 | 0 | 0 | Constrained, otherwise capacity available =95 kW | --> | E17 ex INCH | Inch [T421,T422] | OUGHTRAGH |  | 52.3131 | -10.0149
0294094 | MV/LV Substation BA***4094 |  | 20 kV | _ | LV | 50 kVA :Pole Substation | 0.05 | --> | 0.05 | 0 | 0 | Constrained, otherwise capacity available =50 kVA | --> | 0.048 | 0 | 0 | 0 | 0 | Constrained, otherwise capacity available =47 kW | --> | C13 ex CLOYNE | Cloyne [T41] | MIDLETON |  | 51.8289 | -8.0182
031171 | MV/LV Substation DE***171 |  | 20 kV | _ | LV | 50 kVA :Pole Substation | 0.05 | --> | 0.05 | 0 | 0 | Constrained, otherwise capacity available =39 kVA | --> | 0.048 | 0 | 0 | 0 | 0 | Constrained, otherwise capacity available =46 kW | --> | E17 ex SPRINGS | Springs [T421,T422] | DUNGARVAN |  | 52.1254 | -7.5891
008522Z | MV/LV Substation HE***522Z |  | 10 kV | _ | LV | 200 kVA :Pole Substation | 0.2 | --> | 0.2 | 0 | 0 | Constrained, otherwise capacity available =157 kVA | --> | 0.19 | 0 | 0.005 | 0 | 0 | Constrained, otherwise capacity available =180 kW | --> | E11 ex KNOCKMULLEN | Knockmullen [T42,T421] | GREAT ISLAND |  | 52.3854 | -6.9294
065030 | MV/LV Substation CO***030 |  | 10 kV | _ | LV | 200 kVA :Kiosk Substation | 0.2 | --> | 0.2 | 0 | 0 | Constrained, otherwise capacity available =45 kVA | --> | 0.19 | 0 | 0.005 | 0 | 0 | Constrained, otherwise capacity available =164 kW | --> | C15 ex LOUGHSHINNY | Loughshinny [T41,T42] | GLASMORE |  | 53.5223 | -6.0927
014101 | MV/LV Substation LE***101 |  | 20 kV | _ | LV | 200 kVA :Pole Substation | 0.2 | --> | 0.2 | 0 | 0 | Constrained, otherwise capacity available =55 kVA | --> | 0.19 | 0 | 0.015 | 0 | 0 | Constrained, otherwise capacity available =158 kW | --> | C14 ex KILDARE | Kildare [T41,T42] | NEWBRIDGE |  | 53.2223 | -6.9978
160696Y | MV/LV Substation SH***696Y |  | 10 kV | _ | LV | 200 kVA :Kiosk Substation | 0.2 | --> | 0.2 | 0 | 0 | Constrained, otherwise capacity available =154 kVA | --> | 0.19 | 0 | 0.005 | 0 | 0 | Constrained, otherwise capacity available =180 kW | --> | C18 ex PORTARLINGTON | Portarlington [T41,T42] | PORTLAOISE |  | 53.166 | -7.2185
011972X | MV/LV Substation TE***972X |  | 10 kV | _ | LV | 200 kVA :Building Structure | 0.2 | --> | 0.2 | 0.163 | 2.8 |  | --> | 0.19 | 0 | 0 | 0 | 0 | Constrained, otherwise capacity available =185 kW | --> | C13 ex PURCELLS INCH | Purcells Inch [T41,T42] | KILKENNY |  | 52.6444 | -7.2138
015620Z | MV/LV Substation OS***620Z |  | 10 kV | _ | LV | 50 kVA :Pole Substation | 0.05 | --> | 0.05 | 0.049 | 12.6 |  | --> | 0.048 | 0 | 0 | 0.047 | 0 |  | --> | C23 ex MONREAD | Monread [T101,T102] | MONREAD |  | 53.2328 | -6.6919
2484220 | MV/LV Substation LE***4220 |  | 20 kV | _ | LV | 630 kVA :Kiosk Substation | 0.63 | --> | 0.63 | 0 | 0 | Constrained, otherwise capacity available =492 kVA | --> | 0.598 | 0 | 0.045 | 0 | 0 | Constrained, otherwise capacity available =546 kW | --> | E19 ex KILCOCK | Kilcock [T421,T422] | GRIFFINRATH |  | 53.395 | -6.6589
048854 | MV/LV Substation TR***854 |  | 20 kV | _ | LV | 50 kVA :Pole Substation | 0.05 | --> | 0.05 | 0.024 | 2.03 |  | --> | 0.048 | 0 | 0 | 0 | 0 | Constrained, otherwise capacity available =44 kW | --> | E16 ex MOHILL | Mohill [T421,T422] | CARRICK ON SHANNON |  | 53.917 | -7.8772
3634105 | MV/LV Substation BA***4105 |  | 20 kV | _ | LV | 200 kVA :Pole Substation | 0.2 | --> | 0.2 | 0.2 | 3.25 |  | --> | 0.19 | 0 | 0 | 0 | 0 | Constrained, otherwise capacity available =190 kW | --> | E15 ex BALLYBUNION | Ballybunion [T421,T422] | TRIEN |  | 52.5269 | -9.4886
050463Y | MV/LV Substation AT***463Y |  | 10 kV | _ | LV | 630 kVA :Building Structure | 0.63 | --> | 0.63 | 0.495 | 7.61 |  | --> | 0.598 | 0 | 0 | 0 | 0 | Constrained, otherwise capacity available =580 kW | --> | C12 ex GARRYCASTLE | Garrycastle [T41,T42] | ATHLONE |  | 53.4131 | -7.8994
030502 | MV/LV Substation SA***502 |  | 10 kV | _ | LV | 50 kVA :Pole Substation | 0.05 | --> | 0.05 | 0 | 0 | Constrained, otherwise capacity available =48 kVA | --> | 0.048 | 0 | 0 | 0 | 0 | Constrained, otherwise capacity available =47 kW | --> | E19 ex FOXHOLE | Foxhole [T421,T422] | DUNGARVAN |  | 52.0902 | -7.9325
365891X | MV/LV Substation AM***891X |  | 10 kV | _ | LV | 400 kVA :Building Structure | 0.4 | --> | 0.4 | 0 | 0 | Constrained, otherwise capacity available =280 kVA | --> | 0.38 | 0 | 0.049 | 0.327 | 0 |  | --> | C11 ex FORTUNESTOWN | Fortunestown [T101,T102] | INCHICORE 220KV |  | 53.2925 | -6.4208
062698X | MV/LV Substation MA***698X |  | 10 kV | _ | LV | 50 kVA :Pole Substation | 0.05 | --> | 0.05 | 0.018 | 3.12 |  | --> | 0.048 | 0 | 0 | 0 | 0 | Constrained, otherwise capacity available =43 kW | --> | C21 ex MARSHES | Marshes [T41,T42] | DUNDALK |  | 53.9634 | -6.3922
158985 | MV/LV Substation AN***985 |  | 10 kV | _ | LV | 400 kVA :Kiosk Substation | 0.4 | --> | 0.4 | 0 | 0 | Constrained, otherwise capacity available =346 kVA | --> | 0.38 | 0 | 0.014 | 0 | 0 | Constrained, otherwise capacity available =362 kW | --> | C20 ex ENNISTYMON | Ennistymon [T41,T42] | ENNIS |  | 52.8756 | -9.1784
007203Z | MV/LV Substation MO***203Z |  | 10 kV | _ | LV | 100 kVA :Pole Substation | 0.1 | --> | 0.1 | 0.083 | 16.12 |  | --> | 0.095 | 0 | 0 | 0.093 | 0 |  | --> | E19 ex WEXFORD | Wexford [T121,T122] | WEXFORD |  | 52.3372 | -6.5446
156806X | MV/LV Substation TE***806X |  | 10 kV | _ | LV | 200 kVA :Pole Substation | 0.2 | --> | 0.2 | 0.15 | 2.47 |  | --> | 0.19 | 0 | 0.004 | 0 | 0 | Constrained, otherwise capacity available =180 kW | --> | C12 ex TELAYDON | Telaydon [T42,T421] | LISDRUM |  | 54.2622 | -6.9776
281041 | MV/LV Substation EG***041 |  | 10 kV | _ | LV | 400 kVA :Kiosk Substation | 0.4 | --> | 0.4 | 0.203 | 5.49 |  | --> | 0.38 | 0 | 0.063 | 0.306 | 0 |  | --> | C11 ex TRABEG | Trabeg [T101,T102] | TRABEG |  | 51.8835 | -8.445
252514X | MV/LV Substation KY***514X |  | 20 kV | _ | LV | 100 kVA :Pole Substation | 0.1 | --> | 0.1 | 0.087 | 2.76 |  | --> | 0.095 | 0 | 0 | 0.093 | 0 |  | --> | C13 ex RECESS | Recess [T41] | SCREEB |  | 53.5628 | -9.9033
067653X | MV/LV Substation RU***653X |  | 20 kV | _ | LV | 50 kVA :Pole Substation | 0.05 | --> | 0.05 | 0 | 0 | Constrained, otherwise capacity available =48 kVA | --> | 0.048 | 0 | 0 | 0 | 0 | Constrained, otherwise capacity available =47 kW | --> | C17 ex GILLOGUE | Gillogue [T41,T42] | ARDNACRUSHA |  | 52.7203 | -8.5606
137100 | MV/LV Substation SL***100 |  | 10 kV | _ | LV | 200 kVA :Pole Substation | 0.2 | --> | 0.2 | 0.132 | 2 |  | --> | 0.19 | 0 | 0 | 0 | 0 | Constrained, otherwise capacity available =180 kW | --> | C15 ex CAUSEWAY | Causeway [T41,T42] | TRALEE |  | 52.377 | -9.8101
1374112 | MV/LV Substation AR***4112 |  | 10 kV | _ | LV | 200 kVA :Pole Substation | 0.2 | --> | 0.2 | 0.177 | 2 |  | --> | 0.19 | 0 | 0 | 0 | 0 | Constrained, otherwise capacity available =187 kW | --> | C15 ex CAUSEWAY | Causeway [T41,T42] | TRALEE |  | 52.3323 | -9.794
005782X | MV/LV Substation BA***782X |  | 10 kV | _ | LV | 50 kVA :Pole Substation | 0.05 | --> | 0.05 | 0 | 0 | Constrained, otherwise capacity available =49 kVA | --> | 0.048 | 0 | 0 | 0 | 0 | Constrained, otherwise capacity available =47 kW | --> | C11 ex GARDEN CITY | Garden City [T41,T42] | ARKLOW |  | 52.6907 | -6.3217
068973 | MV/LV Substation PI***973 |  | 10 kV | _ | LV | 400 kVA :Kiosk Substation | 0.4 | --> | 0.4 | 0.269 | 11.14 |  | --> | 0.38 | 0 | 0.025 | 0.343 | 0 |  | --> | C11 ex CABRA | Cabra [T101,T102] | FINGLAS |  | 53.3624 | -6.2995
068300X | MV/LV Substation IR***300X |  | 10 kV | _ | LV | 1000 kVA :Building Structure | 1 | --> | 1 | 0.5 | 6.65 |  | --> | 0.95 | 0 | 0.05 | 0.5 | 0 |  | --> | C20 ex EAST WALL ROAD | East Wall Road [T41,T42] | MCDERMOTT |  | 53.3502 | -6.2032
0034046 | MV/LV Substation BA***4046 |  | 10 kV | _ | LV | 50 kVA :Pole Substation | 0.05 | --> | 0.05 | 0.05 | 0.48 |  | --> | 0.048 | 0 | 0 | 0 | 0 | Constrained, otherwise capacity available =48 kW | --> | C15 ex KILMARTIN | Kilmartin [T41] | ARKLOW |  | 53.0549 | -6.0892
253098Y | MV/LV Substation CH***098Y |  | 20 kV | _ | LV | 200 kVA :Pole Substation | 0.2 | --> | 0.2 | 0 | 0 | Constrained, otherwise capacity available =167 kVA | --> | 0.19 | 0 | 0 | 0 | 0 | Constrained, otherwise capacity available =185 kW | --> | E13 ex HEADFORD | Headford [T41,T42] | CLOON |  | 53.5231 | -9.0922
156324Y | MV/LV Substation TY***324Y |  | 20 kV | _ | LV | 50 kVA :Pole Substation | 0.05 | --> | 0.05 | 0.046 | 2.1 |  | --> | 0.048 | 0 | 0 | 0 | 0 | Constrained, otherwise capacity available =47 kW | --> | E16 ex LISDRUM | Lisdrum [T422] | LISDRUM |  | 54.2647 | -6.8945
251207X | MV/LV Substation CO***207X |  | 10 kV | _ | LV | 1000 kVA :Building Structure | 1 | --> | 1 | 0 | 0 | Constrained, otherwise capacity available =851 kVA | --> | 0.95 | 0 | 0 | 0 | 0 | Constrained, otherwise capacity available =929 kW | --> | C28 ex CLAREGALWAY | Claregalway [T42,T421] | GALWAY 110KV |  | 53.3451 | -8.9438
052894Z | MV/LV Substation DE***894Z |  | 20 kV | _ | LV | 50 kVA :Pole Substation | 0.05 | --> | 0.05 | 0 | 0 | Constrained, otherwise capacity available =49 kVA | --> | 0.048 | 0 | 0 | 0 | 0 | Constrained, otherwise capacity available =47 kW | --> | E14 ex BALLINDERRY | Ballinderry [T41,T422] | MULLINGAR |  | 53.3955 | -7.2657
2514108 | MV/LV Substation CA***4108 |  | 10 kV | _ | LV | 50 kVA :Pole Substation | 0.05 | --> | 0.05 | 0 | 0 | Constrained, otherwise capacity available =31 kVA | --> | 0.048 | 0 | 0.034 | 0 | 0 | Constrained, otherwise capacity available =20 kW | --> | C30 ex CLAREGALWAY | Claregalway [T42,T421] | GALWAY 110KV |  | 53.3896 | -8.9744
054854Y | MV/LV Substation BA***854Y |  | 20 kV | _ | LV | 50 kVA :Pole Substation | 0.05 | --> | 0.05 | 0 | 0 | Constrained, otherwise capacity available =43 kVA | --> | 0.048 | 0 | 0 | 0 | 0 | Constrained, otherwise capacity available =46 kW | --> | E12 ex ABBEYLEIX | Abbeyleix [T422] | PORTLAOISE |  | 52.9469 | -7.2998
021052Y | MV/LV Substation WE***052Y |  | 10 kV | _ | LV | 630 kVA :Building Structure | 0.63 | --> | 0.63 | 0 | 6.78 |  | --> | 0.598 | 0 | 0.006 | 0.5 | 0 |  | --> | C13 ex CASTLEVIEW | Castleview [T101,T102] | CASTLEVIEW |  | 51.8941 | -8.3612
365238 | MV/LV Substation KI***238 |  | 10 kV | _ | LV | 400 kVA :Building Structure | 0.4 | --> | 0.4 | 0 | 0 | Constrained, otherwise capacity available =289 kVA | --> | 0.38 | 0 | 0 | 0.365 | 0 |  | --> | C12 ex OLDBAWN | Oldbawn [T41,T42] | COOKSTOWN |  | 53.2818 | -6.3447
120092Y | MV/LV Substation RI***092Y |  | 20 kV | _ | LV | 200 kVA :Pole Substation | 0.2 | --> | 0.2 | 0.137 | 3.5 |  | --> | 0.19 | 0 | 0.057 | 0 | 0 | Constrained, otherwise capacity available =139 kW | --> | E12 ex DUNFIRTH | Dunfirth [T122] | DUNFIRTH |  | 53.4519 | -6.9298
007891X | MV/LV Substation SO***891X |  | 10 kV | _ | LV | 630 kVA :Building Structure | 0.63 | --> | 0.63 | 0.5 | 0.9 |  | --> | 0.598 | 0 | 0.011 | 0 | 0 | Constrained, otherwise capacity available =590 kW | --> | C16 ex CLONARD | Clonard [T41,T42] | WEXFORD |  | 52.3302 | -6.4882
068607 | MV/LV Substation CL***607 |  | 10 kV | _ | LV | 630 kVA :Kiosk Substation | 0.63 | --> | 0.63 | 0.5 | 11.14 |  | --> | 0.598 | 0 | 0.007 | 0.5 | 0 |  | --> | C14 ex CABRA | Cabra [T101,T102] | FINGLAS |  | 53.3705 | -6.2837
377491X | MV/LV Substation WI***491X |  | 20 kV | _ | LV | 630 kVA :Building Structure | 0.63 | --> | 0.63 | 0 | 0 | Constrained, otherwise capacity available =620 kVA | --> | 0.598 | 0 | 0 | 0 | 0 | Constrained, otherwise capacity available =597 kW | --> | E17 ex GURRANEBANE | Gurranebane [T421,T422] | OUGHTRAGH |  | 51.9354 | -10.2402
068273X | MV/LV Substation CU***273X |  | 10 kV | _ | LV | 630 kVA :Building Structure | 0.63 | --> | 0.63 | 0.5 | 1.37 |  | --> | 0.598 | 0 | 0 | 0.5 | 0 |  | --> | C22 ex SOUTH KING STREET | South King Street [T41,T42] | FRANCIS STREET |  | 53.3374 | -6.2636
156722X | MV/LV Substation MU***722X |  | 10 kV | _ | LV | 100 kVA :Pole Substation | 0.1 | --> | 0.1 | 0.072 | 2.47 |  | --> | 0.095 | 0 | 0.023 | 0 | 0 | Constrained, otherwise capacity available =74 kW | --> | C12 ex TELAYDON | Telaydon [T42,T421] | LISDRUM |  | 54.2594 | -6.9753
095123X | MV/LV Substation HA***123X |  | 10 kV | _ | LV | 200 kVA :Kiosk Substation | 0.2 | --> | 0.2 | 0.189 | 1.1 |  | --> | 0.19 | 0 | 0 | 0 | 0 | Constrained, otherwise capacity available =188 kW | --> | C23 ex KILKEE | Kilkee [T41] | TULLABRACK |  | 52.6743 | -9.6468
093446 | MV/LV Substation BR***446 |  | 10 kV | _ | LV | 100 kVA :Pole Substation | 0.1 | --> | 0.1 | 0 | 0 | Constrained, otherwise capacity available =89 kVA | --> | 0.095 | 0 | 0 | 0 | 0 | Constrained, otherwise capacity available =94 kW | --> | E11 ex ASHBOURNE | Ashbourne [T421,T422] | FINGLAS |  | 53.4343 | -6.3335
0684008 | MV/LV Substation GL***4008 |  | 10 kV | _ | LV | 400 kVA :Kiosk Substation | 0.4 | --> | 0.4 | 0.372 | 11.14 |  | --> | 0.38 | 0 | 0 | 0.376 | 0 |  | --> | C14 ex CABRA | Cabra [T101,T102] | FINGLAS |  | 53.3693 | -6.2762
067194 | MV/LV Substation OM***194 |  | 10 kV | _ | LV | 200 kVA :Building Structure | 0.2 | --> | 0.2 | 0 | 0 | Constrained, otherwise capacity available =165 kVA | --> | 0.19 | 0 | 0 | 0.185 | 0 |  | --> | C20 ex GARRYOWEN | Garryowen [T41,T42] | LIMERICK |  | 52.6471 | -8.6055
111067X | MV/LV Substation AL***067X |  | 20 kV | _ | LV | 50 kVA :Pole Substation | 0.05 | --> | 0.05 | 0.033 | 0.94 |  | --> | 0.048 | 0 | 0 | 0 | 0 | Constrained, otherwise capacity available =45 kW | --> | E11 ex CASTLETOWNBERE | Castletownbere [T421] | BALLYLICKY |  | 51.643 | -10.043
031006 | MV/LV Substation BA***006 |  | 10 kV | _ | LV | 50 kVA :Pole Substation | 0.05 | --> | 0.05 | 0 | 0 | Constrained, otherwise capacity available =47 kVA | --> | 0.048 | 0 | 0 | 0 | 0 | Constrained, otherwise capacity available =47 kW | --> | C17 ex COLLIGAN | Colligan [T41,T42] | DUNGARVAN |  | 52.0959 | -7.661
127637X | MV/LV Substation AS***637X |  | 10 kV | _ | LV | 50 kVA :Pole Substation | 0.05 | --> | 0.05 | 0.039 | 5.89 |  | --> | 0.048 | 0 | 0.015 | 0 | 0 | Constrained, otherwise capacity available =35 kW | --> | C17 ex CASHEL | Cashel [T41,T42] | CAHIR |  | 52.5133 | -7.8936
281230 | MV/LV Substation BA***230 |  | 20 kV | _ | LV | 200 kVA :Kiosk Substation | 0.2 | --> | 0.2 | 0.196 | 17.47 |  | --> | 0.19 | 0 | 0 | 0.19 | 0 |  | --> | E12 ex COOLROE | Coolroe [T121,T122] | COOLROE |  | 51.8788 | -8.6436
0014093 | MV/LV Substation IR***4093 |  | 10 kV | _ | LV | 630 kVA :Building Structure | 0.63 | --> | 0.63 | 0.5 | 1.16 |  | --> | 0.598 | 0 | 0 | 0.5 | 0 |  | --> | C18 ex BREWERY ROAD | Brewery Road [T41,T42] | CARRICKMINES |  | 53.28 | -6.2083
064677Y | MV/LV Substation SL***677Y |  | 20 kV | _ | LV | 200 kVA :Building Structure | 0.2 | --> | 0.2 | 0 | 0 | Constrained, otherwise capacity available =169 kVA | --> | 0.19 | 0 | 0 | 0 | 0 | Constrained, otherwise capacity available =186 kW | --> | E21 ex SLANE | Slane [T421] | DRYBRIDGE |  | 53.7098 | -6.5617
052295Y | MV/LV Substation SE***295Y |  | 20 kV | _ | LV | 100 kVA :Pole Substation | 0.1 | --> | 0.1 | 0.077 | 1.25 |  | --> | 0.095 | 0 | 0 | 0 | 0 | Constrained, otherwise capacity available =92 kW | --> | C16 ex LOUGHANALLA | Loughanalla [T41,T42] | MULLINGAR |  | 53.6678 | -7.3203
064153Y | MV/LV Substation QU***153Y |  | 10 kV | _ | LV | 630 kVA :Building Structure | 0.63 | --> | 0.63 | 0 | 0 | Constrained, otherwise capacity available =530 kVA | --> | 0.598 | 0 | 0.006 | 0 | 0 | Constrained, otherwise capacity available =580 kW | --> | C14 ex MORNINGTON ROAD | Mornington Road [T41,T42] | DRYBRIDGE |  | 53.715 | -6.3516
139383Y | MV/LV Substation TH***383Y |  | 10 kV | _ | LV | 400 kVA :Kiosk Substation | 0.4 | --> | 0.4 | 0 | 0 | Constrained, otherwise capacity available =374 kVA | --> | 0.38 | 0 | 0.01 | 0 | 0 | Constrained, otherwise capacity available =369 kW | --> | C17 ex VIRGINIA | Virginia [T41,T42] | MEATH HILL |  | 53.8341 | -7.082
045924 | MV/LV Substation SH***924 |  | 10 kV | _ | LV | 50 kVA :Pole Substation | 0.05 | --> | 0.05 | 0.044 | 2.45 |  | --> | 0.048 | 0 | 0 | 0 | 0 | Constrained, otherwise capacity available =47 kW | --> | C18 ex GURTEEN | Gurteen [T41] | TONROE |  | 53.9689 | -8.4672
044928 | MV/LV Substation MA***928 |  | 20 kV | _ | LV | 200 kVA :Kiosk Substation | 0.2 | --> | 0.2 | 0.187 | 0.43 |  | --> | 0.19 | 0 | 0.01 | 0 | 0 | Constrained, otherwise capacity available =181 kW | --> | C21 ex SWINFORD | Swinford [T41,T42] | CASTLEBAR |  | 53.9787 | -9.111
065612 | MV/LV Substation HE***612 |  | 20 kV | _ | LV | 100 kVA :Pole Substation | 0.1 | --> | 0.1 | 0 | 0 | Constrained, otherwise capacity available =22 kVA | --> | 0.095 | 0 | 0.026 | 0 | 0 | Constrained, otherwise capacity available =64 kW | --> | E18 ex GLASMORE | Glasmore [T421,T422] | GLASMORE |  | 53.5524 | -6.2076
3774036 | MV/LV Substation FE***4036 |  | 20 kV | _ | LV | 50 kVA :Pole Substation | 0.05 | --> | 0.05 | 0 | 0 | Constrained, otherwise capacity available =48 kVA | --> | 0.048 | 0 | 0 | 0 | 0 | Constrained, otherwise capacity available =47 kW | --> | E17 ex GURRANEBANE | Gurranebane [T421,T422] | OUGHTRAGH |  | 51.9389 | -10.2371
160650X | MV/LV Substation CL***650X |  | 20 kV | _ | LV | 50 kVA :Pole Substation | 0.05 | --> | 0.05 | 0 | 0 | Constrained, otherwise capacity available =50 kVA | --> | 0.048 | 0 | 0 | 0 | 0 | Constrained, otherwise capacity available =47 kW | --> | C11 ex MOUNTMELLICK | Mountmellick [T41,T42] | PORTLAOISE |  | 53.1457 | -7.5013
093264X | MV/LV Substation BI***264X |  | 10 kV | _ | LV | 400 kVA :Kiosk Substation | 0.4 | --> | 0.4 | 0 | 0 | Constrained, otherwise capacity available =269 kVA | --> | 0.38 | 0 | 0.025 | 0.343 | 0 |  | --> | C14 ex SUTTON | Sutton [T41,T42] | GRANGE (DR) |  | 53.3902 | -6.1213
032459Y | MV/LV Substation KI***459Y |  | 20 kV | _ | LV | 50 kVA :Pole Substation | 0.05 | --> | 0.05 | 0 | 0 | Constrained, otherwise capacity available =50 kVA | --> | 0.048 | 0 | 0 | 0 | 0 | Constrained, otherwise capacity available =48 kW | --> | C19 ex TRAMORE | Tramore [T41,T42] | BUTLERSTOWN |  | 52.1554 | -7.0314
049258Y | MV/LV Substation PU***258Y |  | 20 kV | _ | LV | 50 kVA :Pole Substation | 0.05 | --> | 0.05 | 0.05 | 1.31 |  | --> | 0.048 | 0 | 0 | 0 | 0 | Constrained, otherwise capacity available =48 kW | --> | C17 ex ROOSKY | Roosky [T41] | RICHMOND |  | 53.7685 | -8.1108
249132 | MV/LV Substation BA***132 |  | 10 kV | _ | LV | 50 kVA :Pole Substation | 0.05 | --> | 0.05 | 0 | 0 | Constrained, otherwise capacity available =41 kVA | --> | 0.048 | 0 | 0 | 0 | 0 | Constrained, otherwise capacity available =46 kW | --> | C22 ex LISMORE | Lismore [T41,T42] | DUNGARVAN |  | 52.1544 | -7.9438
052818Z | MV/LV Substation TH***818Z |  | 20 kV | _ | LV | 50 kVA :Pole Substation | 0.05 | --> | 0.05 | 0 | 0 | Constrained, otherwise capacity available =44 kVA | --> | 0.048 | 0 | 0.006 | 0 | 0 | Constrained, otherwise capacity available =42 kW | --> | E18 ex BALLINDERRY | Ballinderry [T41,T422] | MULLINGAR |  | 53.5073 | -7.2442
030104 | MV/LV Substation CO***104 |  | 20 kV | _ | LV | 400 kVA :Building Structure | 0.4 | --> | 0.4 | 0 | 0 | Constrained, otherwise capacity available =378 kVA | --> | 0.38 | 0 | 0.015 | 0 | 0 | Constrained, otherwise capacity available =366 kW | --> | E17 ex FOXHOLE | Foxhole [T421,T422] | DUNGARVAN |  | 51.9528 | -7.8675
007215 | MV/LV Substation BA***215 |  | 20 kV | _ | LV | 100 kVA :Pole Substation | 0.1 | --> | 0.1 | 0.086 | 1.4 |  | --> | 0.095 | 0 | 0.005 | 0 | 0 | Constrained, otherwise capacity available =89 kW | --> | E13 ex KILLINICK | Killinick [T421,T422] | WEXFORD |  | 52.1978 | -6.3552
029439Y | MV/LV Substation GO***439Y |  | 20 kV | _ | LV | 400 kVA :Kiosk Substation | 0.4 | --> | 0.4 | 0 | 0 | Constrained, otherwise capacity available =252 kVA | --> | 0.38 | 0 | 0.048 | 0 | 0 | Constrained, otherwise capacity available =324 kW | --> | E12 ex CARRIGSHANE | Carrigshane [T422] | MIDLETON |  | 51.9141 | -8.0493
0154313 | MV/LV Substation CA***4313 |  | 10 kV | _ | LV | 200 kVA :Kiosk Substation | 0.2 | --> | 0.2 | 0 | 0 | Constrained, otherwise capacity available =174 kVA | --> | 0.19 | 0 | 0.016 | 0 | 0 | Constrained, otherwise capacity available =175 kW | --> | C18 ex SALLINS | Sallins [T41,T42] | GRIFFINRATH |  | 53.2969 | -6.6821
021485Z | MV/LV Substation AR***485Z |  | 10 kV | _ | LV | 630 kVA :Building Structure | 0.63 | --> | 0.63 | 0.5 | 4.67 |  | --> | 0.598 | 0 | 0 | 0.5 | 0 |  | --> | C17 ex CENTRE PARK ROAD | Marina [T105,T106] | MARINA |  | 51.9025 | -8.4571
067741Y | MV/LV Substation BA***741Y |  | 20 kV | _ | LV | 50 kVA :Pole Substation | 0.05 | --> | 0.05 | 0 | 0 | Constrained, otherwise capacity available =35 kVA | --> | 0.048 | 0 | 0.005 | 0 | 0 | Constrained, otherwise capacity available =42 kW | --> | E17 ex DRUMLINE | Drumline [T421,T422] | DRUMLINE |  | 52.7234 | -8.8573
0734081 | MV/LV Substation BA***4081 |  | 20 kV | _ | LV | 200 kVA :Kiosk Substation | 0.2 | --> | 0.2 | 0 | 0 | Constrained, otherwise capacity available =164 kVA | --> | 0.19 | 0 | 0 | 0 | 0 | Constrained, otherwise capacity available =185 kW | --> | C15 ex MOATE | Moate [T41,T42] | ATHLONE |  | 53.3924 | -7.7064
2814347 | MV/LV Substation BE***4347 |  | 10 kV | _ | LV | 400 kVA :Kiosk Substation | 0.4 | --> | 0.4 | 0.356 | 6.78 |  | --> | 0.38 | 0 | 0 | 0.374 | 0 |  | --> | C25 ex CASTLEVIEW | Castleview [T101,T102] | CASTLEVIEW |  | 51.8874 | -8.4119
165377 | MV/LV Substation CO***377 |  | 20 kV | _ | LV | 50 kVA :Pole Substation | 0.05 | --> | 0.05 | 0 | 0 | Constrained, otherwise capacity available =47 kVA | --> | 0.048 | 0 | 0 | 0 | 0 | Constrained, otherwise capacity available =47 kW | --> | C11 ex TIMOLEAGUE | Timoleague [T41] | BANDON |  | 51.6388 | -8.7781
176100 | MV/LV Substation OS***100 |  | 20 kV | _ | LV | 630 kVA :Building Structure | 0.63 | --> | 0.63 | 0.5 | 18.78 |  | --> | 0.598 | 0 | 0 | 0.5 | 0 |  | --> | E14 ex HARTNETTS CROSS | Hartnetts Cross [T121,T422] | MACROOM |  | 51.9426 | -9.1592
1654184 | MV/LV Substation AG***4184 |  | 20 kV | _ | LV | 50 kVA :Pole Substation | 0.05 | --> | 0.05 | 0 | 0 | Constrained, otherwise capacity available =34 kVA | --> | 0.048 | 0 | 0.03 | 0 | 0 | Constrained, otherwise capacity available =23 kW | --> | C11 ex TIMOLEAGUE | Timoleague [T41] | BANDON |  | 51.6241 | -8.7776
081136Z | MV/LV Substation DE***136Z |  | 10 kV | _ | LV | 400 kVA :Kiosk Substation | 0.4 | --> | 0.4 | 0 | 0 | Constrained, otherwise capacity available =300 kVA | --> | 0.38 | 0 | 0.049 | 0 | 0 | Constrained, otherwise capacity available =330 kW | --> | C15 ex CASTLEKNOCK | Castleknock [T41,T42] | FINGLAS |  | 53.3735 | -6.3491
011034Z | MV/LV Substation AS***034Z |  | 10 kV | _ | LV | 200 kVA :Kiosk Substation | 0.2 | --> | 0.2 | 0.153 | 5.05 |  | --> | 0.19 | 0 | 0.005 | 0 | 0 | Constrained, otherwise capacity available =180 kW | --> | C13 ex MCDONAGH | Mcdonagh [T41,T42] | KILKENNY |  | 52.6673 | -7.2334
0294217 | MV/LV Substation LE***4217 |  | 10 kV | _ | LV | 200 kVA :Pole Substation | 0.2 | --> | 0.2 | 0 | 0 | Constrained, otherwise capacity available =156 kVA | --> | 0.19 | 0 | 0.008 | 0.178 | 0 |  | --> | C18 ex MIDLETON | Midleton [T101,T102] | MIDLETON |  | 52.0073 | -8.0738
1224135 | MV/LV Substation AR***4135 |  | 10 kV | _ | LV | 100 kVA :Pole Substation | 0.1 | --> | 0.1 | 0.1 | 4.18 |  | --> | 0.095 | 0 | 0 | 0 | 0 | Constrained, otherwise capacity available =95 kW | --> | C17 ex KINGSCOURT | Kingscourt [T41,T42] | MEATH HILL |  | 53.8983 | -6.7528
037045 | MV/LV Substation SA***045 |  | 10 kV | _ | LV | 630 kVA :Building Structure | 0.63 | --> | 0.63 | 0.311 | 13.05 |  | --> | 0.598 | 0 | 0.005 | 0.5 | 0 |  | --> | C20 ex ENNIS | Ennis [T101,T102] | ENNIS |  | 52.8445 | -8.9841
071486 | MV/LV Substation KI***486 |  | 10 kV | _ | LV | 200 kVA :Pole Substation | 0.2 | --> | 0.2 | 0.109 | 5.58 |  | --> | 0.19 | 0 | 0.012 | 0.168 | 0 |  | --> | C12 ex KILCOOLE | Kilcoole [T41,T42] | FASSAROE |  | 53.1112 | -6.0648
1544348 | MV/LV Substation HW***4348 |  | 10 kV | _ | LV | 400 kVA :Kiosk Substation | 0.4 | --> | 0.4 | 0 | 0 | Constrained, otherwise capacity available =400 kVA | --> | 0.38 | 0 | 0 | 0.38 | 0 |  | --> | C39 ex COLLEGE PARK | College Park [T101,T102,T103] | COLLEGE PARK |  | 53.4233 | -6.3743
0584354 | MV/LV Substation G/***4354 |  | 20 kV | _ | LV | 50 kVA :Pole Substation | 0.05 | --> | 0.05 | 0.035 | 0.18 |  | --> | 0.048 | 0 | 0 | 0 | 0 | Constrained, otherwise capacity available =45 kW | --> | C18 ex TOOMEVARA | Toomevara [T42] | NENAGH |  | 52.8605 | -8.0591
066329Z | MV/LV Substation BA***329Z |  | 20 kV | _ | LV | 400 kVA :Kiosk Substation | 0.4 | --> | 0.4 | 0 | 0 | Constrained, otherwise capacity available =336 kVA | --> | 0.38 | 0 | 0.051 | 0 | 0 | Constrained, otherwise capacity available =333 kW | --> | E15 ex BATTER LANE TEMPORARY | Batter Lane Temporary 38kv [T421] | GLASMORE |  | 53.4916 | -6.1482
032877 | MV/LV Substation CR***877 |  | 10 kV | _ | LV | 200 kVA :Pole Substation | 0.2 | --> | 0.2 | 0 | 0 | Constrained, otherwise capacity available =160 kVA | --> | 0.19 | 0 | 0 | 0 | 0 | Constrained, otherwise capacity available =184 kW | --> | C12 ex KILMEADEN | Kilmeaden [T42] | BUTLERSTOWN |  | 52.2329 | -7.2413
046965 | MV/LV Substation KI***965 |  | 10 kV | _ | LV | 200 kVA :Pole Substation | 0.2 | --> | 0.2 | 0.143 | 5.48 |  | --> | 0.19 | 0 | 0 | 0.182 | 0 |  | --> | C12 ex BALLYTIVNAN | Ballytivnan [T41,T42] | SLIGO |  | 54.302 | -8.4131
1204050 | MV/LV Substation CO***4050 |  | 20 kV | _ | LV | 200 kVA :Pole Substation | 0.2 | --> | 0.2 | 0 | 0 | Constrained, otherwise capacity available =199 kVA | --> | 0.19 | 0 | 0 | 0 | 0 | Constrained, otherwise capacity available =190 kW | --> | E20 ex EDENDERRY | Edenderry [T421,T422] | BLAKE |  | 53.3598 | -7.2009
156387 | MV/LV Substation KI***387 |  | 20 kV | _ | LV | 50 kVA :Pole Substation | 0.05 | --> | 0.05 | 0.037 | 2.47 |  | --> | 0.048 | 0 | 0 | 0 | 0 | Constrained, otherwise capacity available =46 kW | --> | E19 ex TELAYDON | Telaydon [T42,T421] | LISDRUM |  | 54.3074 | -6.9946
429621 | MV/LV Substation PU***621 |  | 10 kV | _ | LV | 100 kVA :Pole Substation | 0.1 | --> | 0.1 | 0.046 | 0.33 |  | --> | 0.095 | 0 | 0 | 0 | 0 | Constrained, otherwise capacity available =87 kW | --> | C12 ex ABBEYFEALE | Abbeyfeale [T42] | TRIEN |  | 52.3789 | -9.3093
066047 | MV/LV Substation FO***047 |  | 10 kV | _ | LV | 200 kVA :Kiosk Substation | 0.2 | --> | 0.2 | 0 | 0 | Constrained, otherwise capacity available =199 kVA | --> | 0.19 | 0 | 0 | 0 | 0 | Constrained, otherwise capacity available =190 kW | --> | E17 ex GLASMORE | Glasmore [T421,T422] | GLASMORE |  | 53.4429 | -6.2337
377273 | MV/LV Substation BA***273 |  | 20 kV | _ | LV | 100 kVA :Pole Substation | 0.1 | --> | 0.1 | 0 | 0 | Constrained, otherwise capacity available =84 kVA | --> | 0.095 | 0 | 0 | 0 | 0 | Constrained, otherwise capacity available =93 kW | --> | E12 ex MILLTOWN (SR) | Milltown (sr) [T421,T422] | OUGHTRAGH |  | 52.073 | -9.8824
1194111 | MV/LV Substation SC***4111 |  | 10 kV | _ | LV | 100 kVA :Pole Substation | 0.1 | --> | 0.1 | 0 | 0 | Constrained, otherwise capacity available =100 kVA | --> | 0.095 | 0 | 0 | 0 | 0 | Constrained, otherwise capacity available =95 kW | --> | C16 ex KANTURK | Kanturk [T41,T42] | GLENLARA |  | 52.1788 | -8.9115
158120X | MV/LV Substation TR***120X |  | 10 kV | _ | LV | 50 kVA :Pole Substation | 0.05 | --> | 0.05 | 0.039 | 0.83 |  | --> | 0.048 | 0 | 0.01 | 0 | 0 | Constrained, otherwise capacity available =38 kW | --> | C15 ex MILLTOWN MALBAY | Milltown Malbay [T42] | TULLABRACK |  | 52.8091 | -9.4522
053063Z | MV/LV Substation CL***063Z |  | 10 kV | _ | LV | 200 kVA :Kiosk Substation | 0.2 | --> | 0.2 | 0 | 0 | Constrained, otherwise capacity available =161 kVA | --> | 0.19 | 0 | 0 | 0.184 | 0 |  | --> | C21 ex CLONMINCH | Clonminch [T41,T422] | THORNSBERRY |  | 53.2569 | -7.484
122838 | MV/LV Substation CL***838 |  | 10 kV | _ | LV | 200 kVA :Pole Substation | 0.2 | --> | 0.2 | 0.139 | 4.18 |  | --> | 0.19 | 0 | 0 | 0 | 0 | Constrained, otherwise capacity available =182 kW | --> | C20 ex KINGSCOURT | Kingscourt [T41,T42] | MEATH HILL |  | 53.8691 | -6.7197
139447X | MV/LV Substation DR***447X |  | 10 kV | _ | LV | 100 kVA :Pole Substation | 0.1 | --> | 0.1 | 0.024 | 4 |  | --> | 0.095 | 0 | 0 | 0 | 0 | Constrained, otherwise capacity available =84 kW | --> | C17 ex BALLYJAMESDUFF | Ballyjamesduff [T41,T42] | SHANKILL |  | 53.8701 | -7.2624
154186Y | MV/LV Substation SA***186Y |  | 20 kV | _ | LV | 50 kVA :Pole Substation | 0.05 | --> | 0.05 | 0 | 0 | Constrained, otherwise capacity available =39 kVA | --> | 0.048 | 0 | 0.004 | 0 | 0 | Constrained, otherwise capacity available =43 kW | --> | C17 ex MONEYCOOLEY | Moneycooley [T41,T42,T44] | GRIFFINRATH |  | 53.4299 | -6.508
127794 | MV/LV Substation DO***794 |  | 10 kV | _ | LV | 100 kVA :Pole Substation | 0.1 | --> | 0.1 | 0 | 0 | Constrained, otherwise capacity available =74 kVA | --> | 0.095 | 0 | 0 | 0 | 0 | Constrained, otherwise capacity available =91 kW | --> | C17 ex HOLYCROSS ROAD | Holycross Road [T41,T42] | THURLES |  | 52.7268 | -7.8785
032051 | MV/LV Substation SW***051 |  | 10 kV | _ | LV | 200 kVA :Pole Substation | 0.2 | --> | 0.2 | 0 | 0 | Constrained, otherwise capacity available =172 kVA | --> | 0.19 | 0 | 0.01 | 0 | 0 | Constrained, otherwise capacity available =179 kW | --> | C23 ex TRAMORE | Tramore [T41,T42] | BUTLERSTOWN |  | 52.1651 | -7.1554
111608X | MV/LV Substation CA***608X |  | 20 kV | _ | LV | 100 kVA :Pole Substation | 0.1 | --> | 0.1 | 0.049 | 0.94 |  | --> | 0.095 | 0 | 0 | 0 | 0 | Constrained, otherwise capacity available =88 kW | --> | E11 ex CASTLETOWNBERE | Castletownbere [T421] | BALLYLICKY |  | 51.7187 | -9.8821
243794 | MV/LV Substation CA***794 |  | 20 kV | _ | LV | 50 kVA :Pole Substation | 0.05 | --> | 0.05 | 0 | 0 | Constrained, otherwise capacity available =41 kVA | --> | 0.048 | 0 | 0.017 | 0 | 0 | Constrained, otherwise capacity available =34 kW | --> | E17 ex INCH | Inch [T421,T422] | OUGHTRAGH |  | 52.2254 | -9.9284
365103X | MV/LV Substation MA***103X |  | 10 kV | _ | LV | 400 kVA :Kiosk Substation | 0.4 | --> | 0.4 | 0 | 0 | Constrained, otherwise capacity available =316 kVA | --> | 0.38 | 0 | 0.032 | 0.345 | 0 |  | --> | C34 ex CLONDALKIN | Clondalkin [T41,T42,T44] | INCHICORE 220KV |  | 53.3279 | -6.387
009046Y | MV/LV Substation AR***046Y |  | 10 kV | _ | LV | 200 kVA :Kiosk Substation | 0.2 | --> | 0.2 | 0.135 | 8.16 |  | --> | 0.19 | 0 | 0.005 | 0 | 0 | Constrained, otherwise capacity available =177 kW | --> | C12 ex MOUNT MISERY | Mount Misery [T41,T42] | WATERFORD |  | 52.2699 | -7.0968
074917 | MV/LV Substation BO***917 |  | 20 kV | _ | LV | 50 kVA :Pole Substation | 0.05 | --> | 0.05 | 0.03 | 8.5 |  | --> | 0.048 | 0 | 0.005 | 0 | 0 | Constrained, otherwise capacity available =41 kW | --> | E14 ex ARIGNA | Arigna [T121] | ARIGNA |  | 54.0435 | -8.0345
3774102 | MV/LV Substation IR***4102 |  | 20 kV | _ | LV | 400 kVA :Kiosk Substation | 0.4 | --> | 0.4 | 0 | 0 | Constrained, otherwise capacity available =388 kVA | --> | 0.38 | 0 | 0 | 0 | 0 | Constrained, otherwise capacity available =378 kW | --> | E12 ex GURRANEBANE | Gurranebane [T421,T422] | OUGHTRAGH |  | 52.0152 | -10.0142
0644163 | MV/LV Substation NO***4163 |  | 10 kV | _ | LV | 100 kVA :Pole Substation | 0.1 | --> | 0.1 | 0 | 0 | Constrained, otherwise capacity available =50 kVA | --> | 0.095 | 0 | 0 | 0 | 0 | Constrained, otherwise capacity available =88 kW | --> | C19 ex DRYBRIDGE | Drybridge [T41,T42] | DRYBRIDGE |  | 53.7277 | -6.3663
216963 | MV/LV Substation FI***963 |  | 10 kV | _ | LV | 50 kVA :Pole Substation | 0.05 | --> | 0.05 | 0 | 0 | Constrained, otherwise capacity available =21 kVA | --> | 0.048 | 0 | 0 | 0 | 0 | Constrained, otherwise capacity available =43 kW | --> | C26 ex GLENTIES | Glenties [T41,T42] | BINBANE |  | 54.8007 | -8.3005
065917 | MV/LV Substation BA***917 |  | 20 kV | _ | LV | 50 kVA :Pole Substation | 0.05 | --> | 0.05 | 0 | 0 | Constrained, otherwise capacity available =50 kVA | --> | 0.048 | 0 | 0 | 0 | 0 | Constrained, otherwise capacity available =48 kW | --> | C11 ex LOUGHSHINNY | Loughshinny [T41,T42] | GLASMORE |  | 53.5443 | -6.1754
070594X | MV/LV Substation BL***594X |  | 10 kV | _ | LV | 50 kVA :Pole Substation | 0.05 | --> | 0.05 | 0.042 | 0.76 |  | --> | 0.048 | 0 | 0.005 | 0 | 0 | Constrained, otherwise capacity available =43 kW | --> | C11 ex RATHMORE | Rathmore [T42,T421] | KNOCKEARAGH |  | 52.0759 | -9.2494
068630X | MV/LV Substation PA***630X |  | 10 kV | _ | LV | 1000 kVA :Building Structure | 1 | --> | 1 | 0.5 | 9.99 |  | --> | 0.95 | 0 | 0 | 0.5 | 0 |  | --> | C11 ex HAROLDS CROSS | Harolds Cross [T101,T102] | POOLBEG |  | 53.3339 | -6.2618
281401Y | MV/LV Substation IR***401Y |  | 10 kV | _ | LV | 400 kVA :Building Structure | 0.4 | --> | 0.4 | 0.4 | 4.67 |  | --> | 0.38 | 0 | 0 | 0.38 | 0 |  | --> | C21 ex CENTRE PARK ROAD | Marina [T105,T106] | MARINA |  | 51.8975 | -8.4479
037013Y | MV/LV Substation IN***013Y |  | 10 kV | _ | LV | 200 kVA :Kiosk Substation | 0.2 | --> | 0.2 | 0.153 | 13.05 |  | --> | 0.19 | 0 | 0 | 0.184 | 0 |  | --> | C21 ex ENNIS | Ennis [T101,T102] | ENNIS |  | 52.9401 | -8.8946
081164Z | MV/LV Substation TU***164Z |  | 10 kV | _ | LV | 200 kVA :Kiosk Substation | 0.2 | --> | 0.2 | 0 | 0 | Constrained, otherwise capacity available =34 kVA | --> | 0.19 | 0 | 0.053 | 0.127 | 0 |  | --> | C13 ex BALGADDY | Balgaddy [T41,T42] | GRANGE CASTLE |  | 53.336 | -6.4385
265449X | MV/LV Substation BA***449X |  | 20 kV | _ | LV | 50 kVA :Pole Substation | 0.05 | --> | 0.05 | 0.048 | 0.07 |  | --> | 0.048 | 0 | 0 | 0 | 0 | Constrained, otherwise capacity available =47 kW | --> | E17 ex BALLYCONNELL | Ballyconnell [T421,T422] | GORTAWEE |  | 54.1504 | -7.7099
055605X | MV/LV Substation RU***605X |  | 10 kV | _ | LV | 100 kVA :Pole Substation | 0.1 | --> | 0.1 | 0 | 0 | Constrained, otherwise capacity available =76 kVA | --> | 0.095 | 0 | 0 | 0 | 0 | Constrained, otherwise capacity available =92 kW | --> | C11 ex MOUNTRATH | Mountrath [T41,T42] | PORTLAOISE |  | 52.9592 | -7.5412
116013 | MV/LV Substation TH***013 |  | 10 kV | _ | LV | 400 kVA :Kiosk Substation | 0.4 | --> | 0.4 | 0.17 | 7.32 |  | --> | 0.38 | 0 | 0.014 | 0.337 | 0 |  | --> | C13 ex CARROWBEG | Carrowbeg [T41,T42] | CARROWBEG |  | 53.7986 | -9.5252
0284010 | MV/LV Substation FO***4010 |  | 10 kV | _ | LV | 200 kVA :Pole Substation | 0.2 | --> | 0.2 | 0 | 0 | Constrained, otherwise capacity available =118 kVA | --> | 0.19 | 0 | 0 | 0 | 0 | Constrained, otherwise capacity available =178 kW | --> | C13 ex COW CROSS |  |  |  | 51.8955 | -8.3099
184408 | MV/LV Substation CO***408 |  | 10 kV | _ | LV | 50 kVA :Pole Substation | 0.05 | --> | 0.05 | 0.039 | 3.38 |  | --> | 0.048 | 0 | 0.005 | 0 | 0 | Constrained, otherwise capacity available =42 kW | --> | C20 ex CASTLEBLAYNEY | Castleblayney [T41,T42] | DUNDALK |  | 54.1049 | -6.7132
041467 | MV/LV Substation PO***467 |  | 20 kV | _ | LV | 50 kVA :Pole Substation | 0.05 | --> | 0.05 | 0 | 0 | Constrained, otherwise capacity available =41 kVA | --> | 0.048 | 0 | 0.003 | 0 | 0 | Constrained, otherwise capacity available =44 kW | --> | E19 ex DALTON | Dalton [T421,T422] | DALTON |  | 53.6329 | -9.0457
014919Z | MV/LV Substation TE***919Z |  | 20 kV | _ | LV | 200 kVA :Kiosk Substation | 0.2 | --> | 0.2 | 0 | 0 | Constrained, otherwise capacity available =122 kVA | --> | 0.19 | 0 | 0.031 | 0 | 0 | Constrained, otherwise capacity available =156 kW | --> | C14 ex KILDARE | Kildare [T41,T42] | NEWBRIDGE |  | 53.2248 | -7.0062
099041X | MV/LV Substation BO***041X |  | 10 kV | _ | LV | 630 kVA :Kiosk Substation | 0.63 | --> | 0.63 | 0 | 0 | Constrained, otherwise capacity available =535 kVA | --> | 0.598 | 0 | 0 | 0 | 0 | Constrained, otherwise capacity available =585 kW | --> | C18 ex CULLION | Cullion [T41,T42] | LETTERKENNY |  | 54.9464 | -7.7294
012048Y | MV/LV Substation AL***048Y |  | 10 kV | _ | LV | 200 kVA :Kiosk Substation | 0.2 | --> | 0.2 | 0 | 1.99 |  | --> | 0.19 | 0 | 0 | 0 | 0 | Constrained, otherwise capacity available =167 kW | --> | C11 ex GRAIGUE | Graigue [T41,T42] | CARLOW |  | 52.8332 | -6.9278
365832X | MV/LV Substation MO***832X |  | 10 kV | _ | LV | 200 kVA :Kiosk Substation | 0.2 | --> | 0.2 | 0 | 0 | Constrained, otherwise capacity available =135 kVA | --> | 0.19 | 0 | 0.011 | 0.173 | 0 |  | --> | C20 ex CLONDALKIN | Clondalkin [T41,T42,T44] | INCHICORE 220KV |  | 53.3201 | -6.3735
081223X | MV/LV Substation OC***223X |  | 10 kV | _ | LV | 630 kVA :Building Structure | 0.63 | --> | 0.63 | 0 | 0 | Constrained, otherwise capacity available =550 kVA | --> | 0.598 | 0 | 0.04 | 0.5 | 0 |  | --> | C28 ex CLONDALKIN | Clondalkin [T41,T42,T44] | INCHICORE 220KV |  | 53.3307 | -6.393
009595Y | MV/LV Substation VI***595Y |  | 10 kV | _ | LV | 400 kVA :Building Structure | 0.4 | --> | 0.4 | 0.214 | 13.6 |  | --> | 0.38 | 0 | 0 | 0.354 | 0 |  | --> | C22 ex KILLOTERAN | Killoteran [T101,T102] | KILLOTERAN |  | 52.2422 | -7.165
139084Z | MV/LV Substation BU***084Z |  | 10 kV | _ | LV | 400 kVA :Kiosk Substation | 0.4 | --> | 0.4 | 0.395 | 2.68 |  | --> | 0.38 | 0 | 0 | 0 | 0 | Constrained, otherwise capacity available =379 kW | --> | C17 ex OLDCASTLE | Oldcastle [T41,T422] | MULLINGAR |  | 53.7746 | -7.1595
1584060 | MV/LV Substation FI***4060 |  | 20 kV | _ | LV | 50 kVA :Pole Substation | 0.05 | --> | 0.05 | 0 | 0 | Constrained, otherwise capacity available =43 kVA | --> | 0.048 | 0 | 0 | 0 | 0 | Constrained, otherwise capacity available =47 kW | --> | C22 ex ENNISTYMON | Ennistymon [T41,T42] | ENNIS |  | 53.0147 | -9.3799
017118Z | MV/LV Substation ES***118Z |  | 10 kV | _ | LV | 200 kVA :Kiosk Substation | 0.2 | --> | 0.2 | 0.173 | 1.05 |  | --> | 0.19 | 0 | 0 | 0 | 0 | Constrained, otherwise capacity available =186 kW | --> | C19 ex NEWCASTLEWEST | Newcastlewest [T41,T42] | RATHKEALE |  | 52.4438 | -9.0391
281492Y | MV/LV Substation AL***492Y |  | 10 kV | _ | LV | 400 kVA :Kiosk Substation | 0.4 | --> | 0.4 | 0.315 | 5.49 |  | --> | 0.38 | 0 | 0.029 | 0.347 | 0 |  | --> | C18 ex TRABEG | Trabeg [T101,T102] | TRABEG |  | 51.8724 | -8.4499
281561Y | MV/LV Substation FO***561Y |  | 10 kV | _ | LV | 200 kVA :Kiosk Substation | 0.2 | --> | 0.2 | 0 | 0 | Constrained, otherwise capacity available =96 kVA | --> | 0.19 | 0 | 0.033 | 0 | 0 | Constrained, otherwise capacity available =151 kW | --> | C18 ex DOUGLAS | Douglas [T41,T42] | TRABEG |  | 51.8668 | -8.4018
082771X | MV/LV Substation HE***771X |  | 10 kV | _ | LV | 50 kVA :Pole Substation | 0.05 | --> | 0.05 | 0 | 0 | Constrained, otherwise capacity available =36 kVA | --> | 0.048 | 0 | 0.006 | 0 | 0 | Constrained, otherwise capacity available =41 kW | --> | C32 ex ACADEMY STREET | Academy Street [T421,T422,T44] | NAVAN |  | 53.6448 | -6.6914
052586X | MV/LV Substation DE***586X |  | 10 kV | _ | LV | 400 kVA :Kiosk Substation | 0.4 | --> | 0.4 | 0.322 | 10.9 |  | --> | 0.38 | 0 | 0.013 | 0.36 | 0 |  | --> | C19 ex MULLINGAR | Mullingar [T101,T102] | MULLINGAR |  | 53.5346 | -7.3187
081176X | MV/LV Substation ST***176X |  | 10 kV | _ | LV | 400 kVA :Kiosk Substation | 0.4 | --> | 0.4 | 0 | 0 | Constrained, otherwise capacity available =280 kVA | --> | 0.38 | 0 | 0.005 | 0.36 | 0 |  | --> | C14 ex CLONDALKIN | Clondalkin [T41,T42,T44] | INCHICORE 220KV |  | 53.3394 | -6.405
012673 | MV/LV Substation BA***673 |  | 10 kV | _ | LV | 50 kVA :Pole Substation | 0.05 | --> | 0.05 | 0 | 0 | Constrained, otherwise capacity available =45 kVA | --> | 0.048 | 0 | 0 | 0 | 0 | Constrained, otherwise capacity available =47 kW | --> | C20 ex POLLERTON | Pollerton [T41,T42] | CARLOW |  | 52.837 | -6.8661
042781X | MV/LV Substation KN***781X |  | 10 kV | _ | LV | 200 kVA :Kiosk Substation | 0.2 | --> | 0.2 | 0.152 | 1.93 |  | --> | 0.19 | 0 | 0 | 0 | 0 | Constrained, otherwise capacity available =183 kW | --> | C13 ex TURLOUGH ROAD | Turlough Road [T41,T42] | CASTLEBAR |  | 53.865 | -9.2839
235516 | MV/LV Substation KN***516 |  | 20 kV | _ | LV | 50 kVA :Pole Substation | 0.05 | --> | 0.05 | 0 | 0 | Constrained, otherwise capacity available =28 kVA | --> | 0.048 | 0 | 0 | 0 | 0 | Constrained, otherwise capacity available =44 kW | --> | E11 ex BEALNABLATH | Bealnablath [T421] | BANDON |  | 51.8417 | -8.8045
056723 | MV/LV Substation CO***723 |  | 10 kV | _ | LV | 50 kVA :Pole Substation | 0.05 | --> | 0.05 | 0.04 | 0.89 |  | --> | 0.048 | 0 | 0 | 0 | 0 | Constrained, otherwise capacity available =46 kW | --> | C21 ex BIRR | Birr [T41,T422] | DALLOW |  | 53.0755 | -7.872
015371Z | MV/LV Substation CO***371Z |  | 10 kV | _ | LV | 400 kVA :Kiosk Substation | 0.4 | --> | 0.4 | 0 | 0 | Constrained, otherwise capacity available =356 kVA | --> | 0.38 | 0 | 0.005 | 0 | 0 | Constrained, otherwise capacity available =370 kW | --> | C16 ex JOHNSTOWN | Johnstown [T41,T42] | KILTEEL |  | 53.2474 | -6.5879
1364236 | MV/LV Substation LI***4236 |  | 20 kV | _ | LV | 50 kVA :Pole Substation | 0.05 | --> | 0.05 | 0 | 0 | Constrained, otherwise capacity available =49 kVA | --> | 0.048 | 0 | 0 | 0 | 0 | Constrained, otherwise capacity available =47 kW | --> | C17 ex ROSCOMMON | Roscommon [T41,T42] | LANESBORO |  | 53.6202 | -8.2488
064987X | MV/LV Substation JO***987X |  | 20 kV | _ | LV | 50 kVA :Pole Substation | 0.05 | --> | 0.05 | 0 | 0 | Constrained, otherwise capacity available =49 kVA | --> | 0.048 | 0 | 0.005 | 0 | 0 | Constrained, otherwise capacity available =44 kW | --> | E21 ex SLANE | Slane [T421] | DRYBRIDGE |  | 53.6885 | -6.5442
009781Y | MV/LV Substation CL***781Y |  | 10 kV | _ | LV | 400 kVA :Kiosk Substation | 0.4 | --> | 0.4 | 0.323 | 8.16 |  | --> | 0.38 | 0 | 0.006 | 0 | 0 | Constrained, otherwise capacity available =365 kW | --> | C12 ex MOUNT MISERY | Mount Misery [T41,T42] | WATERFORD |  | 52.2705 | -7.0858
068886 | MV/LV Substation BE***886 |  | 10 kV | _ | LV | 400 kVA :Kiosk Substation | 0.4 | --> | 0.4 | 0.173 | 1.47 |  | --> | 0.38 | 0 | 0.003 | 0.346 | 0 |  | --> | C20 ex MARROWBONE LANE | Marrowbone Lane [T42] | INCHICORE 220KV |  | 53.3424 | -6.3143
081095Y | MV/LV Substation HI***095Y |  | 10 kV | _ | LV | 400 kVA :Kiosk Substation | 0.4 | --> | 0.4 | 0 | 0 | Constrained, otherwise capacity available =268 kVA | --> | 0.38 | 0 | 0.042 | 0 | 0 | Constrained, otherwise capacity available =330 kW | --> | C17 ex LEIXLIP | Leixlip [T41,T42] | GRIFFINRATH |  | 53.3642 | -6.4968
009004 | MV/LV Substation CL***004 |  | 10 kV | _ | LV | 630 kVA :Kiosk Substation | 0.63 | --> | 0.63 | 0.5 | 0.53 |  | --> | 0.598 | 0 | 0 | 0 | 0 | Constrained, otherwise capacity available =583 kW | --> | C17 ex MANOR STREET | Manor Street [T41,T42] | WATERFORD |  | 52.2622 | -7.1105
049607Y | MV/LV Substation PA***607Y |  | 10 kV | _ | LV | 400 kVA :Kiosk Substation | 0.4 | --> | 0.4 | 0.28 | 2.8 |  | --> | 0.38 | 0 | 0.005 | 0 | 0 | Constrained, otherwise capacity available =360 kW | --> | C17 ex GLEBE | Glebe [T41,T42] | RICHMOND |  | 53.7276 | -7.78
0194175 | MV/LV Substation LI***4175 |  | 10 kV | _ | LV | 100 kVA :Pole Substation | 0.1 | --> | 0.1 | 0.047 | 0.05 | Constrained, otherwise capacity available =97 kVA | --> | 0.095 | 0 | 0 | 0 | 0 | Constrained, otherwise capacity available =95 kW | --> | C14 ex BALLYBEGGAN | Ballybeggan [T43,T44] | TRALEE |  | 52.2985 | -9.6935
365485X | MV/LV Substation WA***485X |  | 10 kV | _ | LV | 400 kVA :Building Structure | 0.4 | --> | 0.4 | 0 | 0 | Constrained, otherwise capacity available =378 kVA | --> | 0.38 | 0 | 0 | 0.377 | 0 |  | --> | C21 ex TYMON | Tymon [T41,T42] | COOKSTOWN |  | 53.2958 | -6.3554
029366Y | MV/LV Substation MU***366Y |  | 10 kV | _ | LV | 200 kVA :Pole Substation | 0.2 | --> | 0.2 | 0 | 0 | Constrained, otherwise capacity available =167 kVA | --> | 0.19 | 0 | 0.015 | 0 | 0 | Constrained, otherwise capacity available =174 kW | --> | C17 ex CARRIGSHANE | Carrigshane [T41] | MIDLETON |  | 51.8927 | -8.1631
099141 | MV/LV Substation CO***141 |  | 10 kV | _ | LV | 400 kVA :Building Structure | 0.4 | --> | 0.4 | 0.241 | 2.96 |  | --> | 0.38 | 0 | 0.006 | 0 | 0 | Constrained, otherwise capacity available =353 kW | --> | C15 ex BALLYRAINE | Ballyraine [T41,T42] | LETTERKENNY |  | 54.9517 | -7.7346
025012 | MV/LV Substation ST***012 |  | 10 kV | _ | LV | 200 kVA :Kiosk Substation | 0.2 | --> | 0.2 | 0 | 0 |  | --> | 0.19 | 0 | 0.004 | 0 | 0 | Constrained, otherwise capacity available =154 kW | --> | C12 ex KILMALLOCK | Kilmallock [T41,T42] | CHARLEVILLE |  | 52.398 | -8.5713
204494 | MV/LV Substation DO***494 |  | 20 kV | _ | LV | 50 kVA :Pole Substation | 0.05 | --> | 0.05 | 0 | 0 |  | --> | 0.048 | 0 | 0 | 0 | 0 | Constrained, otherwise capacity available =29 kW | --> | E17 ex BUNCRANA | Buncrana [T421,T422] | TRILLICK |  | 55.1519 | -7.4363
081109Z | MV/LV Substation HA***109Z |  | 10 kV | _ | LV | 400 kVA :Kiosk Substation | 0.4 | --> | 0.4 | 0 | 0 | Constrained, otherwise capacity available =272 kVA | --> | 0.38 | 0 | 0.076 | 0.306 | 0 |  | --> | C13 ex BALGADDY | Balgaddy [T41,T42] | GRANGE CASTLE |  | 53.3375 | -6.4404
050108 | MV/LV Substation CL***108 |  | 10 kV | _ | LV | 100 kVA :Pole Substation | 0.1 | --> | 0.1 | 0.059 | 6.49 |  | --> | 0.095 | 0 | 0.048 | 0 | 0 | Constrained, otherwise capacity available =54 kW | --> | C19 ex BUSHFIELD | Bushfield [T41,T42] | ATHLONE |  | 53.4326 | -7.9199
069802 | MV/LV Substation CA***802 |  | 10 kV | _ | LV | 1000 kVA :Building Structure | 1 | --> | 1 | 0.5 | 0.91 | Constrained, otherwise capacity available =923 kVA | --> | 0.95 | 0 | 0 | 0.5 | 0 |  | --> | C14 ex KIMMAGE | Kimmage [T41,T42] | INCHICORE 220KV |  | 53.3143 | -6.3053
365982X | MV/LV Substation KI***982X |  | 10 kV | _ | LV | 400 kVA :Kiosk Substation | 0.4 | --> | 0.4 | 0 | 0 | Constrained, otherwise capacity available =381 kVA | --> | 0.38 | 0 | 0 | 0.377 | 0 |  | --> | C12 ex OLDBAWN | Oldbawn [T41,T42] | COOKSTOWN |  | 53.2788 | -6.3438
142430X | MV/LV Substation CO***430X |  | 20 kV | _ | LV | 100 kVA :Pole Substation | 0.1 | --> | 0.1 | 0 | 0 | Constrained, otherwise capacity available =100 kVA | --> | 0.095 | 0 | 0 | 0 | 0 | Constrained, otherwise capacity available =95 kW | --> | E23 ex ATHENRY | Athenry [T423] | GALWAY 110KV |  | 53.2572 | -8.6318
154541Z | MV/LV Substation CH***541Z |  | 10 kV | _ | LV | 100 kVA :Pole Substation | 0.1 | --> | 0.1 | 0 | 0 | Constrained, otherwise capacity available =84 kVA | --> | 0.095 | 0 | 0.012 | 0.084 | 0 |  | --> | C39 ex COLLEGE PARK | College Park [T101,T102,T103] | COLLEGE PARK |  | 53.4354 | -6.38
005822 | MV/LV Substation BA***822 |  | 20 kV | _ | LV | 50 kVA :Pole Substation | 0.05 | --> | 0.05 | 0.047 | 17.8 |  | --> | 0.048 | 0 | 0 | 0.047 | 0 |  | --> | E22 ex BANOGE | Banoge [T121,T122] | BANOGE |  | 52.6212 | -6.3915
054310Y | MV/LV Substation HI***310Y |  | 10 kV | _ | LV | 200 kVA :Kiosk Substation | 0.2 | --> | 0.2 | 0 | 0 | Constrained, otherwise capacity available =130 kVA | --> | 0.19 | 0 | 0.016 | 0 | 0 | Constrained, otherwise capacity available =168 kW | --> | C15 ex PALLAS | Pallas [T41,T42] | PORTLAOISE |  | 53.0423 | -7.2895
0994069 | MV/LV Substation RU***4069 |  | 10 kV | _ | LV | 50 kVA :Pole Substation | 0.05 | --> | 0.05 | 0.046 | 2.96 |  | --> | 0.048 | 0 | 0 | 0 | 0 | Constrained, otherwise capacity available =47 kW | --> | C12 ex BALLYRAINE | Ballyraine [T41,T42] | LETTERKENNY |  | 54.9519 | -7.6928
031130 | MV/LV Substation CL***130 |  | 20 kV | _ | LV | 50 kVA :Pole Substation | 0.05 | --> | 0.05 | 0 | 0 | Constrained, otherwise capacity available =42 kVA | --> | 0.048 | 0 | 0.005 | 0 | 0 | Constrained, otherwise capacity available =43 kW | --> | E17 ex SPRINGS | Springs [T421,T422] | DUNGARVAN |  | 52.1134 | -7.539
012163 | MV/LV Substation HY***163 |  | 10 kV | _ | LV | 630 kVA :Building Structure | 0.63 | --> | 0.63 | 0 | 0 | Constrained, otherwise capacity available =460 kVA | --> | 0.598 | 0 | 0.035 | 0 | 0 | Constrained, otherwise capacity available =549 kW | --> | C11 ex POLLERTON | Pollerton [T41,T42] | CARLOW |  | 52.8413 | -6.9073
0524174 | MV/LV Substation CL***4174 |  | 20 kV | _ | LV | 50 kVA :Pole Substation | 0.05 | --> | 0.05 | 0 | 0 | Constrained, otherwise capacity available =50 kVA | --> | 0.048 | 0 | 0 | 0 | 0 | Constrained, otherwise capacity available =48 kW | --> | C15 ex DELVIN | Delvin [T41,T42] | MULLINGAR |  | 53.5713 | -7.0831
136942Y | MV/LV Substation TA***942Y |  | 10 kV | _ | LV | 400 kVA :Building Structure | 0.4 | --> | 0.4 | 0 | 0 | Constrained, otherwise capacity available =326 kVA | --> | 0.38 | 0 | 0 | 0 | 0 | Constrained, otherwise capacity available =370 kW | --> | C12 ex ROSCOMMON | Roscommon [T41,T42] | LANESBORO |  | 53.6299 | -8.1919
365012 | MV/LV Substation BE***012 |  | 10 kV | _ | LV | 400 kVA :Kiosk Substation | 0.4 | --> | 0.4 | 0 | 0 | Constrained, otherwise capacity available =283 kVA | --> | 0.38 | 0 | 0.017 | 0.351 | 0 |  | --> | C22 ex OLDBAWN | Oldbawn [T41,T42] | COOKSTOWN |  | 53.271 | -6.3375
288094 | MV/LV Substation OL***094 |  | 10 kV | _ | LV | 400 kVA :Kiosk Substation | 0.4 | --> | 0.4 | 0.041 | 0.04 | Constrained, otherwise capacity available =332 kVA | --> | 0.38 | 0 | 0.026 | 0.351 | 0 |  | --> | C15 ex LITTLE BRAY | Little Bray [T41,T42] | FASSAROE |  | 53.2094 | -6.1301
305003 | MV/LV Substation ST***003 |  | 10 kV | _ | LV | 200 kVA :Pole Substation | 0.2 | --> | 0.2 | 0.159 | 0.3 |  | --> | 0.19 | 0 | 0 | 0 | 0 | Constrained, otherwise capacity available =184 kW | --> | C15 ex BANAGHER | Banagher [T41,T42] | DALLOW |  | 53.1868 | -7.9816
157101 | MV/LV Substation CO***101 |  | 20 kV | _ | LV | 50 kVA :Pole Substation | 0.05 | --> | 0.05 | 0.045 | 1.55 |  | --> | 0.048 | 0 | 0 | 0 | 0 | Constrained, otherwise capacity available =47 kW | --> | E11 ex CARRIGALLEN | Carrigallen [T421] | CARRICK ON SHANNON |  | 54.0273 | -7.6799
015629Z | MV/LV Substation DF***629Z |  | 10 kV | _ | LV | 400 kVA :Building Structure | 0.4 | --> | 0.4 | 0 | 0 | Constrained, otherwise capacity available =329 kVA | --> | 0.38 | 0 | 0 | 0 | 0 | Constrained, otherwise capacity available =370 kW | --> | C17 ex NAAS | Naas [T41,T42] | KILTEEL |  | 53.2007 | -6.7374
0414164 | MV/LV Substation GA***4164 |  | 20 kV | _ | LV | 50 kVA :Pole Substation | 0.05 | --> | 0.05 | 0 | 0 | Constrained, otherwise capacity available =50 kVA | --> | 0.048 | 0 | 0 | 0 | 0 | Constrained, otherwise capacity available =48 kW | --> | E18 ex DALTON | Dalton [T421,T422] | DALTON |  | 53.6947 | -8.9575
009335 | MV/LV Substation BU***335 |  | 10 kV | _ | LV | 100 kVA :Pole Substation | 0.1 | --> | 0.1 | 0.036 | 13.6 |  | --> | 0.095 | 0 | 0 | 0.086 | 0 |  | --> | C22 ex KILLOTERAN | Killoteran [T101,T102] | KILLOTERAN |  | 52.2413 | -7.1676
281538X | MV/LV Substation GR***538X |  | 10 kV | _ | LV | 200 kVA :Kiosk Substation | 0.2 | --> | 0.2 | 0.105 | 5.49 |  | --> | 0.19 | 0 | 0.046 | 0.142 | 0 |  | --> | C18 ex TRABEG | Trabeg [T101,T102] | TRABEG |  | 51.8708 | -8.4447
281772Z | MV/LV Substation BE***772Z |  | 10 kV | _ | LV | 1000 kVA :Building Structure | 1 | --> | 1 | 0.5 | 6.78 |  | --> | 0.95 | 0 | 0 | 0.5 | 0 |  | --> | C25 ex CASTLEVIEW | Castleview [T101,T102] | CASTLEVIEW |  | 51.8849 | -8.4088
0324068 | MV/LV Substation CO***4068 |  | 20 kV | _ | LV | 200 kVA :Pole Substation | 0.2 | --> | 0.2 | 0 | 0 | Constrained, otherwise capacity available =175 kVA | --> | 0.19 | 0 | 0.004 | 0 | 0 | Constrained, otherwise capacity available =184 kW | --> | C19 ex TRAMORE | Tramore [T41,T42] | BUTLERSTOWN |  | 52.1437 | -7.0023
0684147 | MV/LV Substation EA***4147 |  | 10 kV | _ | LV | 630 kVA :Building Structure | 0.63 | --> | 0.63 | 0.5 | 9.28 |  | --> | 0.598 | 0 | 0 | 0.5 | 0 |  | --> | C14 ex PEMBROKE | Pembroke [T41,T42,T43,T44] | RINGSEND |  | 53.3383 | -6.2416
288099X | MV/LV Substation FI***099X |  | 10 kV | _ | LV | 200 kVA :Kiosk Substation | 0.2 | --> | 0.2 | 0 | 0 | Constrained, otherwise capacity available =180 kVA | --> | 0.19 | 0 | 0.01 | 0.18 | 0 |  | --> | C14 ex DUNDRUM | Dundrum [T41,T42] | BLACKROCK |  | 53.2933 | -6.2541
138011 | MV/LV Substation MA***011 |  | 10 kV | _ | LV | 100 kVA :Pole Substation | 0.1 | --> | 0.1 | 0.099 | 2.18 |  | --> | 0.095 | 0 | 0 | 0 | 0 | Constrained, otherwise capacity available =95 kW | --> | C24 ex BAILIEBORO | Bailieboro [T41,T42] | MEATH HILL |  | 53.9178 | -6.9706
005693 | MV/LV Substation BR***693 |  | 20 kV | _ | LV | 200 kVA :Pole Substation | 0.2 | --> | 0.2 | 0 | 0 | Constrained, otherwise capacity available =159 kVA | --> | 0.19 | 0 | 0.006 | 0 | 0 | Constrained, otherwise capacity available =180 kW | --> | E19 ex SHILLELAGH | Shillelagh [T421,T422] | CARLOW |  | 52.7106 | -6.4863
058173 | MV/LV Substation PU***173 |  | 10 kV | _ | LV | 50 kVA :Pole Substation | 0.05 | --> | 0.05 | 0 | 0 | Constrained, otherwise capacity available =42 kVA | --> | 0.048 | 0 | 0 | 0 | 0 | Constrained, otherwise capacity available =46 kW | --> | C26 ex KYLEERAGH | Kyleeragh [T41,T42] | NENAGH |  | 52.9331 | -8.2399
182107X | MV/LV Substation MO***107X |  | 20 kV | _ | LV | 50 kVA :Pole Substation | 0.05 | --> | 0.05 | 0 | 0 | Constrained, otherwise capacity available =43 kVA | --> | 0.048 | 0 | 0 | 0 | 0 | Constrained, otherwise capacity available =47 kW | --> | C12 ex SCARIFF | Scariff [T42] | ENNIS |  | 52.9122 | -8.4987
2544019 | MV/LV Substation WE***4019 |  | 10 kV | _ | LV | 630 kVA :Building Structure | 0.63 | --> | 0.63 | 0 | 0 | Constrained, otherwise capacity available =619 kVA | --> | 0.598 | 0 | 0 | 0 | 0 | Constrained, otherwise capacity available =597 kW | --> | C16 ex TUAM NORTH | Tuam North [T41,T42] | CLOON |  | 53.5215 | -8.8823
039535 | MV/LV Substation RO***535 |  | 10 kV | _ | LV | 100 kVA :Pole Substation | 0.1 | --> | 0.1 | 0 | 0 | Constrained, otherwise capacity available =71 kVA | --> | 0.095 | 0 | 0.011 | 0 | 0 | Constrained, otherwise capacity available =83 kW | --> | C15 ex ORANMORE | Oranmore [T41,T44] | GALWAY 110KV |  | 53.2579 | -8.9361
066105Z | MV/LV Substation LA***105Z |  | 20 kV | _ | LV | 200 kVA :Kiosk Substation | 0.2 | --> | 0.2 | 0 | 0 | Constrained, otherwise capacity available =137 kVA | --> | 0.19 | 0 | 0.048 | 0 | 0 | Constrained, otherwise capacity available =146 kW | --> | E18 ex BALTRASNA | Baltrasna [T121,T122] | BALTRASNA |  | 53.5069 | -6.4725
014211Z | MV/LV Substation WE***211Z |  | 10 kV | _ | LV | 200 kVA :Kiosk Substation | 0.2 | --> | 0.2 | 0 | 0 | Constrained, otherwise capacity available =171 kVA | --> | 0.19 | 0 | 0 | 0 | 0 | Constrained, otherwise capacity available =186 kW | --> | C17 ex MORRISTOWN | Morristown [T41,T42] | NEWBRIDGE |  | 53.1774 | -6.8028
156675X | MV/LV Substation DE***675X |  | 10 kV | _ | LV | 630 kVA :Kiosk Substation | 0.63 | --> | 0.63 | 0.5 | 2.47 |  | --> | 0.598 | 0 | 0 | 0 | 0 | Constrained, otherwise capacity available =592 kW | --> | C12 ex TELAYDON | Telaydon [T42,T421] | LISDRUM |  | 54.2641 | -6.9604
099173X | MV/LV Substation LI***173X |  | 10 kV | _ | LV | 400 kVA :Kiosk Substation | 0.4 | --> | 0.4 | 0.247 | 5.45 |  | --> | 0.38 | 0 | 0.023 | 0 | 0 | Constrained, otherwise capacity available =341 kW | --> | C18 ex GORTLEE | Gortlee [T41,T42] | LETTERKENNY |  | 54.9686 | -7.7114
1204213 | MV/LV Substation OA***4213 |  | 20 kV | _ | LV | 400 kVA :Kiosk Substation | 0.4 | --> | 0.4 | 0 | 0 | Constrained, otherwise capacity available =319 kVA | --> | 0.38 | 0 | 0.014 | 0 | 0 | Constrained, otherwise capacity available =358 kW | --> | E14 ex EDENDERRY | Edenderry [T421,T422] | BLAKE |  | 53.3407 | -6.9447
281882X | MV/LV Substation SI***882X |  | 10 kV | _ | LV | 400 kVA :Kiosk Substation | 0.4 | --> | 0.4 | 0 | 0 | Constrained, otherwise capacity available =162 kVA | --> | 0.38 | 0 | 0.048 | 0 | 0 | Constrained, otherwise capacity available =311 kW | --> | C16 ex DOUGLAS | Douglas [T41,T42] | TRABEG |  | 51.8877 | -8.4328
002903 | MV/LV Substation OR***903 |  | 10 kV | _ | LV | 1000 kVA :Building Structure | 1 | --> | 1 | 0.5 | 4.51 |  | --> | 0.95 | 0 | 0 | 0.5 | 0 |  | --> | C13 ex BOGHALL ROAD | Boghall Road [T41,T42] | FASSAROE |  | 53.183 | -6.1167
160005 | MV/LV Substation MO***005 |  | 10 kV | _ | LV | 630 kVA :Kiosk Substation | 0.63 | --> | 0.63 | 0 | 0 | Constrained, otherwise capacity available =465 kVA | --> | 0.598 | 0 | 0.005 | 0 | 0 | Constrained, otherwise capacity available =572 kW | --> | C15 ex MOUNTMELLICK | Mountmellick [T41,T42] | PORTLAOISE |  | 53.1184 | -7.3301
111879X | MV/LV Substation DI***879X |  | 10 kV | _ | LV | 400 kVA :Building Structure | 0.4 | --> | 0.4 | 0.375 | 3.64 |  | --> | 0.38 | 0 | 0.011 | 0 | 0 | Constrained, otherwise capacity available =368 kW | --> | C18 ex CASTLETOWNBERE | Castletownbere [T42] | BALLYLICKY |  | 51.6483 | -9.9025
001183 | MV/LV Substation BI***183 |  | 10 kV | _ | LV | 400 kVA :Building Structure | 0.4 | --> | 0.4 | 0.18 | 1.23 |  | --> | 0.38 | 0 | 0.063 | 0.302 | 0 |  | --> | C20 ex SALLYNOGGIN ROAD | Sallynoggin Road [T41,T42] | CHERRYWOOD |  | 53.2837 | -6.1537
216760 | MV/LV Substation WE***760 |  | 10 kV | _ | LV | 200 kVA :Pole Substation | 0.2 | --> | 0.2 | 0 | 0 | Constrained, otherwise capacity available =145 kVA | --> | 0.19 | 0 | 0.015 | 0 | 0 | Constrained, otherwise capacity available =171 kW | --> | C23 ex GLENTIES | Glenties [T41,T42] | BINBANE |  | 54.7619 | -8.4157
081272Z | MV/LV Substation BU***272Z |  | 10 kV | _ | LV | 400 kVA :Kiosk Substation | 0.4 | --> | 0.4 | 0 | 0 | Constrained, otherwise capacity available =330 kVA | --> | 0.38 | 0 | 0 | 0.37 | 0 |  | --> | C18 ex BALGADDY | Balgaddy [T41,T42] | GRANGE CASTLE |  | 53.3399 | -6.419
0934119 | MV/LV Substation TU***4119 |  | 10 kV | _ | LV | 50 kVA :Pole Substation | 0.05 | --> | 0.05 | 0 | 0 | Constrained, otherwise capacity available =50 kVA | --> | 0.048 | 0 | 0 | 0.048 | 0 |  | --> | C19 ex KILMORE | Kilmore [T101,T102,T103] | FINGLAS |  | 53.4095 | -6.2294
365550X | MV/LV Substation MO***550X |  | 10 kV | _ | LV | 400 kVA :Kiosk Substation | 0.4 | --> | 0.4 | 0 | 0 | Constrained, otherwise capacity available =209 kVA | --> | 0.38 | 0 | 0.088 | 0.288 | 0 |  | --> | C20 ex CLONDALKIN | Clondalkin [T41,T42,T44] | INCHICORE 220KV |  | 53.3191 | -6.3766
065912 | MV/LV Substation LO***912 |  | 10 kV | _ | LV | 200 kVA :Pole Substation | 0.2 | --> | 0.2 | 0 | 0 | Constrained, otherwise capacity available =147 kVA | --> | 0.19 | 0 | 0.033 | 0 | 0 | Constrained, otherwise capacity available =158 kW | --> | C15 ex LOUGHSHINNY | Loughshinny [T41,T42] | GLASMORE |  | 53.5468 | -6.0913
067314X | MV/LV Substation ES***314X |  | 20 kV | _ | LV | 50 kVA :Pole Substation | 0.05 | --> | 0.05 | 0 | 0 | Constrained, otherwise capacity available =50 kVA | --> | 0.048 | 0 | 0 | 0 | 0 | Constrained, otherwise capacity available =48 kW | --> | C17 ex GILLOGUE | Gillogue [T41,T42] | ARDNACRUSHA |  | 52.7249 | -8.5572
365984X | MV/LV Substation WE***984X |  | 10 kV | _ | LV | 400 kVA :Kiosk Substation | 0.4 | --> | 0.4 | 0 | 0 | Constrained, otherwise capacity available =273 kVA | --> | 0.38 | 0 | 0 | 0.362 | 0 |  | --> | C13 ex BELGARD | Belgard [T41,T42] | COOKSTOWN |  | 53.291 | -6.3573
014858Z | MV/LV Substation EQ***858Z |  | 20 kV | _ | LV | 100 kVA :Pole Substation | 0.1 | --> | 0.1 | 0 | 0 | Constrained, otherwise capacity available =62 kVA | --> | 0.095 | 0 | 0.04 | 0 | 0 | Constrained, otherwise capacity available =60 kW | --> | C14 ex KILDARE | Kildare [T41,T42] | NEWBRIDGE |  | 53.186 | -6.9006
116625X | MV/LV Substation HA***625X |  | 10 kV | _ | LV | 630 kVA :Building Structure | 0.63 | --> | 0.63 | 0.5 | 7.32 |  | --> | 0.598 | 0 | 0 | 0.5 | 0 |  | --> | C11 ex CARROWBEG | Carrowbeg [T41,T42] | CARROWBEG |  | 53.8 | -9.5479
050095X | MV/LV Substation AN***095X |  | 10 kV | _ | LV | 50 kVA :Pole Substation | 0.05 | --> | 0.05 | 0 | 0 | Constrained, otherwise capacity available =43 kVA | --> | 0.048 | 0 | 0 | 0 | 0 | Constrained, otherwise capacity available =46 kW | --> | C23 ex ATHLONE | Athlone [T41,T42] | ATHLONE |  | 53.4362 | -7.939
207187 | MV/LV Substation FO***187 |  | 10 kV | _ | LV | 50 kVA :Pole Substation | 0.05 | --> | 0.05 | 0.027 | 3.38 |  | --> | 0.048 | 0 | 0 | 0 | 0 | Constrained, otherwise capacity available =44 kW | --> | C15 ex GLENGOOLE | Glengoole [T41] | THURLES |  | 52.7546 | -7.5525
081181Z | MV/LV Substation FE***181Z |  | 10 kV | _ | LV | 200 kVA :Kiosk Substation | 0.2 | --> | 0.2 | 0.174 | 7.91 |  | --> | 0.19 | 0 | 0 | 0.186 | 0 |  | --> | C23 ex PELLETSTOWN | Pelletstown [T101,T102] | FINGLAS |  | 53.3721 | -6.4028
0754133 | MV/LV Substation CO***4133 |  | 20 kV | _ | LV | 50 kVA :Pole Substation | 0.05 | --> | 0.05 | 0.05 | 4.38 |  | --> | 0.048 | 0 | 0 | 0.048 | 0 |  | --> | E18 ex CRANE | Crane [T122] | CRANE |  | 52.5162 | -6.2863
017330Z | MV/LV Substation TA***330Z |  | 10 kV | _ | LV | 100 kVA :Pole Substation | 0.1 | --> | 0.1 | 0.057 | 1.05 |  | --> | 0.095 | 0 | 0 | 0 | 0 | Constrained, otherwise capacity available =89 kW | --> | C19 ex NEWCASTLEWEST | Newcastlewest [T41,T42] | RATHKEALE |  | 52.3758 | -9.054
108381 | MV/LV Substation CO***381 |  | 20 kV | _ | LV | 50 kVA :Pole Substation | 0.05 | --> | 0.05 | 0.044 | 1.57 |  | --> | 0.048 | 0 | 0 | 0 | 0 | Constrained, otherwise capacity available =47 kW | --> | C17 ex BALLYSHANNON | Ballyshannon [T41,T42] | CATHALEENS FALL |  | 54.5585 | -8.1353
368361X | MV/LV Substation HA***361X |  | 10 kV | _ | LV | 200 kVA :Kiosk Substation | 0.2 | --> | 0.2 | 0 | 0 | Constrained, otherwise capacity available =167 kVA | --> | 0.19 | 0 | 0 | 0 | 0 | Constrained, otherwise capacity available =185 kW | --> | C17 ex BALLYHAUNIS | Ballyhaunis [T41,T42] | DALTON |  | 53.7634 | -8.7748
433379X | MV/LV Substation CA***379X |  | 20 kV | _ | LV | 50 kVA :Pole Substation | 0.05 | --> | 0.05 | 0 | 0 | Constrained, otherwise capacity available =50 kVA | --> | 0.048 | 0 | 0 | 0 | 0 | Constrained, otherwise capacity available =48 kW | --> | C17 ex CHARLESTOWN | Charlestown [T41] | TONROE |  | 53.9019 | -8.6844
156933X | MV/LV Substation TU***933X |  | 20 kV | _ | LV | 100 kVA :Pole Substation | 0.1 | --> | 0.1 | 0.082 | 2.1 |  | --> | 0.095 | 0 | 0 | 0 | 0 | Constrained, otherwise capacity available =92 kW | --> | E17 ex LISDRUM | Lisdrum [T422] | LISDRUM |  | 54.2341 | -7.053
288242 | MV/LV Substation KI***242 |  | 10 kV | _ | LV | 400 kVA :Kiosk Substation | 0.4 | --> | 0.4 | 0 | 0 | Constrained, otherwise capacity available =325 kVA | --> | 0.38 | 0 | 0.021 | 0.354 | 0 |  | --> | C11 ex SANDYFORD | Sandyford [T41,T42] | CARRICKMINES |  | 53.2708 | -6.2318
365060 | MV/LV Substation KI***060 |  | 10 kV | _ | LV | 630 kVA :Building Structure | 0.63 | --> | 0.63 | 0.5 | 13.91 |  | --> | 0.598 | 0 | 0 | 0.5 | 0 |  | --> | C20 ex COOKSTOWN | Cookstown [T101,T102] | CARRICKMINES |  | 53.2722 | -6.3727
0074247 | MV/LV Substation ST***4247 |  | 10 kV | _ | LV | 400 kVA :Kiosk Substation | 0.4 | --> | 0.4 | 0.143 | 0.14 | Constrained, otherwise capacity available =358 kVA | --> | 0.38 | 0 | 0.006 | 0 | 0 | Constrained, otherwise capacity available =370 kW | --> | C15 ex CARRIGLAWN | Carriglawn [T41,T42] | WEXFORD |  | 52.3412 | -6.4733
365194 | MV/LV Substation ME***194 |  | 10 kV | _ | LV | 1000 kVA :Building Structure | 1 | --> | 1 | 0.5 | 13.91 |  | --> | 0.95 | 0 | 0 | 0.5 | 0 |  | --> | C11 ex COOKSTOWN | Cookstown [T101,T102] | CARRICKMINES |  | 53.2828 | -6.3763
023996 | MV/LV Substation MO***996 |  | 20 kV | _ | LV | 50 kVA :Pole Substation | 0.05 | --> | 0.05 | 0 | 0 | Constrained, otherwise capacity available =42 kVA | --> | 0.048 | 0 | 0 | 0 | 0 | Constrained, otherwise capacity available =46 kW | --> | C18 ex COOLCARRON | Coolcarron [T41,T42] | BARRYMORE |  | 52.1527 | -8.2468
059588Y | MV/LV Substation CO***588Y |  | 10 kV | _ | LV | 200 kVA :Pole Substation | 0.2 | --> | 0.2 | 0 | 0 | Constrained, otherwise capacity available =171 kVA | --> | 0.19 | 0 | 0.002 | 0 | 0 | Constrained, otherwise capacity available =184 kW | --> | C22 ex CAVAN | Cavan [T42,T421] | SHANKILL |  | 53.9935 | -7.3574
011499Z | MV/LV Substation JO***499Z |  | 10 kV | _ | LV | 1000 kVA :Building Structure | 1 | --> | 1 | 0.5 | 5.05 |  | --> | 0.95 | 0 | 0 | 0 | 0 | Constrained, otherwise capacity available =939 kW | --> | C18 ex MCDONAGH | Mcdonagh [T41,T42] | KILKENNY |  | 52.6564 | -7.2461
015996Z | MV/LV Substation TA***996Z |  | 10 kV | _ | LV | 630 kVA :Building Structure | 0.63 | --> | 0.63 | 0 | 0 | Constrained, otherwise capacity available =346 kVA | --> | 0.598 | 0 | 0.14 | 0 | 0 | Constrained, otherwise capacity available =456 kW | --> | C18 ex NAAS | Naas [T41,T42] | KILTEEL |  | 53.1976 | -6.7402
081242Z | MV/LV Substation GR***242Z |  | 10 kV | _ | LV | 400 kVA :Kiosk Substation | 0.4 | --> | 0.4 | 0 | 0 | Constrained, otherwise capacity available =310 kVA | --> | 0.38 | 0 | 0 | 0.368 | 0 |  | --> | C17 ex BALGADDY | Balgaddy [T41,T42] | GRANGE CASTLE |  | 53.3286 | -6.4303
046292X | MV/LV Substation HA***292X |  | 10 kV | _ | LV | 400 kVA :Kiosk Substation | 0.4 | --> | 0.4 | 0.333 | 5.78 |  | --> | 0.38 | 0 | 0.011 | 0.362 | 0 |  | --> | C20 ex OAKFIELD | Oakfield [T41,T42] | SLIGO |  | 54.2758 | -8.5039
008773Y | MV/LV Substation BA***773Y |  | 20 kV | _ | LV | 100 kVA :Pole Substation | 0.1 | --> | 0.1 | 0 | 0 | Constrained, otherwise capacity available =74 kVA | --> | 0.095 | 0 | 0 | 0 | 0 | Constrained, otherwise capacity available =92 kW | --> | C20 ex KNOCKMULLEN | Knockmullen [T42,T421] | GREAT ISLAND |  | 52.3388 | -6.9496
503540 | MV/LV Substation IN***540 |  | 10 kV | _ | LV | 1000 kVA :Building Structure | 1 | --> | 1 | 0.5 | 1.69 |  | --> | 0.95 | 0 | 0.12 | 0 | 0 | Constrained, otherwise capacity available =854 kW | --> | C16 ex NEWTOWNCUNNINGHAM | Newtowncunningham [T41,T42] | LETTERKENNY |  | 54.9951 | -7.474
069272 | MV/LV Substation SL***272 |  | 10 kV | _ | LV | 630 kVA :Kiosk Substation | 0.63 | --> | 0.63 | 0.427 | 4.91 |  | --> | 0.598 | 0 | 0.029 | 0.5 | 0 |  | --> | C11 ex CRUMLIN | Crumlin [T41,T42] | INCHICORE 220KV |  | 53.3346 | -6.3053
021610X | MV/LV Substation CO***610X |  | 20 kV | _ | LV | 200 kVA :Pole Substation | 0.2 | --> | 0.2 | 0 | 0 | Constrained, otherwise capacity available =148 kVA | --> | 0.19 | 0 | 0.01 | 0 | 0 | Constrained, otherwise capacity available =175 kW | --> | E11 ex CURRALEIGH | Curraleigh [T421,T422] | KILBARRY |  | 51.9031 | -8.6734
093182Z | MV/LV Substation PR***182Z |  | 10 kV | _ | LV | 400 kVA :Kiosk Substation | 0.4 | --> | 0.4 | 0 | 0 | Constrained, otherwise capacity available =293 kVA | --> | 0.38 | 0 | 0 | 0.365 | 0 |  | --> | C13 ex MERVILLE | Merville [T41,T42] | FINGLAS |  | 53.3812 | -6.2882
020184 | MV/LV Substation FL***184 |  | 10 kV | _ | LV | 630 kVA :Kiosk Substation | 0.63 | --> | 0.63 | 0 | 0 | Constrained, otherwise capacity available =158 kVA | --> | 0.598 | 0 | 0 | 0 | 0 | Constrained, otherwise capacity available =531 kW | --> | C16 ex COOLCORCORAN | Coolcorcoran [T41,T42] | KNOCKEARAGH |  | 52.0598 | -9.5123
081296X | MV/LV Substation NE***296X |  | 10 kV | _ | LV | 400 kVA :Kiosk Substation | 0.4 | --> | 0.4 | 0 | 0 | Constrained, otherwise capacity available =218 kVA | --> | 0.38 | 0 | 0.008 | 0.348 | 0 |  | --> | C14 ex CLONDALKIN | Clondalkin [T41,T42,T44] | INCHICORE 220KV |  | 53.3389 | -6.3965
068860 | MV/LV Substation DE***860 |  | 10 kV | _ | LV | 400 kVA :Building Structure | 0.4 | --> | 0.4 | 0 | 0 | Constrained, otherwise capacity available =151 kVA | --> | 0.38 | 0 | 0.015 | 0.334 | 0 |  | --> | C16 ex GLASNEVIN | Glasnevin [T41] | FINGLAS |  | 53.3621 | -6.2721
377841 | MV/LV Substation IN***841 |  | 20 kV | _ | LV | 50 kVA :Pole Substation | 0.05 | --> | 0.05 | 0.044 | 0.76 |  | --> | 0.048 | 0 | 0.006 | 0 | 0 | Constrained, otherwise capacity available =42 kW | --> | E19 ex KENMARE | Kenmare [T421] | KNOCKEARAGH |  | 51.8388 | -9.9123
089057 | MV/LV Substation VO***057 |  | 10 kV | _ | LV | 200 kVA :Pole Substation | 0.2 | --> | 0.2 | 0.123 | 9.1 |  | --> | 0.19 | 0 | 0 | 0 | 0 | Constrained, otherwise capacity available =179 kW | --> | C14 ex ARDNAREE | Ardnaree [T42,T421] | MOY |  | 54.1133 | -9.1481
111270 | MV/LV Substation KE***270 |  | 10 kV | _ | LV | 50 kVA :Pole Substation | 0.05 | --> | 0.05 | 0 | 0 | Constrained, otherwise capacity available =46 kVA | --> | 0.048 | 0 | 0 | 0 | 0 | Constrained, otherwise capacity available =47 kW | --> | C15 ex BANTRY | Bantry [T41,T42] | BALLYLICKY |  | 51.7489 | -9.3817
021081Y | MV/LV Substation SP***081Y |  | 10 kV | _ | LV | 400 kVA :Kiosk Substation | 0.4 | --> | 0.4 | 0 | 0 | Constrained, otherwise capacity available =342 kVA | --> | 0.38 | 0 | 0.038 | 0.344 | 0 |  | --> | C18 ex MAYFIELD | Mayfield [T41,T42] | KILBARRY |  | 51.9077 | -8.4422
288871 | MV/LV Substation CO***871 |  | 10 kV | _ | LV | 200 kVA :Pole Substation | 0.2 | --> | 0.2 | 0.041 | 0.04 | Constrained, otherwise capacity available =169 kVA | --> | 0.19 | 0 | 0 | 0.186 | 0 |  | --> | C16 ex LITTLE BRAY | Little Bray [T41,T42] | FASSAROE |  | 53.2113 | -6.1343
2044119 | MV/LV Substation AU***4119 |  | 20 kV | _ | LV | 50 kVA :Pole Substation | 0.05 | --> | 0.05 | 0 | 0 | Constrained, otherwise capacity available =45 kVA | --> | 0.048 | 0 | 0 | 0 | 0 | Constrained, otherwise capacity available =47 kW | --> | E14 ex BUNCRANA | Buncrana [T421,T422] | TRILLICK |  | 55.1854 | -7.474
066076Y | MV/LV Substation VA***076Y |  | 10 kV | _ | LV | 200 kVA :Kiosk Substation | 0.2 | --> | 0.2 | 0 | 0 | Constrained, otherwise capacity available =135 kVA | --> | 0.19 | 0 | 0.007 | 0 | 0 | Constrained, otherwise capacity available =176 kW | --> | C14 ex SWORDS | Swords [T41,T42] | GLASMORE |  | 53.461 | -6.2412
069672 | MV/LV Substation PR***672 |  | 10 kV | _ | LV | 400 kVA :Kiosk Substation | 0.4 | --> | 0.4 | 0 | 0 | Constrained, otherwise capacity available =259 kVA | --> | 0.38 | 0 | 0.052 | 0.322 | 0 |  | --> | C12 ex BALLYBODEN | Ballyboden [T41,T42] | COOKSTOWN |  | 53.2741 | -6.3016
249001 | MV/LV Substation BA***001 |  | 10 kV | _ | LV | 50 kVA :Pole Substation | 0.05 | --> | 0.05 | 0 | 0 | Constrained, otherwise capacity available =50 kVA | --> | 0.048 | 0 | 0 | 0 | 0 | Constrained, otherwise capacity available =48 kW | --> | C16 ex KILCLOHER | Kilcloher [T41,T42] | DUNGARVAN |  | 52.1311 | -7.8069
017562Y | MV/LV Substation BI***562Y |  | 10 kV | _ | LV | 200 kVA :Kiosk Substation | 0.2 | --> | 0.2 | 0.153 | 4.23 |  | --> | 0.19 | 0 | 0.005 | 0 | 0 | Constrained, otherwise capacity available =180 kW | --> | C13 ex CHURCHTOWN | Churchtown [T41] | RATHKEALE |  | 52.4543 | -9.0589
281248X | MV/LV Substation CU***248X |  | 10 kV | _ | LV | 50 kVA :Pole Substation | 0.05 | --> | 0.05 | 0 | 0 | Constrained, otherwise capacity available =21 kVA | --> | 0.048 | 0 | 0.015 | 0.032 | 0 |  | --> | C24 ex BISHOPSTOWN | Bishopstown [T41,T42] | KILBARRY |  | 51.8714 | -8.5632
015625X | MV/LV Substation TH***625X |  | 10 kV | _ | LV | 200 kVA :Kiosk Substation | 0.2 | --> | 0.2 | 0 | 0 | Constrained, otherwise capacity available =124 kVA | --> | 0.19 | 0 | 0.008 | 0 | 0 | Constrained, otherwise capacity available =173 kW | --> | C16 ex JOHNSTOWN | Johnstown [T41,T42] | KILTEEL |  | 53.2456 | -6.5945
2884126 | MV/LV Substation DA***4126 |  | 10 kV | _ | LV | 400 kVA :Kiosk Substation | 0.4 | --> | 0.4 | 0 | 0 | Constrained, otherwise capacity available =400 kVA | --> | 0.38 | 0 | 0 | 0.38 | 0 |  | --> | C17 ex SANDYFORD | Sandyford [T41,T42] | CARRICKMINES |  | 53.2669 | -6.2071
204171X | MV/LV Substation RO***171X |  | 10 kV | _ | LV | 200 kVA :Pole Substation | 0.2 | --> | 0.2 | 0 | 0 | Constrained, otherwise capacity available =158 kVA | --> | 0.19 | 0 | 0 | 0 | 0 | Constrained, otherwise capacity available =184 kW | --> | E16 ex BUNCRANA | Buncrana [T421,T422] | TRILLICK |  | 55.1406 | -7.4482
253926Y | MV/LV Substation CL***926Y |  | 20 kV | _ | LV | 50 kVA :Pole Substation | 0.05 | --> | 0.05 | 0 | 0 | Constrained, otherwise capacity available =8 kVA | --> | 0.048 | 0 | 0 | 0 | 0 | Constrained, otherwise capacity available =41 kW | --> | E17 ex HEADFORD | Headford [T41,T42] | CLOON |  | 53.4504 | -9.0927
042063 | MV/LV Substation CH***063 |  | 10 kV | _ | LV | 630 kVA :Kiosk Substation | 0.63 | --> | 0.63 | 0.5 | 1.93 |  | --> | 0.598 | 0 | 0 | 0 | 0 | Constrained, otherwise capacity available =598 kW | --> | C13 ex TURLOUGH ROAD | Turlough Road [T41,T42] | CASTLEBAR |  | 53.8572 | -9.2962
281439 | MV/LV Substation KN***439 |  | 10 kV | _ | LV | 400 kVA :Kiosk Substation | 0.4 | --> | 0.4 | 0.228 | 5.49 |  | --> | 0.38 | 0 | 0.015 | 0.345 | 0 |  | --> | C11 ex TRABEG | Trabeg [T101,T102] | TRABEG |  | 51.8868 | -8.4545
0214185 | MV/LV Substation CH***4185 |  | 10 kV | _ | LV | 400 kVA :Kiosk Substation | 0.4 | --> | 0.4 | 0 | 0 | Constrained, otherwise capacity available =400 kVA | --> | 0.38 | 0 | 0 | 0.38 | 0 |  | --> | C15 ex MAYFIELD | Mayfield [T41,T42] | KILBARRY |  | 51.9205 | -8.4105
1274034 | MV/LV Substation HO***4034 |  | 20 kV | _ | LV | 50 kVA :Pole Substation | 0.05 | --> | 0.05 | 0 | 0 | Constrained, otherwise capacity available =44 kVA | --> | 0.048 | 0 | 0 | 0 | 0 | Constrained, otherwise capacity available =47 kW | --> | C16 ex HOLYCROSS ROAD | Holycross Road [T41,T42] | THURLES |  | 52.6495 | -7.876
154380Z | MV/LV Substation RO***380Z |  | 10 kV | _ | LV | 630 kVA :Kiosk Substation | 0.63 | --> | 0.63 | 0 | 0 | Constrained, otherwise capacity available =513 kVA | --> | 0.598 | 0 | 0.025 | 0 | 0 | Constrained, otherwise capacity available =564 kW | --> | C17 ex BALLYCOOLIN | Ballycoolin [T41,T42,T43] | FINGLAS |  | 53.4007 | -6.3446
0644356 | MV/LV Substation NE***4356 |  | 10 kV | _ | LV | 630 kVA :Kiosk Substation | 0.63 | --> | 0.63 | 0 | 0 | Constrained, otherwise capacity available =539 kVA | --> | 0.598 | 0 | 0.024 | 0 | 0 | Constrained, otherwise capacity available =568 kW | --> | C20 ex TERMONFECKIN ROAD | Termonfeckin Road [T41,T42] | DRYBRIDGE |  | 53.7278 | -6.3244
2554059 | MV/LV Substation OW***4059 |  | 10 kV | _ | LV | 100 kVA :Pole Substation | 0.1 | --> | 0.1 | 0.083 | 2.09 |  | --> | 0.095 | 0 | 0 | 0 | 0 | Constrained, otherwise capacity available =93 kW | --> | C16 ex KILCAR | Kilcar [T41] | BINBANE |  | 54.7208 | -8.5803
039622X | MV/LV Substation CL***622X |  | 10 kV | _ | LV | 400 kVA :Kiosk Substation | 0.4 | --> | 0.4 | 0 | 0 | Constrained, otherwise capacity available =299 kVA | --> | 0.38 | 0 | 0 | 0.366 | 0 |  | --> | C28 ex GALWAY 110KV | Galway 110kv [T102,T103] | GALWAY 110KV |  | 53.2989 | -9.0243
252662X | MV/LV Substation KI***662X |  | 20 kV | _ | LV | 100 kVA :Pole Substation | 0.1 | --> | 0.1 | 0.078 | 2.76 |  | --> | 0.095 | 0 | 0.03 | 0.07 | 0 |  | --> | C13 ex RECESS | Recess [T41] | SCREEB |  | 53.5929 | -9.7683
064082 | MV/LV Substation ST***082 |  | 10 kV | _ | LV | 630 kVA :Building Structure | 0.63 | --> | 0.63 | 0 | 0 | Constrained, otherwise capacity available =487 kVA | --> | 0.598 | 0 | 0 | 0 | 0 | Constrained, otherwise capacity available =579 kW | --> | C17 ex RATHMULLAN | Rathmullan [T41,T42] | DRYBRIDGE |  | 53.714 | -6.3532
366336X | MV/LV Substation OC***336X |  | 20 kV | _ | LV | 50 kVA :Pole Substation | 0.05 | --> | 0.05 | 0.044 | 0.45 |  | --> | 0.048 | 0 | 0 | 0 | 0 | Constrained, otherwise capacity available =47 kW | --> | C16 ex CARRAROE | Carraroe [T42] | SCREEB |  | 53.2881 | -9.5658
081545Z | MV/LV Substation SO***545Z |  | 10 kV | _ | LV | 200 kVA :Kiosk Substation | 0.2 | --> | 0.2 | 0 | 0 | Constrained, otherwise capacity available =196 kVA | --> | 0.19 | 0 | 0 | 0 | 0 | Constrained, otherwise capacity available =189 kW | --> | C11 ex COOLMINE | Coolmine [T41,T42] | FINGLAS |  | 53.3675 | -6.3919
0994265 | MV/LV Substation DO***4265 |  | 10 kV | _ | LV | 50 kVA :Pole Substation | 0.05 | --> | 0.05 | 0 | 0 | Constrained, otherwise capacity available =43 kVA | --> | 0.048 | 0 | 0 | 0 | 0 | Constrained, otherwise capacity available =46 kW | --> | C20 ex CULLION | Cullion [T41,T42] | LETTERKENNY |  | 54.9106 | -7.705
266143X | MV/LV Substation WO***143X |  | 20 kV | _ | LV | 50 kVA :Pole Substation | 0.05 | --> | 0.05 | 0 | 0 | Constrained, otherwise capacity available =43 kVA | --> | 0.048 | 0 | 0 | 0 | 0 | Constrained, otherwise capacity available =46 kW | --> | E12 ex CARNDONAGH | Carndonagh [T421,T422] | TRILLICK |  | 55.2687 | -7.2686
066268X | MV/LV Substation DE***268X |  | 20 kV | _ | LV | 400 kVA :Kiosk Substation | 0.4 | --> | 0.4 | 0 | 0 | Constrained, otherwise capacity available =289 kVA | --> | 0.38 | 0 | 0.111 | 0 | 0 | Constrained, otherwise capacity available =282 kW | --> | E16 ex ASHBOURNE | Ashbourne [T421,T422] | FINGLAS |  | 53.5077 | -6.3908
0934329 | MV/LV Substation WH***4329 |  | 10 kV | _ | LV | 630 kVA :Building Structure | 0.63 | --> | 0.63 | 0 | 0 | Constrained, otherwise capacity available =630 kVA | --> | 0.598 | 0 | 0 | 0.5 | 0 |  | --> | C33 ex KILMORE | Kilmore [T101,T102,T103] | FINGLAS |  | 53.4043 | -6.2553
066588Z | MV/LV Substation MI***588Z |  | 20 kV | _ | LV | 400 kVA :Kiosk Substation | 0.4 | --> | 0.4 | 0 | 0 | Constrained, otherwise capacity available =296 kVA | --> | 0.38 | 0 | 0.011 | 0 | 0 | Constrained, otherwise capacity available =358 kW | --> | E18 ex BALTRASNA | Baltrasna [T121,T122] | BALTRASNA |  | 53.5002 | -6.4539
022789 | MV/LV Substation HO***789 |  | 10 kV | _ | LV | 50 kVA :Pole Substation | 0.05 | --> | 0.05 | 0.044 | 2.24 |  | --> | 0.048 | 0 | 0 | 0 | 0 | Constrained, otherwise capacity available =47 kW | --> | C19 ex CASTLETOWNROCHE | Castletownroche [T41] | MALLOW |  | 52.194 | -8.4793
049387Z | MV/LV Substation TH***387Z |  | 10 kV | _ | LV | 400 kVA :Kiosk Substation | 0.4 | --> | 0.4 | 0.133 | 0.13 | Constrained, otherwise capacity available =319 kVA | --> | 0.38 | 0 | 0 | 0 | 0 | Constrained, otherwise capacity available =369 kW | --> | C18 ex BALLYMAHON | Ballymahon [T41,T42] | ATHLONE |  | 53.5584 | -7.7734
009045 | MV/LV Substation NE***045 |  | 10 kV | _ | LV | 400 kVA :Building Structure | 0.4 | --> | 0.4 | 0.295 | 0.53 |  | --> | 0.38 | 0 | 0.015 | 0 | 0 | Constrained, otherwise capacity available =354 kW | --> | C19 ex MANOR STREET | Manor Street [T41,T42] | WATERFORD |  | 52.2518 | -7.0976
256009 | MV/LV Substation ID***009 |  | 10 kV | _ | LV | 400 kVA :Building Structure | 0.4 | --> | 0.4 | 0.356 | 1.28 |  | --> | 0.38 | 0 | 0.011 | 0 | 0 | Constrained, otherwise capacity available =366 kW | --> | C18 ex CASTLEREA | Castlerea [T41,T42] | CARRICK ON SHANNON |  | 53.7671 | -8.4767
0644210 | MV/LV Substation DO***4210 |  | 20 kV | _ | LV | 400 kVA :Kiosk Substation | 0.4 | --> | 0.4 | 0 | 0 | Constrained, otherwise capacity available =325 kVA | --> | 0.38 | 0 | 0.09 | 0 | 0 | Constrained, otherwise capacity available =303 kW | --> | C13 ex MORNINGTON ROAD | Mornington Road [T41,T42] | DRYBRIDGE |  | 53.7144 | -6.2844
111239 | MV/LV Substation CA***239 |  | 10 kV | _ | LV | 100 kVA :Pole Substation | 0.1 | --> | 0.1 | 0 | 0 | Constrained, otherwise capacity available =85 kVA | --> | 0.095 | 0 | 0.005 | 0 | 0 | Constrained, otherwise capacity available =89 kW | --> | C16 ex BANTRY | Bantry [T41,T42] | BALLYLICKY |  | 51.6745 | -9.4506
039281 | MV/LV Substation RO***281 |  | 10 kV | _ | LV | 1000 kVA :Building Structure | 1 | --> | 1 | 0 | 0 | Constrained, otherwise capacity available =727 kVA | --> | 0.95 | 0 | 0 | 0 | 0 | Constrained, otherwise capacity available =912 kW | --> | C12 ex HEADFORD ROAD | Headford Road [T41,T42] | GALWAY 110KV |  | 53.2759 | -9.0507
248887 | MV/LV Substation BA***887 |  | 20 kV | _ | LV | 100 kVA :Pole Substation | 0.1 | --> | 0.1 | 0.074 | 3.5 |  | --> | 0.095 | 0 | 0.005 | 0 | 0 | Constrained, otherwise capacity available =88 kW | --> | E13 ex DUNFIRTH | Dunfirth [T122] | DUNFIRTH |  | 53.3876 | -6.7212
0394040 | MV/LV Substation ME***4040 |  | 10 kV | _ | LV | 400 kVA :Kiosk Substation | 0.4 | --> | 0.4 | 0 | 0 | Constrained, otherwise capacity available =392 kVA | --> | 0.38 | 0 | 0 | 0.379 | 0 |  | --> | C21 ex GALWAY 110KV | Galway 110kv [T102,T103] | GALWAY 110KV |  | 53.2854 | -8.9829
132568 | MV/LV Substation LA***568 |  | 20 kV | _ | LV | 50 kVA :Pole Substation | 0.05 | --> | 0.05 | 0.042 | 1.62 |  | --> | 0.048 | 0 | 0.01 | 0 | 0 | Constrained, otherwise capacity available =39 kW | --> | C17 ex CURRA | Curra [T41] | SOMERSET |  | 53.1357 | -8.3929
089016 | MV/LV Substation SE***016 |  | 10 kV | _ | LV | 630 kVA :Building Structure | 0.63 | --> | 0.63 | 0.5 | 2.33 |  | --> | 0.598 | 0 | 0 | 0 | 0 | Constrained, otherwise capacity available =582 kW | --> | E18 ex MOY | Moy [T421,T422] | MOY |  | 54.1253 | -9.1461
074557X | MV/LV Substation WO***557X |  | 10 kV | _ | LV | 400 kVA :Building Structure | 0.4 | --> | 0.4 | 0 | 0 | Constrained, otherwise capacity available =307 kVA | --> | 0.38 | 0 | 0 | 0 | 0 | Constrained, otherwise capacity available =367 kW | --> | C17 ex CARRICK ON SHANNON | Carrick On Shannon [T41,T42] | CARRICK ON SHANNON |  | 53.946 | -8.0812
0654144 | MV/LV Substation PI***4144 |  | 10 kV | _ | LV | 400 kVA :Kiosk Substation | 0.4 | --> | 0.4 | 0 | 0 | Constrained, otherwise capacity available =385 kVA | --> | 0.38 | 0 | 0.02 | 0.363 | 0 |  | --> | C25 ex STEPHENSTOWN | Stephenstown [T101,T102] | FINGLAS |  | 53.6013 | -6.1675
014023 | MV/LV Substation CU***023 |  | 10 kV | _ | LV | 630 kVA :Building Structure | 0.63 | --> | 0.63 | 0 | 0 | Constrained, otherwise capacity available =415 kVA | --> | 0.598 | 0 | 0.011 | 0 | 0 | Constrained, otherwise capacity available =560 kW | --> | C17 ex ATHGARVAN | Athgarvan [T41,T44] | NEWBRIDGE |  | 53.1775 | -6.7963
0224034 | MV/LV Substation FI***4034 |  | 20 kV | _ | LV | 50 kVA :Pole Substation | 0.05 | --> | 0.05 | 0 | 0 | Constrained, otherwise capacity available =27 kVA | --> | 0.048 | 0 | 0 | 0 | 0 | Constrained, otherwise capacity available =44 kW | --> | C18 ex SCARTEEN | Scarteen [T41,T42] | MALLOW |  | 52.1397 | -8.6858
003555Y | MV/LV Substation MA***555Y |  | 10 kV | _ | LV | 400 kVA :Kiosk Substation | 0.4 | --> | 0.4 | 0.375 | 11.58 |  | --> | 0.38 | 0 | 0.02 | 0 | 0 | Constrained, otherwise capacity available =362 kW | --> | C20 ex BALLYBEG | Ballybeg [T101,T102] | CARRICKMINES |  | 52.97 | -6.0372
204543 | MV/LV Substation NA***543 |  | 20 kV | _ | LV | 100 kVA :Pole Substation | 0.1 | --> | 0.1 | 0.016 | 2.02 |  | --> | 0.095 | 0 | 0.006 | 0 | 0 | Constrained, otherwise capacity available =78 kW | --> | E17 ex BALLYMACARRY | Ballymacarry [T421] | TRILLICK |  | 55.0858 | -7.4664
032505Y | MV/LV Substation KI***505Y |  | 10 kV | _ | LV | 100 kVA :Pole Substation | 0.1 | --> | 0.1 | 0 | 0 | Constrained, otherwise capacity available =88 kVA | --> | 0.095 | 0 | 0.006 | 0 | 0 | Constrained, otherwise capacity available =89 kW | --> | C12 ex KILMEADEN | Kilmeaden [T42] | BUTLERSTOWN |  | 52.2336 | -7.2415
011932Z | MV/LV Substation DU***932Z |  | 10 kV | _ | LV | 100 kVA :Pole Substation | 0.1 | --> | 0.1 | 0 | 0 | Constrained, otherwise capacity available =92 kVA | --> | 0.095 | 0 | 0 | 0 | 0 | Constrained, otherwise capacity available =94 kW | --> | C23 ex GORESBRIDGE | Goresbridge [T41,T42] | KILKENNY |  | 52.6662 | -6.9897
053217Z | MV/LV Substation CH***217Z |  | 10 kV | _ | LV | 200 kVA :Kiosk Substation | 0.2 | --> | 0.2 | 0 | 0 | Constrained, otherwise capacity available =158 kVA | --> | 0.19 | 0 | 0.005 | 0.18 | 0 |  | --> | C19 ex CLONMINCH | Clonminch [T41,T422] | THORNSBERRY |  | 53.2714 | -7.4762
025016X | MV/LV Substation RI***016X |  | 10 kV | _ | LV | 50 kVA :Pole Substation | 0.05 | --> | 0.05 | 0 | 0 | Constrained, otherwise capacity available =50 kVA | --> | 0.048 | 0 | 0 | 0 | 0 | Constrained, otherwise capacity available =48 kW | --> | C11 ex KILMALLOCK | Kilmallock [T41,T42] | CHARLEVILLE |  | 52.3928 | -8.5338
461701 | MV/LV Substation KN***701 |  | 10 kV | _ | LV | 50 kVA :Pole Substation | 0.05 | --> | 0.05 | 0.043 | 2.33 |  | --> | 0.048 | 0 | 0 | 0 | 0 | Constrained, otherwise capacity available =47 kW | --> | E17 ex MOY | Moy [T421,T422] | MOY |  | 54.1105 | -9.1781
067242Z | MV/LV Substation BA***242Z |  | 20 kV | _ | LV | 50 kVA :Pole Substation | 0.05 | --> | 0.05 | 0 | 0 | Constrained, otherwise capacity available =36 kVA | --> | 0.048 | 0 | 0.015 | 0 | 0 | Constrained, otherwise capacity available =34 kW | --> | E18 ex CRATLOE | Cratloe [T421,T422] | ARDNACRUSHA |  | 52.6904 | -8.7713
021098Y | MV/LV Substation ST***098Y |  | 10 kV | _ | LV | 400 kVA :Building Structure | 0.4 | --> | 0.4 | 0 | 0 | Constrained, otherwise capacity available =350 kVA | --> | 0.38 | 0 | 0.036 | 0.346 | 0 |  | --> | C20 ex FAIRHILL | Fairhill [T42] | KILBARRY |  | 51.9045 | -8.4604
125112 | MV/LV Substation RO***112 |  | 10 kV | _ | LV | 400 kVA :Kiosk Substation | 0.4 | --> | 0.4 | 0 | 0 | Constrained, otherwise capacity available =239 kVA | --> | 0.38 | 0 | 0 | 0 | 0 | Constrained, otherwise capacity available =357 kW | --> | C16 ex CLOONLOUGH | Cloonlough [T41,T42] | BARRYMORE |  | 52.267 | -8.2703
003064 | MV/LV Substation LR***064 |  | 10 kV | _ | LV | 630 kVA :Kiosk Substation | 0.63 | --> | 0.63 | 0.5 | 11.58 |  | --> | 0.598 | 0 | 0.005 | 0 | 0 | Constrained, otherwise capacity available =591 kW | --> | C14 ex BALLYBEG | Ballybeg [T101,T102] | CARRICKMINES |  | 52.9941 | -6.0848
007870Y | MV/LV Substation WE***870Y |  | 10 kV | _ | LV | 400 kVA :Kiosk Substation | 0.4 | --> | 0.4 | 0.143 | 0.14 | Constrained, otherwise capacity available =330 kVA | --> | 0.38 | 0 | 0.007 | 0 | 0 | Constrained, otherwise capacity available =365 kW | --> | C15 ex CARRIGLAWN | Carriglawn [T41,T42] | WEXFORD |  | 52.341 | -6.4684
054151Z | MV/LV Substation TH***151Z |  | 20 kV | _ | LV | 630 kVA :Building Structure | 0.63 | --> | 0.63 | 0 | 0 | Constrained, otherwise capacity available =510 kVA | --> | 0.598 | 0 | 0.004 | 0 | 0 | Constrained, otherwise capacity available =579 kW | --> | E12 ex PORTLAOISE | Portlaoise [T423,T424] | PORTLAOISE |  | 53.0177 | -7.1504
254493 | MV/LV Substation OC***493 |  | 10 kV | _ | LV | 100 kVA :Pole Substation | 0.1 | --> | 0.1 | 0 | 0 | Constrained, otherwise capacity available =92 kVA | --> | 0.095 | 0 | 0 | 0 | 0 | Constrained, otherwise capacity available =94 kW | --> | C16 ex CLAREGALWAY | Claregalway [T42,T421] | GALWAY 110KV |  | 53.3953 | -8.8751
244501X | MV/LV Substation BA***501X |  | 20 kV | _ | LV | 100 kVA :Pole Substation | 0.1 | --> | 0.1 | 0 | 0 | Constrained, otherwise capacity available =97 kVA | --> | 0.095 | 0 | 0 | 0 | 0 | Constrained, otherwise capacity available =95 kW | --> | E12 ex MILLTOWN (SR) | Milltown (sr) [T421,T422] | OUGHTRAGH |  | 52.1283 | -9.7088
0534248 | MV/LV Substation LO***4248 |  | 10 kV | _ | LV | 400 kVA :Kiosk Substation | 0.4 | --> | 0.4 | 0.305 | 2.39 |  | --> | 0.38 | 0 | 0.03 | 0 | 0 | Constrained, otherwise capacity available =345 kW | --> | C12 ex SRAH | Srah [T41,T42] | THORNSBERRY |  | 53.2803 | -7.4993
033923X | MV/LV Substation GO***923X |  | 10 kV | _ | LV | 100 kVA :Pole Substation | 0.1 | --> | 0.1 | 0 | 0 | Constrained, otherwise capacity available =98 kVA | --> | 0.095 | 0 | 0 | 0 | 0 | Constrained, otherwise capacity available =95 kW | --> | C11 ex DEERPARK | Deerpark [T41,T42] | BALLYDINE |  | 52.3335 | -7.4087
046061 | MV/LV Substation AR***061 |  | 10 kV | _ | LV | 200 kVA :Kiosk Substation | 0.2 | --> | 0.2 | 0 | 0 | Constrained, otherwise capacity available =170 kVA | --> | 0.19 | 0 | 0 | 0.186 | 0 |  | --> | C11 ex CRANMORE | Cranmore [T41,T42] | SLIGO |  | 54.2744 | -8.4721
015682Z | MV/LV Substation BT***682Z |  | 10 kV | _ | LV | 630 kVA :Kiosk Substation | 0.63 | --> | 0.63 | 0 | 0 | Constrained, otherwise capacity available =582 kVA | --> | 0.598 | 0 | 0.005 | 0 | 0 | Constrained, otherwise capacity available =588 kW | --> | E20 ex BLESSINGTON | Blessington [T421,T422] | KILTEEL |  | 53.1711 | -6.5347
196285X | MV/LV Substation CO***285X |  | 10 kV | _ | LV | 50 kVA :Pole Substation | 0.05 | --> | 0.05 | 0 | 0 | Constrained, otherwise capacity available =45 kVA | --> | 0.048 | 0 | 0 | 0 | 0 | Constrained, otherwise capacity available =47 kW | --> | C18 ex ATHBOY | Athboy [T42] | NAVAN |  | 53.6215 | -6.9286
154340Z | MV/LV Substation AN***340Z |  | 10 kV | _ | LV | 200 kVA :Kiosk Substation | 0.2 | --> | 0.2 | 0 | 0 | Constrained, otherwise capacity available =166 kVA | --> | 0.19 | 0 | 0.004 | 0 | 0 | Constrained, otherwise capacity available =182 kW | --> | C11 ex COOLMINE | Coolmine [T41,T42] | FINGLAS |  | 53.3733 | -6.4059
137405 | MV/LV Substation PA***405 |  | 10 kV | _ | LV | 100 kVA :Pole Substation | 0.1 | --> | 0.1 | 0.099 | 3.74 |  | --> | 0.095 | 0 | 0 | 0 | 0 | Constrained, otherwise capacity available =95 kW | --> | C12 ex KILFLYNN | Kilflynn [T41,T42] | TRALEE |  | 52.379 | -9.5456
210402Y | MV/LV Substation KO***402Y |  | 10 kV | _ | LV | 400 kVA :Building Structure | 0.4 | --> | 0.4 | 0 | 1.15 |  | --> | 0.38 | 0 | 0 | 0 | 0 | Constrained, otherwise capacity available =315 kW | --> | C17 ex TULLYNAMALRA | Tullynamalra [T41,T42] | MEATH HILL |  | 54.058 | -6.8128
064711 | MV/LV Substation DU***711 |  | 20 kV | _ | LV | 200 kVA :Pole Substation | 0.2 | --> | 0.2 | 0 | 0 | Constrained, otherwise capacity available =190 kVA | --> | 0.19 | 0 | 0 | 0 | 0 | Constrained, otherwise capacity available =189 kW | --> | E15 ex DULEEK | Duleek [T421,T422] | DRYBRIDGE |  | 53.6554 | -6.4121
095287 | MV/LV Substation DO***287 |  | 10 kV | _ | LV | 100 kVA :Pole Substation | 0.1 | --> | 0.1 | 0.047 | 0.7 |  | --> | 0.095 | 0 | 0 | 0 | 0 | Constrained, otherwise capacity available =88 kW | --> | C20 ex KILRUSH | Kilrush [T41,T42] | TULLABRACK |  | 52.7361 | -9.4968
035265 | MV/LV Substation DR***265 |  | 20 kV | _ | LV | 100 kVA :Pole Substation | 0.1 | --> | 0.1 | 0.091 | 0.49 |  | --> | 0.095 | 0 | 0 | 0 | 0 | Constrained, otherwise capacity available =94 kW | --> | E11 ex ARDFINNAN | Ardfinnan [T421] | CAHIR |  | 52.2969 | -8.0265
058458 | MV/LV Substation HO***458 |  | 10 kV | _ | LV | 100 kVA :Pole Substation | 0.1 | --> | 0.1 | 0 | 0 | Constrained, otherwise capacity available =88 kVA | --> | 0.095 | 0 | 0.005 | 0 | 0 | Constrained, otherwise capacity available =90 kW | --> | C26 ex KYLEERAGH | Kyleeragh [T41,T42] | NENAGH |  | 52.8756 | -8.2562
0594251 | MV/LV Substation LA***4251 |  | 10 kV | _ | LV | 50 kVA :Pole Substation | 0.05 | --> | 0.05 | 0.049 | 2.57 |  | --> | 0.048 | 0 | 0 | 0 | 0 | Constrained, otherwise capacity available =47 kW | --> | C13 ex ERRIGAL | Errigal [T41,T422] | SHANKILL |  | 53.9938 | -7.2125
068247X | MV/LV Substation MO***247X |  | 10 kV | _ | LV | 1000 kVA :Building Structure | 1 | --> | 1 | 0.5 | 0.98 |  | --> | 0.95 | 0 | 0 | 0.5 | 0 |  | --> | C12 ex LEESON STREET | Leeson Street [T41,T42] | MILLTOWN (DR) |  | 53.3334 | -6.2596
039696X | MV/LV Substation PR***696X |  | 10 kV | _ | LV | 630 kVA :Building Structure | 0.63 | --> | 0.63 | 0 | 0 | Constrained, otherwise capacity available =538 kVA | --> | 0.598 | 0 | 0 | 0 | 0 | Constrained, otherwise capacity available =586 kW | --> | C20 ex ORANMORE | Oranmore [T41,T44] | GALWAY 110KV |  | 53.28 | -8.9373
033881X | MV/LV Substation MU***881X |  | 10 kV | _ | LV | 200 kVA :Pole Substation | 0.2 | --> | 0.2 | 0.037 | 0.04 | Constrained, otherwise capacity available =156 kVA | --> | 0.19 | 0 | 0.005 | 0 | 0 | Constrained, otherwise capacity available =180 kW | --> | C18 ex CALLAN | Callan [T41,T42] | KILKENNY |  | 52.5133 | -7.501
003119Y | MV/LV Substation CH***119Y |  | 10 kV | _ | LV | 200 kVA :Kiosk Substation | 0.2 | --> | 0.2 | 0.147 | 11.58 |  | --> | 0.19 | 0 | 0.031 | 0 | 0 | Constrained, otherwise capacity available =160 kW | --> | C25 ex BALLYBEG | Ballybeg [T101,T102] | CARRICKMINES |  | 52.9866 | -6.0504
034755X | MV/LV Substation FE***755X |  | 20 kV | _ | LV | 100 kVA :Pole Substation | 0.1 | --> | 0.1 | 0.098 | 0.57 |  | --> | 0.095 | 0 | 0 | 0 | 0 | Constrained, otherwise capacity available =95 kW | --> | E19 ex LAWLESSTOWN | Lawlesstown [T42,T421] | DOON |  | 52.4742 | -7.6918
142056 | MV/LV Substation BY***056 |  | 10 kV | _ | LV | 630 kVA :Kiosk Substation | 0.63 | --> | 0.63 | 0 | 0 | Constrained, otherwise capacity available =552 kVA | --> | 0.598 | 0 | 0 | 0 | 0 | Constrained, otherwise capacity available =588 kW | --> | C16 ex ATHENRY | Athenry [T41,T42] | GALWAY 110KV |  | 53.3002 | -8.7518
204583 | MV/LV Substation CO***583 |  | 20 kV | _ | LV | 200 kVA :Pole Substation | 0.2 | --> | 0.2 | 0 | 0 | Constrained, otherwise capacity available =157 kVA | --> | 0.19 | 0 | 0.013 | 0 | 0 | Constrained, otherwise capacity available =174 kW | --> | E14 ex BUNCRANA | Buncrana [T421,T422] | TRILLICK |  | 55.1494 | -7.4586
0394269 | MV/LV Substation TO***4269 |  | 10 kV | _ | LV | 400 kVA :Kiosk Substation | 0.4 | --> | 0.4 | 0 | 0 | Constrained, otherwise capacity available =356 kVA | --> | 0.38 | 0 | 0 | 0 | 0 | Constrained, otherwise capacity available =374 kW | --> | C15 ex ORANMORE | Oranmore [T41,T44] | GALWAY 110KV |  | 53.2572 | -8.9268
167165 | MV/LV Substation ST***165 |  | 20 kV | _ | LV | 50 kVA :Pole Substation | 0.05 | --> | 0.05 | 0 | 0 | Constrained, otherwise capacity available =25 kVA | --> | 0.048 | 0 | 0.05 | 0 | 0 | Constrained, otherwise capacity available =7 kW | --> | E15 ex WHITECHURCH | Whitechurch [T421,T422] | KILBARRY |  | 51.9509 | -8.5525
068297X | MV/LV Substation LO***297X |  | 10 kV | _ | LV | 1000 kVA :Building Structure | 1 | --> | 1 | 0.5 | 4.6 |  | --> | 0.95 | 0 | 0 | 0.5 | 0 |  | --> | C18 ex KINGSBRIDGE | Kingsbridge [T41,T42] | INCHICORE 220KV |  | 53.3481 | -6.2998
039280 | MV/LV Substation WI***280 |  | 10 kV | _ | LV | 400 kVA :Building Structure | 0.4 | --> | 0.4 | 0 | 0 | Constrained, otherwise capacity available =365 kVA | --> | 0.38 | 0 | 0 | 0.375 | 0 |  | --> | C26 ex GALWAY 110KV | Galway 110kv [T102,T103] | GALWAY 110KV |  | 53.2903 | -9.011
235585 | MV/LV Substation AH***585 |  | 20 kV | _ | LV | 200 kVA :Pole Substation | 0.2 | --> | 0.2 | 0 | 0 | Constrained, otherwise capacity available =171 kVA | --> | 0.19 | 0 | 0.043 | 0 | 0 | Constrained, otherwise capacity available =154 kW | --> | E11 ex BEALNABLATH | Bealnablath [T421] | BANDON |  | 51.8525 | -8.7335
196125X | MV/LV Substation MA***125X |  | 20 kV | _ | LV | 400 kVA :Kiosk Substation | 0.4 | --> | 0.4 | 0.266 | 0.33 |  | --> | 0.38 | 0 | 0.01 | 0 | 0 | Constrained, otherwise capacity available =354 kW | --> | E31 ex TRIM | Trim [T421] | NAVAN |  | 53.55 | -6.8006
0734042 | MV/LV Substation BA***4042 |  | 20 kV | _ | LV | 50 kVA :Pole Substation | 0.05 | --> | 0.05 | 0.045 | 7.61 |  | --> | 0.048 | 0 | 0 | 0 | 0 | Constrained, otherwise capacity available =47 kW | --> | C18 ex GARRYCASTLE | Garrycastle [T41,T42] | ATHLONE |  | 53.4006 | -7.8644
119804 | MV/LV Substation RO***804 |  | 10 kV | _ | LV | 50 kVA :Pole Substation | 0.05 | --> | 0.05 | 0.048 | 4.16 |  | --> | 0.048 | 0 | 0 | 0.047 | 0 |  | --> | C20 ex NEWMARKET (SR) | Newmarket (sr) [T41,T42] | GLENLARA |  | 52.2957 | -9.0073
034184Y | MV/LV Substation GO***184Y |  | 10 kV | _ | LV | 200 kVA :Kiosk Substation | 0.2 | --> | 0.2 | 0.171 | 0.57 |  | --> | 0.19 | 0 | 0.012 | 0 | 0 | Constrained, otherwise capacity available =177 kW | --> | C16 ex LAWLESSTOWN | Lawlesstown [T42,T421] | DOON |  | 52.3688 | -7.7181
099064X | MV/LV Substation TH***064X |  | 10 kV | _ | LV | 400 kVA :Kiosk Substation | 0.4 | --> | 0.4 | 0 | 0 | Constrained, otherwise capacity available =398 kVA | --> | 0.38 | 0 | 0 | 0 | 0 | Constrained, otherwise capacity available =380 kW | --> | C12 ex CULLION | Cullion [T41,T42] | LETTERKENNY |  | 54.9288 | -7.7291
021058 | MV/LV Substation CO***058 |  | 10 kV | _ | LV | 630 kVA :Kiosk Substation | 0.63 | --> | 0.63 | 0 | 0 | Constrained, otherwise capacity available =519 kVA | --> | 0.598 | 0 | 0.005 | 0.5 | 0 |  | --> | C16 ex MAYFIELD | Mayfield [T41,T42] | KILBARRY |  | 51.914 | -8.442
1644068 | MV/LV Substation RE***4068 |  | 10 kV | _ | LV | 50 kVA :Pole Substation | 0.05 | --> | 0.05 | 0 | 0 | Constrained, otherwise capacity available =36 kVA | --> | 0.048 | 0 | 0 | 0 | 0 | Constrained, otherwise capacity available =46 kW | --> | C17 ex SKIBBEREEN | Skibbereen [T41,T42] | DUNMANWAY |  | 51.5346 | -9.2222
034661 | MV/LV Substation CL***661 |  | 20 kV | _ | LV | 50 kVA :Pole Substation | 0.05 | --> | 0.05 | 0.015 | 5.88 |  | --> | 0.048 | 0 | 0.01 | 0 | 0 | Constrained, otherwise capacity available =35 kW | --> | C14 ex ARDGEEHA | Ardgeeha [T41,T42] | DOON |  | 52.4752 | -7.5982
059214X | MV/LV Substation HI***214X |  | 10 kV | _ | LV | 100 kVA :Pole Substation | 0.1 | --> | 0.1 | 0 | 0 | Constrained, otherwise capacity available =92 kVA | --> | 0.095 | 0 | 0 | 0 | 0 | Constrained, otherwise capacity available =94 kW | --> | C15 ex DERRYCRAMPH | Derrycramph [T41,T42] | SHANKILL |  | 53.9931 | -7.3688
064386Y | MV/LV Substation FU***386Y |  | 10 kV | _ | LV | 50 kVA :Pole Substation | 0.05 | --> | 0.05 | 0 | 0 | Constrained, otherwise capacity available =50 kVA | --> | 0.048 | 0 | 0 | 0 | 0 | Constrained, otherwise capacity available =48 kW | --> | C13 ex DRYBRIDGE | Drybridge [T41,T42] | DRYBRIDGE |  | 53.7692 | -6.396
002947 | MV/LV Substation VE***947 |  | 10 kV | _ | LV | 400 kVA :Kiosk Substation | 0.4 | --> | 0.4 | 0.312 | 2.36 |  | --> | 0.38 | 0 | 0.042 | 0.337 | 0 |  | --> | C19 ex BRAY | Bray [T41,T42] | FASSAROE |  | 53.1982 | -6.1072
127096Z | MV/LV Substation DU***096Z |  | 10 kV | _ | LV | 630 kVA :Kiosk Substation | 0.63 | --> | 0.63 | 0 | 0 | Constrained, otherwise capacity available =562 kVA | --> | 0.598 | 0 | 0 | 0 | 0 | Constrained, otherwise capacity available =589 kW | --> | C15 ex LOUGHTAGALLA | Loughtagalla [T41,T42] | THURLES |  | 52.6833 | -7.7912
066810X | MV/LV Substation KI***810X |  | 10 kV | _ | LV | 50 kVA :Pole Substation | 0.05 | --> | 0.05 | 0 | 0 | Constrained, otherwise capacity available =41 kVA | --> | 0.048 | 0 | 0 | 0 | 0 | Constrained, otherwise capacity available =46 kW | --> | E11 ex ASHBOURNE | Ashbourne [T421,T422] | FINGLAS |  | 53.4521 | -6.2775
068366 | MV/LV Substation ME***366 |  | 10 kV | _ | LV | 630 kVA :Kiosk Substation | 0.63 | --> | 0.63 | 0.461 | 7.2 |  | --> | 0.598 | 0 | 0 | 0.5 | 0 |  | --> | C22 ex TRINITY | Trinity [T101,T102] | POOLBEG |  | 53.3388 | -6.2469
002070 | MV/LV Substation QU***070 |  | 10 kV | _ | LV | 630 kVA :Kiosk Substation | 0.63 | --> | 0.63 | 0.433 | 4.51 |  | --> | 0.598 | 0 | 0 | 0.5 | 0 |  | --> | C21 ex BOGHALL ROAD | Boghall Road [T41,T42] | FASSAROE |  | 53.2053 | -6.1018
071424 | MV/LV Substation SP***424 |  | 10 kV | _ | LV | 50 kVA :Pole Substation | 0.05 | --> | 0.05 | 0.042 | 5.58 |  | --> | 0.048 | 0 | 0 | 0.046 | 0 |  | --> | C14 ex KILCOOLE | Kilcoole [T41,T42] | FASSAROE |  | 53.1105 | -6.0831
110520 | MV/LV Substation GA***520 |  | 20 kV | _ | LV | 50 kVA :Pole Substation | 0.05 | --> | 0.05 | 0.037 | 0.76 |  | --> | 0.048 | 0 | 0 | 0 | 0 | Constrained, otherwise capacity available =46 kW | --> | E19 ex KENMARE | Kenmare [T421] | KNOCKEARAGH |  | 51.8067 | -9.9018
139096X | MV/LV Substation MA***096X |  | 10 kV | _ | LV | 50 kVA :Pole Substation | 0.05 | --> | 0.05 | 0 | 0 | Constrained, otherwise capacity available =50 kVA | --> | 0.048 | 0 | 0 | 0 | 0 | Constrained, otherwise capacity available =48 kW | --> | C16 ex VIRGINIA | Virginia [T41,T42] | MEATH HILL |  | 53.801 | -7.0338
1324310 | MV/LV Substation CO***4310 |  | 10 kV | _ | LV | 400 kVA :Kiosk Substation | 0.4 | --> | 0.4 | 0 | 0 | Constrained, otherwise capacity available =358 kVA | --> | 0.38 | 0 | 0 | 0 | 0 | Constrained, otherwise capacity available =374 kW | --> | C16 ex LOUGHREA | Loughrea [T41,T42] | SOMERSET |  | 53.2024 | -8.5888
0664360 | MV/LV Substation RA***4360 |  | 20 kV | _ | LV | 630 kVA :Kiosk Substation | 0.63 | --> | 0.63 | 0 | 0 | Constrained, otherwise capacity available =576 kVA | --> | 0.598 | 0 | 0.034 | 0 | 0 | Constrained, otherwise capacity available =566 kW | --> | E21 ex ASHBOURNE | Ashbourne [T421,T422] | FINGLAS |  | 53.4912 | -6.2943
251405X | MV/LV Substation CL***405X |  | 10 kV | _ | LV | 1000 kVA :Building Structure | 1 | --> | 1 | 0 | 0 | Constrained, otherwise capacity available =824 kVA | --> | 0.95 | 0 | 0.01 | 0 | 0 | Constrained, otherwise capacity available =918 kW | --> | C28 ex CLAREGALWAY | Claregalway [T42,T421] | GALWAY 110KV |  | 53.3339 | -8.9405
003999X | MV/LV Substation BA***999X |  | 10 kV | _ | LV | 100 kVA :Pole Substation | 0.1 | --> | 0.1 | 0 | 0 | Constrained, otherwise capacity available =75 kVA | --> | 0.095 | 0 | 0.014 | 0 | 0 | Constrained, otherwise capacity available =81 kW | --> | C16 ex RATHDRUM | Rathdrum [T42] | ARKLOW |  | 52.9321 | -6.2963
082281Y | MV/LV Substation WI***281Y |  | 20 kV | _ | LV | 100 kVA :Pole Substation | 0.1 | --> | 0.1 | 0.065 | 0.64 |  | --> | 0.095 | 0 | 0.011 | 0 | 0 | Constrained, otherwise capacity available =82 kW | --> | E14 ex RANDALSTOWN | Randalstown [T422] | NAVAN |  | 53.7338 | -6.712
062656Y | MV/LV Substation CA***656Y |  | 20 kV | _ | LV | 50 kVA :Pole Substation | 0.05 | --> | 0.05 | 0.05 | 4.25 |  | --> | 0.048 | 0 | 0 | 0 | 0 | Constrained, otherwise capacity available =47 kW | --> | E15 ex JENKINSTOWN | Jenkinstown [T421,T422] | DUNDALK |  | 54.0431 | -6.4169
064697 | MV/LV Substation BE***697 |  | 10 kV | _ | LV | 50 kVA :Pole Substation | 0.05 | --> | 0.05 | 0 | 0 | Constrained, otherwise capacity available =34 kVA | --> | 0.048 | 0 | 0 | 0 | 0 | Constrained, otherwise capacity available =45 kW | --> | C14 ex DRYBRIDGE | Drybridge [T41,T42] | DRYBRIDGE |  | 53.744 | -6.425
118327 | MV/LV Substation SH***327 |  | 20 kV | _ | LV | 200 kVA :Pole Substation | 0.2 | --> | 0.2 | 0 | 0 | Constrained, otherwise capacity available =102 kVA | --> | 0.19 | 0 | 0 | 0 | 0 | Constrained, otherwise capacity available =176 kW | --> | E15 ex CREAGH | Creagh [T421,T422] | ATHLONE |  | 53.2793 | -8.0448
238502 | MV/LV Substation KI***502 |  | 20 kV | _ | LV | 100 kVA :Pole Substation | 0.1 | --> | 0.1 | 0 | 0 | Constrained, otherwise capacity available =85 kVA | --> | 0.095 | 0 | 0 | 0 | 0 | Constrained, otherwise capacity available =93 kW | --> | E17 ex BALLINROBE | Ballinrobe [T421,T422] | DALTON |  | 53.5809 | -9.1201
1364204 | MV/LV Substation CA***4204 |  | 10 kV | _ | LV | 50 kVA :Pole Substation | 0.05 | --> | 0.05 | 0 | 0 | Constrained, otherwise capacity available =50 kVA | --> | 0.048 | 0 | 0 | 0 | 0 | Constrained, otherwise capacity available =48 kW | --> | C19 ex ROSCOMMON | Roscommon [T41,T42] | LANESBORO |  | 53.6476 | -8.2248
062658 | MV/LV Substation WI***658 |  | 20 kV | _ | LV | 50 kVA :Pole Substation | 0.05 | --> | 0.05 | 0.04 | 3.47 |  | --> | 0.048 | 0 | 0 | 0 | 0 | Constrained, otherwise capacity available =46 kW | --> | E16 ex BUSH | Bush [T421,T422] | DUNDALK |  | 53.9915 | -6.1431
021057X | MV/LV Substation EC***057X |  | 10 kV | _ | LV | 1000 kVA :Building Structure | 1 | --> | 1 | 0.5 | 6.78 |  | --> | 0.95 | 0 | 0 | 0.5 | 0 |  | --> | C35 ex CASTLEVIEW | Castleview [T101,T102] | CASTLEVIEW |  | 51.9001 | -8.3496
0174082 | MV/LV Substation TE***4082 |  | 10 kV | _ | LV | 200 kVA :Building Structure | 0.2 | --> | 0.2 | 0 | 4.23 |  | --> | 0.19 | 0 | 0 | 0 | 0 | Constrained, otherwise capacity available =181 kW | --> | C13 ex CHURCHTOWN | Churchtown [T41] | RATHKEALE |  | 52.4602 | -9.0574
068172 | MV/LV Substation GR***172 |  | 10 kV | _ | LV | 630 kVA :Building Structure | 0.63 | --> | 0.63 | 0 | 0 | Constrained, otherwise capacity available =516 kVA | --> | 0.598 | 0 | 0.036 | 0.5 | 0 |  | --> | C14 ex WHITEHALL | Whitehall [T41] | FINGLAS |  | 53.3761 | -6.2426
062376 | MV/LV Substation MI***376 |  | 10 kV | _ | LV | 100 kVA :Pole Substation | 0.1 | --> | 0.1 | 0.085 | 1.03 |  | --> | 0.095 | 0 | 0 | 0 | 0 | Constrained, otherwise capacity available =93 kW | --> | C18 ex LITTLE MILLS | Little Mills [T41] | DUNDALK |  | 53.9339 | -6.4416
067253 | MV/LV Substation GA***253 |  | 10 kV | _ | LV | 200 kVA :Kiosk Substation | 0.2 | --> | 0.2 | 0 | 0 | Constrained, otherwise capacity available =169 kVA | --> | 0.19 | 0 | 0 | 0.186 | 0 |  | --> | C22 ex GARRYOWEN | Garryowen [T41,T42] | LIMERICK |  | 52.6501 | -8.5786
093316 | MV/LV Substation VI***316 |  | 10 kV | _ | LV | 400 kVA :Kiosk Substation | 0.4 | --> | 0.4 | 0 | 0 | Constrained, otherwise capacity available =213 kVA | --> | 0.38 | 0 | 0.042 | 0.322 | 0 |  | --> | C14 ex MERVILLE | Merville [T41,T42] | FINGLAS |  | 53.3771 | -6.2855
026950X | MV/LV Substation BA***950X |  | 10 kV | _ | LV | 200 kVA :Kiosk Substation | 0.2 | --> | 0.2 | 0.137 | 8.66 |  | --> | 0.19 | 0 | 0 | 0 | 0 | Constrained, otherwise capacity available =181 kW | --> | C13 ex BANDON | Bandon [T101,T42] | BANDON |  | 51.7348 | -8.7572
046067X | MV/LV Substation GA***067X |  | 10 kV | _ | LV | 630 kVA :Building Structure | 0.63 | --> | 0.63 | 0 | 0 | Constrained, otherwise capacity available =328 kVA | --> | 0.598 | 0 | 0.025 | 0.5 | 0 |  | --> | C17 ex CRANMORE | Cranmore [T41,T42] | SLIGO |  | 54.2726 | -8.4777
1374174 | MV/LV Substation BA***4174 |  | 10 kV | _ | LV | 50 kVA :Pole Substation | 0.05 | --> | 0.05 | 0.05 | 3.74 |  | --> | 0.048 | 0 | 0 | 0 | 0 | Constrained, otherwise capacity available =48 kW | --> | C11 ex KILFLYNN | Kilflynn [T41,T42] | TRALEE |  | 52.3377 | -9.7308
0744090 | MV/LV Substation CH***4090 |  | 20 kV | _ | LV | 100 kVA :Pole Substation | 0.1 | --> | 0.1 | 0 | 0 | Constrained, otherwise capacity available =100 kVA | --> | 0.095 | 0 | 0 | 0 | 0 | Constrained, otherwise capacity available =95 kW | --> | C16 ex CARRICK ON SHANNON | Carrick On Shannon [T41,T42] | CARRICK ON SHANNON |  | 53.8453 | -8.1819
162488 | MV/LV Substation ST***488 |  | 10 kV | _ | LV | 200 kVA :Pole Substation | 0.2 | --> | 0.2 | 0.111 | 0.25 |  | --> | 0.19 | 0 | 0 | 0 | 0 | Constrained, otherwise capacity available =178 kW | --> | C16 ex ROSSGEIR | Rossgeir [T41,T42] | LETTERKENNY |  | 54.9353 | -7.4629
154566Z | MV/LV Substation DU***566Z |  | 10 kV | _ | LV | 400 kVA :Building Structure | 0.4 | --> | 0.4 | 0 | 0 | Constrained, otherwise capacity available =366 kVA | --> | 0.38 | 0 | 0 | 0.375 | 0 |  | --> | C23 ex MACETOWN | Macetown [T101,T102] | MACETOWN |  | 53.4269 | -6.4761
062365Y | MV/LV Substation DE***365Y |  | 20 kV | _ | LV | 200 kVA :Kiosk Substation | 0.2 | --> | 0.2 | 0.156 | 2.33 |  | --> | 0.19 | 0 | 0 | 0 | 0 | Constrained, otherwise capacity available =184 kW | --> | C18 ex DUNDALK | Dundalk [T41,T42] | DUNDALK |  | 54.0214 | -6.4296
249662 | MV/LV Substation MO***662 |  | 10 kV | _ | LV | 50 kVA :Pole Substation | 0.05 | --> | 0.05 | 0 | 0 | Constrained, otherwise capacity available =39 kVA | --> | 0.048 | 0 | 0 | 0 | 0 | Constrained, otherwise capacity available =46 kW | --> | C22 ex LISMORE | Lismore [T41,T42] | DUNGARVAN |  | 52.1659 | -7.9448
152568 | MV/LV Substation MU***568 |  | 10 kV | _ | LV | 400 kVA :Kiosk Substation | 0.4 | --> | 0.4 | 0 | 0 | Constrained, otherwise capacity available =327 kVA | --> | 0.38 | 0 | 0 | 0 | 0 | Constrained, otherwise capacity available =370 kW | --> | C12 ex CAPPAMORE | Cappamore [T41,T42] | ARDNACRUSHA |  | 52.6522 | -8.3988
062162 | MV/LV Substation AS***162 |  | 10 kV | _ | LV | 630 kVA :Kiosk Substation | 0.63 | --> | 0.63 | 0.5 | 2.33 |  | --> | 0.598 | 0 | 0.009 | 0 | 0 | Constrained, otherwise capacity available =576 kW | --> | C12 ex DUNDALK | Dundalk [T41,T42] | DUNDALK |  | 54.012 | -6.4159
0694161 | MV/LV Substation EL***4161 |  | 10 kV | _ | LV | 630 kVA :Building Structure | 0.63 | --> | 0.63 | 0 | 0 | Constrained, otherwise capacity available =606 kVA | --> | 0.598 | 0 | 0 | 0.5 | 0 |  | --> | C18 ex BALLYBODEN | Ballyboden [T41,T42] | COOKSTOWN |  | 53.2945 | -6.28
365213Y | MV/LV Substation BO***213Y |  | 10 kV | _ | LV | 400 kVA :Kiosk Substation | 0.4 | --> | 0.4 | 0 | 0 | Constrained, otherwise capacity available =302 kVA | --> | 0.38 | 0 | 0 | 0.366 | 0 |  | --> | C20 ex INCHICORE NORTH | Inchicore North [T41] | INCHICORE 220KV |  | 53.3264 | -6.3518
013034 | MV/LV Substation BA***034 |  | 10 kV | _ | LV | 400 kVA :Building Structure | 0.4 | --> | 0.4 | 0.121 | 0.12 | Constrained, otherwise capacity available =275 kVA | --> | 0.38 | 0 | 0.011 | 0.354 | 0 |  | --> | C20 ex ATHY | Athy [T101,T102] | ATHY |  | 52.9964 | -6.9854
081522X | MV/LV Substation AL***522X |  | 10 kV | _ | LV | 400 kVA :Building Structure | 0.4 | --> | 0.4 | 0 | 0 | Constrained, otherwise capacity available =366 kVA | --> | 0.38 | 0 | 0 | 0.375 | 0 |  | --> | C17 ex INCHICORE NORTH | Inchicore North [T41] | INCHICORE 220KV |  | 53.3344 | -6.3429
007020Y | MV/LV Substation ST***020Y |  | 10 kV | _ | LV | 400 kVA :Kiosk Substation | 0.4 | --> | 0.4 | 0.143 | 0.14 | Constrained, otherwise capacity available =373 kVA | --> | 0.38 | 0 | 0.009 | 0 | 0 | Constrained, otherwise capacity available =370 kW | --> | C17 ex CARRIGLAWN | Carriglawn [T41,T42] | WEXFORD |  | 52.3446 | -6.4755
019073X | MV/LV Substation BE***073X |  | 10 kV | _ | LV | 400 kVA :Kiosk Substation | 0.4 | --> | 0.4 | 0.346 | 1.54 |  | --> | 0.38 | 0 | 0.032 | 0 | 0 | Constrained, otherwise capacity available =349 kW | --> | C20 ex BALLYARD | Ballyard [T41,T42] | TRALEE |  | 52.2574 | -9.6991
052927Z | MV/LV Substation DA***927Z |  | 10 kV | _ | LV | 400 kVA :Kiosk Substation | 0.4 | --> | 0.4 | 0.308 | 10.9 |  | --> | 0.38 | 0 | 0.007 | 0.362 | 0 |  | --> | C19 ex MULLINGAR | Mullingar [T101,T102] | MULLINGAR |  | 53.5326 | -7.3276
081073Z | MV/LV Substation CR***073Z |  | 10 kV | _ | LV | 400 kVA :Building Structure | 0.4 | --> | 0.4 | 0 | 0 | Constrained, otherwise capacity available =343 kVA | --> | 0.38 | 0 | 0.025 | 0.354 | 0 |  | --> | C28 ex CLONDALKIN | Clondalkin [T41,T42,T44] | INCHICORE 220KV |  | 53.3322 | -6.3845
237343X | MV/LV Substation MU***343X |  | 20 kV | _ | LV | 50 kVA :Pole Substation | 0.05 | --> | 0.05 | 0 | 0 | Constrained, otherwise capacity available =50 kVA | --> | 0.048 | 0 | 0 | 0 | 0 | Constrained, otherwise capacity available =47 kW | --> | C12 ex DUNLEER | Dunleer [T41,T42] | DRYBRIDGE |  | 53.8041 | -6.2965
074993 | MV/LV Substation DR***993 |  | 20 kV | _ | LV | 200 kVA :Pole Substation | 0.2 | --> | 0.2 | 0.193 | 8.5 |  | --> | 0.19 | 0 | 0.005 | 0 | 0 | Constrained, otherwise capacity available =185 kW | --> | E14 ex ARIGNA | Arigna [T121] | ARIGNA |  | 54.0379 | -8.0466
009570X | MV/LV Substation BE***570X |  | 20 kV | _ | LV | 100 kVA :Pole Substation | 0.1 | --> | 0.1 | 0.056 | 8.16 |  | --> | 0.095 | 0 | 0.02 | 0 | 0 | Constrained, otherwise capacity available =74 kW | --> | C17 ex MOUNT MISERY | Mount Misery [T41,T42] | WATERFORD |  | 52.2732 | -7.0939
035053 | MV/LV Substation RO***053 |  | 10 kV | _ | LV | 100 kVA :Pole Substation | 0.1 | --> | 0.1 | 0.1 | 6.17 |  | --> | 0.095 | 0 | 0 | 0 | 0 | Constrained, otherwise capacity available =95 kW | --> | C17 ex CAHIR | Cahir [T41,T42] | CAHIR |  | 52.3877 | -7.9239
050862Y | MV/LV Substation WI***862Y |  | 10 kV | _ | LV | 400 kVA :Kiosk Substation | 0.4 | --> | 0.4 | 0.339 | 7.61 |  | --> | 0.38 | 0 | 0 | 0 | 0 | Constrained, otherwise capacity available =372 kW | --> | C11 ex GARRYCASTLE | Garrycastle [T41,T42] | ATHLONE |  | 53.4161 | -7.907
052045 | MV/LV Substation HI***045 |  | 10 kV | _ | LV | 400 kVA :Kiosk Substation | 0.4 | --> | 0.4 | 0 | 0 | Constrained, otherwise capacity available =300 kVA | --> | 0.38 | 0 | 0.024 | 0 | 0 | Constrained, otherwise capacity available =348 kW | --> | C21 ex BALLINDERRY | Ballinderry [T41,T422] | MULLINGAR |  | 53.5166 | -7.3358
0144431 | MV/LV Substation CU***4431 |  | 10 kV | _ | LV | 630 kVA :Kiosk Substation | 0.63 | --> | 0.63 | 0 | 0 | Constrained, otherwise capacity available =630 kVA | --> | 0.598 | 0 | 0 | 0 | 0 | Constrained, otherwise capacity available =598 kW | --> | C11 ex MORRISTOWN | Morristown [T41,T42] | NEWBRIDGE |  | 53.1721 | -6.82
021285Z | MV/LV Substation MO***285Z |  | 10 kV | _ | LV | 400 kVA :Kiosk Substation | 0.4 | --> | 0.4 | 0 | 0 | Constrained, otherwise capacity available =262 kVA | --> | 0.38 | 0 | 0.029 | 0.339 | 0 |  | --> | C25 ex KILBARRY | Kilbarry [T101,T43] | KILBARRY |  | 51.9023 | -8.5001
068787 | MV/LV Substation WA***787 |  | 10 kV | _ | LV | 630 kVA :Building Structure | 0.63 | --> | 0.63 | 0.5 | 3 |  | --> | 0.598 | 0 | 0 | 0.5 | 0 |  | --> | C37 ex INCHICORE CENTRAL | Inchicore Central [T43,T45] | INCHICORE 220KV |  | 53.3352 | -6.334
065234Z | MV/LV Substation MO***234Z |  | 10 kV | _ | LV | 400 kVA :Kiosk Substation | 0.4 | --> | 0.4 | 0 | 0 | Constrained, otherwise capacity available =227 kVA | --> | 0.38 | 0 | 0.053 | 0.316 | 0 |  | --> | C21 ex STEPHENSTOWN | Stephenstown [T101,T102] | FINGLAS |  | 53.6112 | -6.2001
003790 | MV/LV Substation BA***790 |  | 10 kV | _ | LV | 200 kVA :Pole Substation | 0.2 | --> | 0.2 | 0.15 | 11.58 |  | --> | 0.19 | 0 | 0.016 | 0 | 0 | Constrained, otherwise capacity available =171 kW | --> | C18 ex BALLYBEG | Ballybeg [T101,T102] | CARRICKMINES |  | 52.9644 | -6.1481
209167X | MV/LV Substation TH***167X |  | 10 kV | _ | LV | 200 kVA :Pole Substation | 0.2 | --> | 0.2 | 0 | 0 | Constrained, otherwise capacity available =180 kVA | --> | 0.19 | 0 | 0.006 | 0 | 0 | Constrained, otherwise capacity available =183 kW | --> | C19 ex MILFORD (NR) | Milford (nr) [T41,T42] | LETTERKENNY |  | 55.0944 | -7.5425
0144215 | MV/LV Substation KI***4215 |  | 20 kV | _ | LV | 50 kVA :Pole Substation | 0.05 | --> | 0.05 | 0.05 | 0.63 |  | --> | 0.048 | 0 | 0 | 0 | 0 | Constrained, otherwise capacity available =48 kW | --> | E12 ex KILCULLEN | Kilcullen [T41,T42,T424] | STRATFORD |  | 53.0755 | -6.8428
281427X | MV/LV Substation SE***427X |  | 10 kV | _ | LV | 400 kVA :Kiosk Substation | 0.4 | --> | 0.4 | 0 | 0 | Constrained, otherwise capacity available =370 kVA | --> | 0.38 | 0 | 0.031 | 0 | 0 | Constrained, otherwise capacity available =353 kW | --> | C15 ex CARRIGALINE | Carrigaline [T41,T42] | BARNAHELY |  | 51.8145 | -8.3848
058060Y | MV/LV Substation RY***060Y |  | 10 kV | _ | LV | 50 kVA :Pole Substation | 0.05 | --> | 0.05 | 0.045 | 3 |  | --> | 0.048 | 0 | 0 | 0 | 0 | Constrained, otherwise capacity available =47 kW | --> | C25 ex NENAGH | Nenagh [T41,T42] | NENAGH |  | 52.7749 | -8.0751
004717 | MV/LV Substation AV***717 |  | 10 kV | _ | LV | 50 kVA :Pole Substation | 0.05 | --> | 0.05 | 0.013 | 0.45 |  | --> | 0.048 | 0 | 0 | 0 | 0 | Constrained, otherwise capacity available =42 kW | --> | C12 ex KILMAGIG | Kilmagig [T42] | ARKLOW |  | 52.8552 | -6.2158
253179Y | MV/LV Substation AG***179Y |  | 20 kV | _ | LV | 50 kVA :Pole Substation | 0.05 | --> | 0.05 | 0 | 0 | Constrained, otherwise capacity available =50 kVA | --> | 0.048 | 0 | 0 | 0 | 0 | Constrained, otherwise capacity available =48 kW | --> | C23 ex TUAM NORTH | Tuam North [T41,T42] | CLOON |  | 53.5769 | -9.025
029344Y | MV/LV Substation MA***344Y |  | 10 kV | _ | LV | 400 kVA :Kiosk Substation | 0.4 | --> | 0.4 | 0 | 0 | Constrained, otherwise capacity available =363 kVA | --> | 0.38 | 0 | 0 | 0 | 0 | Constrained, otherwise capacity available =375 kW | --> | C17 ex KILLACLOYNE | Killacloyne [T41,T42] | MIDLETON |  | 51.9098 | -8.2651
152201 | MV/LV Substation SH***201 |  | 20 kV | _ | LV | 50 kVA :Pole Substation | 0.05 | --> | 0.05 | 0 | 0 | Constrained, otherwise capacity available =39 kVA | --> | 0.048 | 0 | 0 | 0 | 0 | Constrained, otherwise capacity available =46 kW | --> | C16 ex CAPPAMORE | Cappamore [T41,T42] | ARDNACRUSHA |  | 52.6103 | -8.2381
0024047 | MV/LV Substation DA***4047 |  | 10 kV | _ | LV | 630 kVA :Building Structure | 0.63 | --> | 0.63 | 0.5 | 4.51 |  | --> | 0.598 | 0 | 0 | 0.5 | 0 |  | --> | C21 ex BOGHALL ROAD | Boghall Road [T41,T42] | FASSAROE |  | 53.204 | -6.1015
065273Z | MV/LV Substation CH***273Z |  | 10 kV | _ | LV | 400 kVA :Kiosk Substation | 0.4 | --> | 0.4 | 0 | 0 | Constrained, otherwise capacity available =343 kVA | --> | 0.38 | 0 | 0.033 | 0.348 | 0 |  | --> | C21 ex STEPHENSTOWN | Stephenstown [T101,T102] | FINGLAS |  | 53.6132 | -6.2012
281409X | MV/LV Substation NO***409X |  | 10 kV | _ | LV | 100 kVA :Pole Substation | 0.1 | --> | 0.1 | 0 | 0 | Constrained, otherwise capacity available =57 kVA | --> | 0.095 | 0 | 0.024 | 0 | 0 | Constrained, otherwise capacity available =71 kW | --> | C21 ex DOUGLAS | Douglas [T41,T42] | TRABEG |  | 51.875 | -8.3976
1544386 | MV/LV Substation KI***4386 |  | 10 kV | _ | LV | 630 kVA :Kiosk Substation | 0.63 | --> | 0.63 | 0 | 0 | Constrained, otherwise capacity available =630 kVA | --> | 0.598 | 0 | 0.013 | 0.5 | 0 |  | --> | C39 ex COLLEGE PARK | College Park [T101,T102,T103] | COLLEGE PARK |  | 53.4278 | -6.3877
081703Y | MV/LV Substation EA***703Y |  | 10 kV | _ | LV | 400 kVA :Kiosk Substation | 0.4 | --> | 0.4 | 0 | 0 | Constrained, otherwise capacity available =206 kVA | --> | 0.38 | 0 | 0.039 | 0.324 | 0 |  | --> | C18 ex BALGADDY | Balgaddy [T41,T42] | GRANGE CASTLE |  | 53.3469 | -6.414
068511 | MV/LV Substation FI***511 |  | 10 kV | _ | LV | 400 kVA :Kiosk Substation | 0.4 | --> | 0.4 | 0 | 0 | Constrained, otherwise capacity available =102 kVA | --> | 0.38 | 0 | 0.025 | 0.319 | 0 |  | --> | C16 ex WATLING STREET | Watling Street [T41,T42] | FRANCIS STREET |  | 53.3532 | -6.2916
365147 | MV/LV Substation CA***147 |  | 10 kV | _ | LV | 630 kVA :Kiosk Substation | 0.63 | --> | 0.63 | 0 | 0 | Constrained, otherwise capacity available =526 kVA | --> | 0.598 | 0 | 0.005 | 0.5 | 0 |  | --> | C14 ex FORTUNESTOWN | Fortunestown [T101,T102] | INCHICORE 220KV |  | 53.2841 | -6.43
073456 | MV/LV Substation CO***456 |  | 20 kV | _ | LV | 200 kVA :Pole Substation | 0.2 | --> | 0.2 | 0 | 0 |  | --> | 0.19 | 0 | 0.135 | 0 | 0 | Constrained, otherwise capacity available =48 kW | --> | C15 ex MOATE | Moate [T41,T42] | ATHLONE |  | 53.3948 | -7.7212
142049X | MV/LV Substation RA***049X |  | 10 kV | _ | LV | 200 kVA :Kiosk Substation | 0.2 | --> | 0.2 | 0 | 0 | Constrained, otherwise capacity available =176 kVA | --> | 0.19 | 0 | 0 | 0 | 0 | Constrained, otherwise capacity available =187 kW | --> | C17 ex ATHENRY |  |  |  | 53.3092 | -8.7364
154663Z | MV/LV Substation FA***663Z |  | 10 kV | _ | LV | 400 kVA :Building Structure | 0.4 | --> | 0.4 | 0 | 0 | Constrained, otherwise capacity available =385 kVA | --> | 0.38 | 0 | 0 | 0.378 | 0 |  | --> | C12 ex MACETOWN | Macetown [T101,T102] | MACETOWN |  | 53.4101 | -6.413
204683 | MV/LV Substation MU***683 |  | 20 kV | _ | LV | 100 kVA :Pole Substation | 0.1 | --> | 0.1 | 0.059 | 2.02 |  | --> | 0.095 | 0 | 0.011 | 0 | 0 | Constrained, otherwise capacity available =81 kW | --> | E17 ex BALLYMACARRY | Ballymacarry [T421] | TRILLICK |  | 55.1014 | -7.4713
033120 | MV/LV Substation KI***120 |  | 10 kV | _ | LV | 33 kVA :Pole Substation | 0.033 | --> | 0.033 | 0.007 | 0.04 |  | --> | 0.031 | 0 | 0 | 0 | 0 | Constrained, otherwise capacity available =28 kW | --> | C18 ex CALLAN | Callan [T41,T42] | KILKENNY |  | 52.5151 | -7.4988
065453X | MV/LV Substation HA***453X |  | 10 kV | _ | LV | 50 kVA :Pole Substation | 0.05 | --> | 0.05 | 0 | 0 | Constrained, otherwise capacity available =50 kVA | --> | 0.048 | 0 | 0 | 0 | 0 | Constrained, otherwise capacity available =48 kW | --> | C18 ex LOUGHSHINNY | Loughshinny [T41,T42] | GLASMORE |  | 53.5307 | -6.1168
022588 | MV/LV Substation WA***588 |  | 10 kV | _ | LV | 100 kVA :Pole Substation | 0.1 | --> | 0.1 | 0.094 | 2.24 |  | --> | 0.095 | 0 | 0 | 0 | 0 | Constrained, otherwise capacity available =94 kW | --> | C19 ex CASTLETOWNROCHE | Castletownroche [T41] | MALLOW |  | 52.2154 | -8.4956
127243Y | MV/LV Substation RO***243Y |  | 10 kV | _ | LV | 200 kVA :Kiosk Substation | 0.2 | --> | 0.2 | 0 | 0 | Constrained, otherwise capacity available =136 kVA | --> | 0.19 | 0 | 0.048 | 0 | 0 | Constrained, otherwise capacity available =146 kW | --> | C11 ex HOLYCROSS ROAD | Holycross Road [T41,T42] | THURLES |  | 52.6691 | -7.8096
029516 | MV/LV Substation RO***516 |  | 20 kV | _ | LV | 50 kVA :Pole Substation | 0.05 | --> | 0.05 | 0 | 0 | Constrained, otherwise capacity available =35 kVA | --> | 0.048 | 0 | 0.015 | 0 | 0 | Constrained, otherwise capacity available =34 kW | --> | C13 ex CLOYNE | Cloyne [T41] | MIDLETON |  | 51.8333 | -8.0291
253936X | MV/LV Substation GA***936X |  | 20 kV | _ | LV | 50 kVA :Pole Substation | 0.05 | --> | 0.05 | 0 | 0 | Constrained, otherwise capacity available =28 kVA | --> | 0.048 | 0 | 0 | 0 | 0 | Constrained, otherwise capacity available =44 kW | --> | C23 ex TUAM NORTH | Tuam North [T41,T42] | CLOON |  | 53.5252 | -8.7353
089010X | MV/LV Substation CA***010X |  | 20 kV | _ | LV | 630 kVA :Kiosk Substation | 0.63 | --> | 0.63 | 0.493 | 3.56 |  | --> | 0.598 | 0 | 0.019 | 0 | 0 | Constrained, otherwise capacity available =565 kW | --> | E20 ex ENNISCRONE | Enniscrone [T421,T422] | MOY |  | 54.214 | -9.0854
068435X | MV/LV Substation CL***435X |  | 10 kV | _ | LV | 630 kVA :Kiosk Substation | 0.63 | --> | 0.63 | 0 | 0 | Constrained, otherwise capacity available =596 kVA | --> | 0.598 | 0 | 0 | 0.5 | 0 |  | --> | C11 ex CLONTARF | Clontarf [T42] | FINGLAS |  | 53.3743 | -6.2183
006443 | MV/LV Substation OI***443 |  | 20 kV | _ | LV | 200 kVA :Pole Substation | 0.2 | --> | 0.2 | 0.116 | 16.12 |  | --> | 0.19 | 0 | 0 | 0.178 | 0 |  | --> | E21 ex WEXFORD | Wexford [T121,T122] | WEXFORD |  | 52.4242 | -6.5307
254614 | MV/LV Substation IL***614 |  | 20 kV | _ | LV | 50 kVA :Pole Substation | 0.05 | --> | 0.05 | 0 | 0 | Constrained, otherwise capacity available =48 kVA | --> | 0.048 | 0 | 0 | 0 | 0 | Constrained, otherwise capacity available =47 kW | --> | C23 ex TUAM NORTH | Tuam North [T41,T42] | CLOON |  | 53.639 | -8.9288
021593 | MV/LV Substation CL***593 |  | 20 kV | _ | LV | 50 kVA :Pole Substation | 0.05 | --> | 0.05 | 0 | 0 | Constrained, otherwise capacity available =14 kVA | --> | 0.048 | 0 | 0.013 | 0 | 0 | Constrained, otherwise capacity available =33 kW | --> | E21 ex CURRALEIGH | Curraleigh [T421,T422] | KILBARRY |  | 51.9309 | -8.6201
014787Z | MV/LV Substation KI***787Z |  | 10 kV | _ | LV | 1000 kVA :Kiosk Substation | 1 | --> | 1 | 0 | 0 | Constrained, otherwise capacity available =758 kVA | --> | 0.95 | 0 | 0 | 0 | 0 | Constrained, otherwise capacity available =916 kW | --> | C13 ex KILDARE | Kildare [T41,T42] | NEWBRIDGE |  | 53.154 | -6.916
0554493 | MV/LV Substation KI***4493 |  | 10 kV | _ | LV | 50 kVA :Pole Substation | 0.05 | --> | 0.05 | 0 | 0 | Constrained, otherwise capacity available =50 kVA | --> | 0.048 | 0 | 0 | 0 | 0 | Constrained, otherwise capacity available =48 kW | --> | C18 ex RATHDOWNEY | Rathdowney [T42] | IKERRIN |  | 52.8965 | -7.6426
139164X | MV/LV Substation DR***164X |  | 20 kV | _ | LV | 50 kVA :Pole Substation | 0.05 | --> | 0.05 | 0 | 0 | Constrained, otherwise capacity available =44 kVA | --> | 0.048 | 0 | 0 | 0 | 0 | Constrained, otherwise capacity available =47 kW | --> | E16 ex FINEA | Finea [T421,T422] | SHANKILL |  | 53.8968 | -7.4629
028423 | MV/LV Substation WA***423 |  | 10 kV | _ | LV | 100 kVA :Pole Substation | 0.1 | --> | 0.1 | 0.04 | 19.7 |  | --> | 0.095 | 0 | 0.006 | 0.082 | 0 |  | --> | C14 ex COW CROSS | Cow Cross [T102,T41] | COW CROSS |  | 51.8591 | -8.2853
184836 | MV/LV Substation DR***836 |  | 10 kV | _ | LV | 100 kVA :Pole Substation | 0.1 | --> | 0.1 | 0.012 | 3.38 |  | --> | 0.095 | 0 | 0 | 0 | 0 | Constrained, otherwise capacity available =82 kW | --> | C20 ex CASTLEBLAYNEY | Castleblayney [T41,T42] | DUNDALK |  | 54.0675 | -6.7026
132376Y | MV/LV Substation SH***376Y |  | 20 kV | _ | LV | 50 kVA :Pole Substation | 0.05 | --> | 0.05 | 0.047 | 1.62 |  | --> | 0.048 | 0 | 0 | 0 | 0 | Constrained, otherwise capacity available =47 kW | --> | C16 ex CURRA | Curra [T41] | SOMERSET |  | 53.0425 | -8.3051
081176Z | MV/LV Substation CO***176Z |  | 10 kV | _ | LV | 630 kVA :Building Structure | 0.63 | --> | 0.63 | 0 | 0 | Constrained, otherwise capacity available =582 kVA | --> | 0.598 | 0 | 0 | 0.5 | 0 |  | --> | C14 ex BALLYMOUNT | Ballymount [T41,T42] | INCHICORE 220KV |  | 53.3197 | -6.3607
001330 | MV/LV Substation PA***330 |  | 10 kV | _ | LV | 400 kVA :Kiosk Substation | 0.4 | --> | 0.4 | 0.3 | 4.01 |  | --> | 0.38 | 0 | 0.035 | 0.34 | 0 |  | --> | C19 ex BALLINCLEA | Ballinclea [T41] | CHERRYWOOD |  | 53.2694 | -6.1355
0064062 | MV/LV Substation BR***4062 |  | 20 kV | _ | LV | 200 kVA :Kiosk Substation | 0.2 | --> | 0.2 | 0 | 0 | Constrained, otherwise capacity available =192 kVA | --> | 0.19 | 0 | 0.005 | 0 | 0 | Constrained, otherwise capacity available =185 kW | --> | E11 ex CLONROCHE | Clonroche [T421,T422] | WEXFORD |  | 52.3985 | -6.643
0094017 | MV/LV Substation GR***4017 |  | 10 kV | _ | LV | 50 kVA :Pole Substation | 0.05 | --> | 0.05 | 0.046 | 8.16 |  | --> | 0.048 | 0 | 0 | 0 | 0 | Constrained, otherwise capacity available =47 kW | --> | C11 ex MOUNT MISERY | Mount Misery [T41,T42] | WATERFORD |  | 52.2819 | -7.1454
154682 | MV/LV Substation BA***682 |  | 10 kV | _ | LV | 200 kVA :Building Structure | 0.2 | --> | 0.2 | 0 | 0 | Constrained, otherwise capacity available =55 kVA | --> | 0.19 | 0 | 0 | 0 | 0 | Constrained, otherwise capacity available =169 kW | --> | C25 ex BALLYCOOLIN | Ballycoolin [T41,T42,T43] | FINGLAS |  | 53.406 | -6.3516
071845 | MV/LV Substation PR***845 |  | 10 kV | _ | LV | 400 kVA :Kiosk Substation | 0.4 | --> | 0.4 | 0 | 0 | Constrained, otherwise capacity available =293 kVA | --> | 0.38 | 0 | 0.03 | 0.343 | 0 |  | --> | C11 ex GREYSTONES | Greystones [T41,T42] | FASSAROE |  | 53.1354 | -6.0843
034250Y | MV/LV Substation KI***250Y |  | 20 kV | _ | LV | 100 kVA :Pole Substation | 0.1 | --> | 0.1 | 0.053 | 0.57 |  | --> | 0.095 | 0 | 0 | 0 | 0 | Constrained, otherwise capacity available =88 kW | --> | E19 ex LAWLESSTOWN | Lawlesstown [T42,T421] | DOON |  | 52.4769 | -7.6936
065430 | MV/LV Substation BA***430 |  | 20 kV | _ | LV | 200 kVA :Pole Substation | 0.2 | --> | 0.2 | 0 | 0 | Constrained, otherwise capacity available =174 kVA | --> | 0.19 | 0 | 0 | 0 | 0 | Constrained, otherwise capacity available =186 kW | --> | C11 ex LOUGHSHINNY | Loughshinny [T41,T42] | GLASMORE |  | 53.5595 | -6.1404
590743X | MV/LV Substation NY***743X |  | 20 kV | _ | LV | 50 kVA :Pole Substation | 0.05 | --> | 0.05 | 0 | 0 | Constrained, otherwise capacity available =48 kVA | --> | 0.048 | 0 | 0 | 0 | 0 | Constrained, otherwise capacity available =47 kW | --> | E15 ex CONG |  |  |  | 53.5478 | -9.2825
068195 | MV/LV Substation FI***195 |  | 10 kV | _ | LV | 1000 kVA :Building Structure | 1 | --> | 1 | 0.5 | 14.34 |  | --> | 0.95 | 0 | 0.004 | 0.5 | 0 |  | --> | C14 ex NORTH QUAYS | North Quays [T101,T102,T103] | POOLBEG |  | 53.3548 | -6.2482
066571Z | MV/LV Substation RA***571Z |  | 20 kV | _ | LV | 200 kVA :Kiosk Substation | 0.2 | --> | 0.2 | 0 | 0 | Constrained, otherwise capacity available =162 kVA | --> | 0.19 | 0 | 0.021 | 0 | 0 | Constrained, otherwise capacity available =169 kW | --> | E16 ex ASHBOURNE | Ashbourne [T421,T422] | FINGLAS |  | 53.5193 | -6.402
258033X | MV/LV Substation MO***033X |  | 20 kV | _ | LV | 400 kVA :Building Structure | 0.4 | --> | 0.4 | 0.395 | 1.86 |  | --> | 0.38 | 0 | 0 | 0 | 0 | Constrained, otherwise capacity available =379 kW | --> | E17 ex CREESLOUGH | Creeslough [T421] | ARDNAGAPPARY |  | 55.1531 | -8.0364
011221Y | MV/LV Substation SH***221Y |  | 10 kV | _ | LV | 200 kVA :Pole Substation | 0.2 | --> | 0.2 | 0 | 0 | Constrained, otherwise capacity available =200 kVA | --> | 0.19 | 0 | 0 | 0 | 0 | Constrained, otherwise capacity available =190 kW | --> | C23 ex GORESBRIDGE | Goresbridge [T41,T42] | KILKENNY |  | 52.688 | -7.0098
027625X | MV/LV Substation MU***625X |  | 10 kV | _ | LV | 50 kVA :Pole Substation | 0.05 | --> | 0.05 | 0.05 | 7.79 |  | --> | 0.048 | 0 | 0 | 0 | 0 | Constrained, otherwise capacity available =48 kW | --> | C17 ex DUNMANWAY | Dunmanway [T422,T43] | DUNMANWAY |  | 51.7372 | -9.0687
041243Y | MV/LV Substation DR***243Y |  | 20 kV | _ | LV | 50 kVA :Pole Substation | 0.05 | --> | 0.05 | 0 | 0 | Constrained, otherwise capacity available =39 kVA | --> | 0.048 | 0 | 0 | 0 | 0 | Constrained, otherwise capacity available =46 kW | --> | E18 ex DALTON | Dalton [T421,T422] | DALTON |  | 53.663 | -8.8962
2494206 | MV/LV Substation CR***4206 |  | 10 kV | _ | LV | 50 kVA :Pole Substation | 0.05 | --> | 0.05 | 0 | 0 | Constrained, otherwise capacity available =40 kVA | --> | 0.048 | 0 | 0 | 0 | 0 | Constrained, otherwise capacity available =46 kW | --> | C16 ex KILCLOHER | Kilcloher [T41,T42] | DUNGARVAN |  | 52.1447 | -7.8171
067217X | MV/LV Substation ST***217X |  | 10 kV | _ | LV | 50 kVA :Pole Substation | 0.05 | --> | 0.05 | 0 | 0 | Constrained, otherwise capacity available =34 kVA | --> | 0.048 | 0 | 0.005 | 0 | 0 | Constrained, otherwise capacity available =42 kW | --> | C17 ex GILLOGUE | Gillogue [T41,T42] | ARDNACRUSHA |  | 52.7076 | -8.6192
007683X | MV/LV Substation NE***683X |  | 10 kV | _ | LV | 100 kVA :Pole Substation | 0.1 | --> | 0.1 | 0.07 | 16.12 |  | --> | 0.095 | 0 | 0.005 | 0.087 | 0 |  | --> | E14 ex WEXFORD | Wexford [T121,T122] | WEXFORD |  | 52.3284 | -6.5143
081584Y | MV/LV Substation ME***584Y |  | 10 kV | _ | LV | 200 kVA :Kiosk Substation | 0.2 | --> | 0.2 | 0 | 0 | Constrained, otherwise capacity available =140 kVA | --> | 0.19 | 0 | 0.006 | 0 | 0 | Constrained, otherwise capacity available =177 kW | --> | C20 ex MONEYCOOLEY | Moneycooley [T41,T42,T44] | GRIFFINRATH |  | 53.3722 | -6.5967
0074269 | MV/LV Substation TA***4269 |  | 20 kV | _ | LV | 200 kVA :Pole Substation | 0.2 | --> | 0.2 | 0.2 | 1.4 |  | --> | 0.19 | 0 | 0 | 0 | 0 | Constrained, otherwise capacity available =190 kW | --> | E12 ex KILLINICK | Killinick [T421,T422] | WEXFORD |  | 52.245 | -6.3809
053747Y | MV/LV Substation BA***747Y |  | 20 kV | _ | LV | 100 kVA :Pole Substation | 0.1 | --> | 0.1 | 0 | 0 | Constrained, otherwise capacity available =68 kVA | --> | 0.095 | 0 | 0.01 | 0.083 | 0 |  | --> | E20 ex CLONMINCH | Clonminch [T41,T422] | THORNSBERRY |  | 53.2683 | -7.3484
156481 | MV/LV Substation EM***481 |  | 20 kV | _ | LV | 200 kVA :Pole Substation | 0.2 | --> | 0.2 | 0 | 0 | Constrained, otherwise capacity available =77 kVA | --> | 0.19 | 0 | 0 | 0 | 0 | Constrained, otherwise capacity available =172 kW | --> | E14 ex EMYVALE | Emyvale [T422] | LISDRUM |  | 54.341 | -6.9586
021182 | MV/LV Substation PO***182 |  | 10 kV | _ | LV | 630 kVA :Building Structure | 0.63 | --> | 0.63 | 0 | 0 | Constrained, otherwise capacity available =382 kVA | --> | 0.598 | 0 | 0.014 | 0.5 | 0 |  | --> | C27 ex KILBARRY | Kilbarry [T101,T43] | KILBARRY |  | 51.915 | -8.4779
281467Z | MV/LV Substation BI***467Z |  | 10 kV | _ | LV | 400 kVA :Kiosk Substation | 0.4 | --> | 0.4 | 0 | 0 | Constrained, otherwise capacity available =374 kVA | --> | 0.38 | 0 | 0 | 0.376 | 0 |  | --> | C20 ex BISHOPSTOWN | Bishopstown [T41,T42] | KILBARRY |  | 51.8783 | -8.5199
0394342 | MV/LV Substation RA***4342 |  | 10 kV | _ | LV | 400 kVA :Kiosk Substation | 0.4 | --> | 0.4 | 0.4 | 11.03 |  | --> | 0.38 | 0 | 0 | 0.38 | 0 |  | --> | C22 ex SALTHILL | Salthill [T101,T102] | SALTHILL |  | 53.2772 | -9.0977
081039 | MV/LV Substation 12***039 |  | 20 kV | _ | LV | 400 kVA :Building Structure | 0.4 | --> | 0.4 | 0 | 0 | Constrained, otherwise capacity available =384 kVA | --> | 0.38 | 0 | 0 | 0.378 | 0 |  | --> | E19 ex ADAMSTOWN | Adamstown [T121,T122] | INCHICORE 220KV |  | 53.3312 | -6.4553
081391Z | MV/LV Substation CO***391Z |  | 10 kV | _ | LV | 400 kVA :Building Structure | 0.4 | --> | 0.4 | 0 | 0 | Constrained, otherwise capacity available =364 kVA | --> | 0.38 | 0 | 0 | 0.375 | 0 |  | --> | C17 ex BALGADDY | Balgaddy [T41,T42] | GRANGE CASTLE |  | 53.3293 | -6.4528
156457Y | MV/LV Substation DE***457Y |  | 20 kV | _ | LV | 50 kVA :Pole Substation | 0.05 | --> | 0.05 | 0 | 0 | Constrained, otherwise capacity available =50 kVA | --> | 0.048 | 0 | 0 | 0 | 0 | Constrained, otherwise capacity available =47 kW | --> | E14 ex EMYVALE | Emyvale [T422] | LISDRUM |  | 54.3621 | -7.0033
176002 | MV/LV Substation TH***002 |  | 10 kV | _ | LV | 200 kVA :Pole Substation | 0.2 | --> | 0.2 | 0 | 0 |  | --> | 0.19 | 0 | 0.016 | 0 | 0 | Constrained, otherwise capacity available =147 kW | --> | E12 ex HARTNETTS CROSS |  |  |  | 51.905 | -8.9643
366914 | MV/LV Substation BA***914 |  | 20 kV | _ | LV | 50 kVA :Pole Substation | 0.05 | --> | 0.05 | 0.05 | 0.45 |  | --> | 0.048 | 0 | 0 | 0 | 0 | Constrained, otherwise capacity available =48 kW | --> | C14 ex CARRAROE | Carraroe [T42] | SCREEB |  | 53.2567 | -9.5336
281089Z | MV/LV Substation GR***089Z |  | 10 kV | _ | LV | 400 kVA :Building Structure | 0.4 | --> | 0.4 | 0.319 | 5.49 |  | --> | 0.38 | 0 | 0 | 0.369 | 0 |  | --> | C17 ex TRABEG | Trabeg [T101,T102] | TRABEG |  | 51.8699 | -8.4741
251572 | MV/LV Substation JO***572 |  | 10 kV | _ | LV | 100 kVA :Pole Substation | 0.1 | --> | 0.1 | 0 | 0 | Constrained, otherwise capacity available =97 kVA | --> | 0.095 | 0 | 0.003 | 0 | 0 | Constrained, otherwise capacity available =92 kW | --> | C28 ex CLAREGALWAY | Claregalway [T42,T421] | GALWAY 110KV |  | 53.3584 | -8.9327
063768X | MV/LV Substation ST***768X |  | 10 kV | _ | LV | 50 kVA :Pole Substation | 0.05 | --> | 0.05 | 0 | 0 | Constrained, otherwise capacity available =28 kVA | --> | 0.048 | 0 | 0.01 | 0 | 0 | Constrained, otherwise capacity available =37 kW | --> | C16 ex STICKILLEN | Stickillen [T41,T42] | DRYBRIDGE |  | 53.8238 | -6.4715
082255Y | MV/LV Substation TA***255Y |  | 20 kV | _ | LV | 100 kVA :Pole Substation | 0.1 | --> | 0.1 | 0.088 | 0.64 |  | --> | 0.095 | 0 | 0.036 | 0 | 0 | Constrained, otherwise capacity available =67 kW | --> | E14 ex RANDALSTOWN | Randalstown [T422] | NAVAN |  | 53.7156 | -6.7077
1804210 | MV/LV Substation GR***4210 |  | 10 kV | _ | LV | 50 kVA :Pole Substation | 0.05 | --> | 0.05 | 0.04 | 0.68 |  | --> | 0.048 | 0 | 0.02 | 0 | 0 | Constrained, otherwise capacity available =31 kW | --> | C24 ex MULLAGH | Mullagh [T44] | MEATH HILL |  | 53.766 | -6.8024
366378 | MV/LV Substation KI***378 |  | 10 kV | _ | LV | 50 kVA :Pole Substation | 0.05 | --> | 0.05 | 0.019 | 1.47 |  | --> | 0.048 | 0 | 0 | 0.043 | 0 |  | --> | C15 ex SCREEB | Screeb [T41] | SCREEB |  | 53.3225 | -9.7364
007607Y | MV/LV Substation RE***607Y |  | 10 kV | _ | LV | 200 kVA :Pole Substation | 0.2 | --> | 0.2 | 0 | 0.9 |  | --> | 0.19 | 0 | 0 | 0 | 0 | Constrained, otherwise capacity available =161 kW | --> | C16 ex CLONARD | Clonard [T41,T42] | WEXFORD |  | 52.3287 | -6.4885
023429 | MV/LV Substation CR***429 |  | 10 kV | _ | LV | 50 kVA :Pole Substation | 0.05 | --> | 0.05 | 0 | 0 | Constrained, otherwise capacity available =45 kVA | --> | 0.048 | 0 | 0 | 0 | 0 | Constrained, otherwise capacity available =47 kW | --> | C18 ex FERMOY NORTH | Fermoy North [T41,T42] | BARRYMORE |  | 52.1374 | -8.3928
001010 | MV/LV Substation CR***010 |  | 10 kV | _ | LV | 630 kVA :Kiosk Substation | 0.63 | --> | 0.63 | 0.336 | 1.23 |  | --> | 0.598 | 0 | 0.038 | 0.5 | 0 |  | --> | C19 ex SALLYNOGGIN ROAD | Sallynoggin Road [T41,T42] | CHERRYWOOD |  | 53.287 | -6.1341
365041X | MV/LV Substation VI***041X |  | 10 kV | _ | LV | 200 kVA :Kiosk Substation | 0.2 | --> | 0.2 | 0 | 0 | Constrained, otherwise capacity available =118 kVA | --> | 0.19 | 0 | 0.027 | 0.159 | 0 |  | --> | C16 ex WHITESTOWN | Whitestown [T41,T42] | COOKSTOWN |  | 53.2881 | -6.3798
064659X | MV/LV Substation TU***659X |  | 10 kV | _ | LV | 50 kVA :Pole Substation | 0.05 | --> | 0.05 | 0 | 0 | Constrained, otherwise capacity available =43 kVA | --> | 0.048 | 0 | 0 | 0 | 0 | Constrained, otherwise capacity available =46 kW | --> | C14 ex DRYBRIDGE | Drybridge [T41,T42] | DRYBRIDGE |  | 53.736 | -6.4055
095994X | MV/LV Substation TH***994X |  | 10 kV | _ | LV | 200 kVA :Kiosk Substation | 0.2 | --> | 0.2 | 0.137 | 0.7 |  | --> | 0.19 | 0 | 0 | 0 | 0 | Constrained, otherwise capacity available =181 kW | --> | C20 ex KILRUSH | Kilrush [T41,T42] | TULLABRACK |  | 52.7474 | -9.4943
281285Y | MV/LV Substation TS***285Y |  | 10 kV | _ | LV | 630 kVA :Building Structure | 0.63 | --> | 0.63 | 0 | 0 | Constrained, otherwise capacity available =490 kVA | --> | 0.598 | 0 | 0.02 | 0 | 0 | Constrained, otherwise capacity available =564 kW | --> | C13 ex DOUGLAS | Douglas [T41,T42] | TRABEG |  | 51.8783 | -8.4344
2884070 | MV/LV Substation WO***4070 |  | 10 kV | _ | LV | 630 kVA :Kiosk Substation | 0.63 | --> | 0.63 | 0 | 0 | Constrained, otherwise capacity available =630 kVA | --> | 0.598 | 0 | 0 | 0.5 | 0 |  | --> | C17 ex SANDYFORD | Sandyford [T41,T42] | CARRICKMINES |  | 53.2616 | -6.2255
204717 | MV/LV Substation AG***717 |  | 20 kV | _ | LV | 50 kVA :Pole Substation | 0.05 | --> | 0.05 | 0 | 0 | Constrained, otherwise capacity available =44 kVA | --> | 0.048 | 0 | 0 | 0 | 0 | Constrained, otherwise capacity available =47 kW | --> | E17 ex BUNCRANA | Buncrana [T421,T422] | TRILLICK |  | 55.1325 | -7.4327
249549Z | MV/LV Substation LI***549Z |  | 10 kV | _ | LV | 400 kVA :Building Structure | 0.4 | --> | 0.4 | 0 | 0 | Constrained, otherwise capacity available =322 kVA | --> | 0.38 | 0 | 0 | 0 | 0 | Constrained, otherwise capacity available =369 kW | --> | C22 ex LISMORE | Lismore [T41,T42] | DUNGARVAN |  | 52.138 | -7.9323
065549 | MV/LV Substation GA***549 |  | 20 kV | _ | LV | 100 kVA :Pole Substation | 0.1 | --> | 0.1 | 0 | 0 | Constrained, otherwise capacity available =24 kVA | --> | 0.095 | 0 | 0 | 0 | 0 | Constrained, otherwise capacity available =84 kW | --> | E23 ex BALTRASNA | Baltrasna [T121,T122] | BALTRASNA |  | 53.5678 | -6.3844
0494487 | MV/LV Substation SI***4487 |  | 10 kV | _ | LV | 50 kVA :Pole Substation | 0.05 | --> | 0.05 | 0.05 | 2.8 |  | --> | 0.048 | 0 | 0 | 0 | 0 | Constrained, otherwise capacity available =48 kW | --> | C15 ex GLEBE | Glebe [T41,T42] | RICHMOND |  | 53.7342 | -7.7848
059344Y | MV/LV Substation GO***344Y |  | 10 kV | _ | LV | 630 kVA :Building Structure | 0.63 | --> | 0.63 | 0 | 0 | Constrained, otherwise capacity available =564 kVA | --> | 0.598 | 0 | 0 | 0 | 0 | Constrained, otherwise capacity available =589 kW | --> | C11 ex DERRYCRAMPH | Derrycramph [T41,T42] | SHANKILL |  | 53.9669 | -7.2184
256150X | MV/LV Substation CR***150X |  | 20 kV | _ | LV | 50 kVA :Pole Substation | 0.05 | --> | 0.05 | 0.05 | 1.28 |  | --> | 0.048 | 0 | 0 | 0 | 0 | Constrained, otherwise capacity available =48 kW | --> | C22 ex CASTLEREA | Castlerea [T41,T42] | CARRICK ON SHANNON |  | 53.7598 | -8.5137
005030Y | MV/LV Substation PR***030Y |  | 10 kV | _ | LV | 50 kVA :Pole Substation | 0.05 | --> | 0.05 | 0.05 | 17.8 |  | --> | 0.048 | 0 | 0 | 0.048 | 0 |  | --> | E24 ex BANOGE | Banoge [T121,T122] | BANOGE |  | 52.6773 | -6.2315
008915Y | MV/LV Substation GR***915Y |  | 10 kV | _ | LV | 100 kVA :Pole Substation | 0.1 | --> | 0.1 | 0.087 | 0.2 |  | --> | 0.095 | 0 | 0.007 | 0 | 0 | Constrained, otherwise capacity available =88 kW | --> | E17 ex BEALISTOWN | Bealistown [T421,T422] | GREAT ISLAND |  | 52.1951 | -6.8413
001588 | MV/LV Substation KI***588 |  | 10 kV | _ | LV | 200 kVA :Kiosk Substation | 0.2 | --> | 0.2 | 0 | 0 | Constrained, otherwise capacity available =124 kVA | --> | 0.19 | 0 | 0.016 | 0.168 | 0 |  | --> | C14 ex LOUGHLINSTOWN | Loughlinstown [T41,T42] | CARRICKMINES |  | 53.2593 | -6.1231
142979 | MV/LV Substation KN***979 |  | 20 kV | _ | LV | 50 kVA :Pole Substation | 0.05 | --> | 0.05 | 0 | 0 | Constrained, otherwise capacity available =45 kVA | --> | 0.048 | 0 | 0 | 0 | 0 | Constrained, otherwise capacity available =47 kW | --> | E23 ex ATHENRY | Athenry [T423] | GALWAY 110KV |  | 53.2969 | -8.6001
089340 | MV/LV Substation CA***340 |  | 10 kV | _ | LV | 100 kVA :Pole Substation | 0.1 | --> | 0.1 | 0.094 | 9.1 |  | --> | 0.095 | 0 | 0.015 | 0 | 0 | Constrained, otherwise capacity available =83 kW | --> | C18 ex ARDNAREE | Ardnaree [T42,T421] | MOY |  | 54.1038 | -9.1443
036916X | MV/LV Substation AH***916X |  | 10 kV | _ | LV | 200 kVA :Pole Substation | 0.2 | --> | 0.2 | 0 | 0 | Constrained, otherwise capacity available =176 kVA | --> | 0.19 | 0 | 0.006 | 0 | 0 | Constrained, otherwise capacity available =182 kW | --> | E16 ex GARRANACANTY | Garranacanty [T421,T422] | TIPPERARY |  | 52.4706 | -8.1505
009728Y | MV/LV Substation RA***728Y |  | 10 kV | _ | LV | 630 kVA :Building Structure | 0.63 | --> | 0.63 | 0.5 | 0.53 |  | --> | 0.598 | 0 | 0 | 0 | 0 | Constrained, otherwise capacity available =581 kW | --> | C11 ex MANOR STREET | Manor Street [T41,T42] | WATERFORD |  | 52.2555 | -7.1116
081293Y | MV/LV Substation ST***293Y |  | 10 kV | _ | LV | 630 kVA :Kiosk Substation | 0.63 | --> | 0.63 | 0 | 0 | Constrained, otherwise capacity available =577 kVA | --> | 0.598 | 0 | 0.028 | 0 | 0 | Constrained, otherwise capacity available =570 kW | --> | C16 ex MONEYCOOLEY | Moneycooley [T41,T42,T44] | GRIFFINRATH |  | 53.3722 | -6.5843
265004 | MV/LV Substation CH***004 |  | 10 kV | _ | LV | 400 kVA :Kiosk Substation | 0.4 | --> | 0.4 | 0.297 | 2.56 |  | --> | 0.38 | 0 | 0.008 | 0.36 | 0 |  | --> | C17 ex KILLESHANDRA | Killeshandra [T41,T42] | GORTAWEE |  | 54.0164 | -7.5297
034002 | MV/LV Substation WA***002 |  | 10 kV | _ | LV | 200 kVA :Kiosk Substation | 0.2 | --> | 0.2 | 0.064 | 0.95 |  | --> | 0.19 | 0 | 0 | 0 | 0 | Constrained, otherwise capacity available =171 kW | --> | C17 ex SPA ROAD | Spa Road [T41,T42] | DOON |  | 52.3537 | -7.6943
256012 | MV/LV Substation ST***012 |  | 10 kV | _ | LV | 200 kVA :Pole Substation | 0.2 | --> | 0.2 | 0.116 | 1.28 |  | --> | 0.19 | 0 | 0.01 | 0 | 0 | Constrained, otherwise capacity available =171 kW | --> | C17 ex CASTLEREA | Castlerea [T41,T42] | CARRICK ON SHANNON |  | 53.7632 | -8.4874
099039 | MV/LV Substation DU***039 |  | 10 kV | _ | LV | 630 kVA :Building Structure | 0.63 | --> | 0.63 | 0 | 0 | Constrained, otherwise capacity available =361 kVA | --> | 0.598 | 0 | 0 | 0 | 0 | Constrained, otherwise capacity available =561 kW | --> | C12 ex CULLION | Cullion [T41,T42] | LETTERKENNY |  | 54.9462 | -7.7416
082635X | MV/LV Substation GE***635X |  | 20 kV | _ | LV | 50 kVA :Pole Substation | 0.05 | --> | 0.05 | 0 | 0 | Constrained, otherwise capacity available =48 kVA | --> | 0.048 | 0 | 0 | 0 | 0 | Constrained, otherwise capacity available =47 kW | --> | E11 ex ACADEMY STREET | Academy Street [T421,T422,T44] | NAVAN |  | 53.6235 | -6.5872
068617X | MV/LV Substation KI***617X |  | 10 kV | _ | LV | 1000 kVA :Building Structure | 1 | --> | 1 | 0 | 0 | Constrained, otherwise capacity available =989 kVA | --> | 0.95 | 0 | 0.01 | 0.5 | 0 |  | --> | C14 ex PHIBSBORO | Phibsboro [T41,T42] | FINGLAS |  | 53.3502 | -6.2762
014816Z | MV/LV Substation FI***816Z |  | 10 kV | _ | LV | 50 kVA :Pole Substation | 0.05 | --> | 0.05 | 0.05 | 0.63 |  | --> | 0.048 | 0 | 0 | 0 | 0 | Constrained, otherwise capacity available =48 kW | --> | C17 ex KILCULLEN | Kilcullen [T41,T42,T424] | STRATFORD |  | 53.1321 | -6.7469
0684609 | MV/LV Substation G.***4609 |  | 10 kV | _ | LV | 1000 kVA :Building Structure | 1 | --> | 1 | 0.5 | 2.6 |  | --> | 0.95 | 0 | 0 | 0.5 | 0 |  | --> | C22 ex WOLFE TONE STREET | Wolfe Tone Street [T101,T102] | FINGLAS |  | 53.3489 | -6.2617
052556Z | MV/LV Substation ON***556Z |  | 20 kV | _ | LV | 400 kVA :Kiosk Substation | 0.4 | --> | 0.4 | 0.383 | 1.25 |  | --> | 0.38 | 0 | 0 | 0 | 0 | Constrained, otherwise capacity available =378 kW | --> | C16 ex LOUGHANALLA | Loughanalla [T41,T42] | MULLINGAR |  | 53.6778 | -7.2992
009372Y | MV/LV Substation HO***372Y |  | 10 kV | _ | LV | 400 kVA :Kiosk Substation | 0.4 | --> | 0.4 | 0.349 | 8.16 |  | --> | 0.38 | 0 | 0.008 | 0 | 0 | Constrained, otherwise capacity available =367 kW | --> | C12 ex MOUNT MISERY | Mount Misery [T41,T42] | WATERFORD |  | 52.2718 | -7.1101
180130Y | MV/LV Substation CO***130Y |  | 10 kV | _ | LV | 100 kVA :Pole Substation | 0.1 | --> | 0.1 | 0 | 0 | Constrained, otherwise capacity available =54 kVA | --> | 0.095 | 0 | 0 | 0 | 0 | Constrained, otherwise capacity available =88 kW | --> | C17 ex ATHBOY | Athboy [T42] | NAVAN |  | 53.7164 | -7.0654
108290X | MV/LV Substation ES***290X |  | 10 kV | _ | LV | 50 kVA :Pole Substation | 0.05 | --> | 0.05 | 0.047 | 1.57 |  | --> | 0.048 | 0 | 0 | 0 | 0 | Constrained, otherwise capacity available =47 kW | --> | C17 ex BALLYSHANNON | Ballyshannon [T41,T42] | CATHALEENS FALL |  | 54.4977 | -8.1754
150326X | MV/LV Substation MC***326X |  | 20 kV | _ | LV | 50 kVA :Pole Substation | 0.05 | --> | 0.05 | 0.046 | 3.96 |  | --> | 0.048 | 0 | 0 | 0 | 0 | Constrained, otherwise capacity available =47 kW | --> | E19 ex STRANORLAR | Stranorlar [T421,T422] | LETTERKENNY |  | 54.7811 | -7.8131
377897X | MV/LV Substation CA***897X |  | 20 kV | _ | LV | 100 kVA :Pole Substation | 0.1 | --> | 0.1 | 0 | 0 | Constrained, otherwise capacity available =83 kVA | --> | 0.095 | 0 | 0 | 0 | 0 | Constrained, otherwise capacity available =93 kW | --> | E18 ex GURRANEBANE | Gurranebane [T421,T422] | OUGHTRAGH |  | 51.8252 | -10.2718
067784Y | MV/LV Substation GR***784Y |  | 10 kV | _ | LV | 630 kVA :Building Structure | 0.63 | --> | 0.63 | 0 | 0 | Constrained, otherwise capacity available =630 kVA | --> | 0.598 | 0 | 0 | 0 | 0 | Constrained, otherwise capacity available =598 kW | --> | C18 ex CAHERDAVIN | Caherdavin [T41,T42] | ARDNACRUSHA |  | 52.6742 | -8.6701
377652X | MV/LV Substation LY***652X |  | 20 kV | _ | LV | 50 kVA :Pole Substation | 0.05 | --> | 0.05 | 0 | 0 | Constrained, otherwise capacity available =50 kVA | --> | 0.048 | 0 | 0 | 0 | 0 | Constrained, otherwise capacity available =48 kW | --> | E18 ex GURRANEBANE | Gurranebane [T421,T422] | OUGHTRAGH |  | 51.853 | -10.2595
021540 | MV/LV Substation RO***540 |  | 20 kV | _ | LV | 50 kVA :Pole Substation | 0.05 | --> | 0.05 | 0 | 0 | Constrained, otherwise capacity available =41 kVA | --> | 0.048 | 0 | 0 | 0.046 | 0 |  | --> | C26 ex KILBARRY | Kilbarry [T101,T43] | KILBARRY |  | 51.9335 | -8.5315
074550 | MV/LV Substation HI***550 |  | 20 kV | _ | LV | 100 kVA :Pole Substation | 0.1 | --> | 0.1 | 0 | 0 | Constrained, otherwise capacity available =92 kVA | --> | 0.095 | 0 | 0.005 | 0 | 0 | Constrained, otherwise capacity available =90 kW | --> | C16 ex CARRICK ON SHANNON | Carrick On Shannon [T41,T42] | CARRICK ON SHANNON |  | 53.8821 | -8.084
017621X | MV/LV Substation BA***621X |  | 10 kV | _ | LV | 400 kVA :Building Structure | 0.4 | --> | 0.4 | 0.389 | 1.05 |  | --> | 0.38 | 0 | 0 | 0 | 0 | Constrained, otherwise capacity available =378 kW | --> | C14 ex NEWCASTLEWEST | Newcastlewest [T41,T42] | RATHKEALE |  | 52.4503 | -9.0513
069567 | MV/LV Substation NU***567 |  | 10 kV | _ | LV | 630 kVA :Building Structure | 0.63 | --> | 0.63 | 0.082 | 7.75 |  | --> | 0.598 | 0 | 0 | 0.5 | 0 |  | --> | C26 ex MILLTOWN (DR) | Milltown (dr) [T101,T102] | INCHICORE 220KV |  | 53.2896 | -6.2669
021142 | MV/LV Substation AH***142 |  | 10 kV | _ | LV | 400 kVA :Kiosk Substation | 0.4 | --> | 0.4 | 0 | 0 | Constrained, otherwise capacity available =305 kVA | --> | 0.38 | 0 | 0 | 0.367 | 0 |  | --> | C12 ex RIVERSTOWN | Riverstown [T41,T42] | KILBARRY |  | 51.9637 | -8.4053
0184068 | MV/LV Substation DE***4068 |  | 10 kV | _ | LV | 100 kVA :Pole Substation | 0.1 | --> | 0.1 | 0.1 | 3.75 |  | --> | 0.095 | 0 | 0 | 0 | 0 | Constrained, otherwise capacity available =95 kW | --> | C13 ex SMEARLA | Smearla [T41,T42] | TRIEN |  | 52.4832 | -9.4204
036008 | MV/LV Substation RA***008 |  | 20 kV | _ | LV | 50 kVA :Pole Substation | 0.05 | --> | 0.05 | 0 | 0 | Constrained, otherwise capacity available =26 kVA | --> | 0.048 | 0 | 0 | 0 | 0 | Constrained, otherwise capacity available =44 kW | --> | E20 ex GARRANACANTY | Garranacanty [T421,T422] | TIPPERARY |  | 52.4858 | -8.0015
081536Z | MV/LV Substation CA***536Z |  | 20 kV | _ | LV | 400 kVA :Kiosk Substation | 0.4 | --> | 0.4 | 0 | 0 | Constrained, otherwise capacity available =348 kVA | --> | 0.38 | 0 | 0 | 0.373 | 0 |  | --> | E19 ex ADAMSTOWN | Adamstown [T121,T122] | INCHICORE 220KV |  | 53.3363 | -6.4566
109031 | MV/LV Substation CO***031 |  | 10 kV | _ | LV | 630 kVA :Building Structure | 0.63 | --> | 0.63 | 0.381 | 0.38 | Constrained, otherwise capacity available =590 kVA | --> | 0.598 | 0 | 0 | 0.5 | 0 |  | --> | C22 ex RINEANNA | Rineanna [T41,T42] | DRUMLINE |  | 52.6958 | -8.9285
011593Z | MV/LV Substation VI***593Z |  | 10 kV | _ | LV | 200 kVA :Kiosk Substation | 0.2 | --> | 0.2 | 0 | 0 | Constrained, otherwise capacity available =176 kVA | --> | 0.19 | 0 | 0 | 0 | 0 | Constrained, otherwise capacity available =187 kW | --> | C14 ex ROSEHILL | Rosehill [T41,T42] | KILKENNY |  | 52.6466 | -7.2496
249015 | MV/LV Substation LI***015 |  | 10 kV | _ | LV | 400 kVA :Kiosk Substation | 0.4 | --> | 0.4 | 0 | 0 | Constrained, otherwise capacity available =155 kVA | --> | 0.38 | 0 | 0.022 | 0 | 0 | Constrained, otherwise capacity available =329 kW | --> | C19 ex LISMORE | Lismore [T41,T42] | DUNGARVAN |  | 52.1354 | -7.9329
0654081 | MV/LV Substation MO***4081 |  | 20 kV | _ | LV | 200 kVA :Pole Substation | 0.2 | --> | 0.2 | 0 | 0 | Constrained, otherwise capacity available =129 kVA | --> | 0.19 | 0 | 0 | 0.18 | 0 |  | --> | C26 ex STEPHENSTOWN | Stephenstown [T101,T102] | FINGLAS |  | 53.5728 | -6.2409
136956Y | MV/LV Substation MA***956Y |  | 10 kV | _ | LV | 400 kVA :Building Structure | 0.4 | --> | 0.4 | 0 | 0 | Constrained, otherwise capacity available =305 kVA | --> | 0.38 | 0 | 0 | 0 | 0 | Constrained, otherwise capacity available =367 kW | --> | C13 ex ROSCOMMON | Roscommon [T41,T42] | LANESBORO |  | 53.6304 | -8.1868
005001 | MV/LV Substation GE***001 |  | 10 kV | _ | LV | 630 kVA :Kiosk Substation | 0.63 | --> | 0.63 | 0.246 | 3.03 |  | --> | 0.598 | 0 | 0.01 | 0 | 0 | Constrained, otherwise capacity available =536 kW | --> | C24 ex RAMSTOWN | Ramstown [T41,T42] | CRANE |  | 52.6766 | -6.2951
111986Y | MV/LV Substation SK***986Y |  | 10 kV | _ | LV | 50 kVA :Pole Substation | 0.05 | --> | 0.05 | 0 | 0 | Constrained, otherwise capacity available =37 kVA | --> | 0.048 | 0 | 0.01 | 0 | 0 | Constrained, otherwise capacity available =38 kW | --> | E11 ex BALLYDEHOB | Ballydehob [T421] | DUNMANWAY |  | 51.5547 | -9.4262
007056 | MV/LV Substation CO***056 |  | 10 kV | _ | LV | 200 kVA :Pole Substation | 0.2 | --> | 0.2 | 0.141 | 1.4 |  | --> | 0.19 | 0 | 0.031 | 0 | 0 | Constrained, otherwise capacity available =159 kW | --> | E18 ex KILLINICK | Killinick [T421,T422] | WEXFORD |  | 52.2713 | -6.3858
244704 | MV/LV Substation MU***704 |  | 20 kV | _ | LV | 50 kVA :Pole Substation | 0.05 | --> | 0.05 | 0 | 0 | Constrained, otherwise capacity available =47 kVA | --> | 0.048 | 0 | 0 | 0 | 0 | Constrained, otherwise capacity available =47 kW | --> | E12 ex MILLTOWN (SR) | Milltown (sr) [T421,T422] | OUGHTRAGH |  | 52.0861 | -9.8337
082621Y | MV/LV Substation MU***621Y |  | 10 kV | _ | LV | 400 kVA :Building Structure | 0.4 | --> | 0.4 | 0.165 | 2.01 |  | --> | 0.38 | 0 | 0.032 | 0 | 0 | Constrained, otherwise capacity available =323 kW | --> | C11 ex ABBEYLAND | Abbeyland [T41,T42] | NAVAN |  | 53.6457 | -6.7046
007413X | MV/LV Substation OI***413X |  | 20 kV | _ | LV | 50 kVA :Pole Substation | 0.05 | --> | 0.05 | 0.041 | 16.12 |  | --> | 0.048 | 0 | 0 | 0.046 | 0 |  | --> | E17 ex WEXFORD | Wexford [T121,T122] | WEXFORD |  | 52.3266 | -6.6393
1844136 | MV/LV Substation AG***4136 |  | 10 kV | _ | LV | 50 kVA :Pole Substation | 0.05 | --> | 0.05 | 0.042 | 3.38 |  | --> | 0.048 | 0 | 0 | 0 | 0 | Constrained, otherwise capacity available =46 kW | --> | C18 ex CASTLEBLAYNEY | Castleblayney [T41,T42] | DUNDALK |  | 54.1532 | -6.6547
049935X | MV/LV Substation LI***935X |  | 10 kV | _ | LV | 100 kVA :Pole Substation | 0.1 | --> | 0.1 | 0 | 0 | Constrained, otherwise capacity available =98 kVA | --> | 0.095 | 0 | 0 | 0 | 0 | Constrained, otherwise capacity available =95 kW | --> | C17 ex AGHAMORE | Aghamore [T41,T42] | LANESBORO |  | 53.6399 | -7.9845
067231Y | MV/LV Substation AN***231Y |  | 10 kV | _ | LV | 200 kVA :Kiosk Substation | 0.2 | --> | 0.2 | 0 | 0 | Constrained, otherwise capacity available =152 kVA | --> | 0.19 | 0 | 0 | 0.183 | 0 |  | --> | C19 ex RAHEEN | Raheen [T41,T42] | LIMERICK |  | 52.6282 | -8.6586
248698X | MV/LV Substation BR***698X |  | 20 kV | _ | LV | 400 kVA :Kiosk Substation | 0.4 | --> | 0.4 | 0 | 0 | Constrained, otherwise capacity available =305 kVA | --> | 0.38 | 0 | 0.004 | 0 | 0 | Constrained, otherwise capacity available =364 kW | --> | E19 ex KILCOCK | Kilcock [T421,T422] | GRIFFINRATH |  | 53.4012 | -6.676
139360 | MV/LV Substation MU***360 |  | 20 kV | _ | LV | 50 kVA :Pole Substation | 0.05 | --> | 0.05 | 0 | 0 | Constrained, otherwise capacity available =3 kVA | --> | 0.048 | 0 | 0.003 | 0 | 0 | Constrained, otherwise capacity available =38 kW | --> | E21 ex FINEA | Finea [T421,T422] | SHANKILL |  | 53.8673 | -7.3115
082887Y | MV/LV Substation WI***887Y |  | 10 kV | _ | LV | 200 kVA :Kiosk Substation | 0.2 | --> | 0.2 | 0.107 | 2.01 |  | --> | 0.19 | 0 | 0.003 | 0 | 0 | Constrained, otherwise capacity available =175 kW | --> | C12 ex ABBEYLAND | Abbeyland [T41,T42] | NAVAN |  | 53.6666 | -6.699
064449 | MV/LV Substation GA***449 |  | 20 kV | _ | LV | 100 kVA :Pole Substation | 0.1 | --> | 0.1 | 0 | 0 | Constrained, otherwise capacity available =86 kVA | --> | 0.095 | 0 | 0 | 0 | 0 | Constrained, otherwise capacity available =93 kW | --> | C21 ex TERMONFECKIN ROAD | Termonfeckin Road [T41,T42] | DRYBRIDGE |  | 53.7792 | -6.3167
066497X | MV/LV Substation EL***497X |  | 20 kV | _ | LV | 50 kVA :Pole Substation | 0.05 | --> | 0.05 | 0 | 0 | Constrained, otherwise capacity available =37 kVA | --> | 0.048 | 0 | 0.003 | 0.044 | 0 |  | --> | C24 ex MACETOWN | Macetown [T101,T102] | MACETOWN |  | 53.4972 | -6.4901
209615 | MV/LV Substation SU***615 |  | 20 kV | _ | LV | 50 kVA :Pole Substation | 0.05 | --> | 0.05 | 0 | 0 | Constrained, otherwise capacity available =48 kVA | --> | 0.048 | 0 | 0.01 | 0 | 0 | Constrained, otherwise capacity available =40 kW | --> | C21 ex MILFORD (NR) | Milford (nr) [T41,T42] | LETTERKENNY |  | 55.1977 | -7.8609
082749Y | MV/LV Substation AT***749Y |  | 10 kV | _ | LV | 400 kVA :Kiosk Substation | 0.4 | --> | 0.4 | 0 | 0 | Constrained, otherwise capacity available =274 kVA | --> | 0.38 | 0 | 0.034 | 0 | 0 | Constrained, otherwise capacity available =337 kW | --> | C30 ex ACADEMY STREET | Academy Street [T421,T422,T44] | NAVAN |  | 53.6458 | -6.6631
281874X | MV/LV Substation MA***874X |  | 10 kV | _ | LV | 400 kVA :Building Structure | 0.4 | --> | 0.4 | 0.304 | 4.67 |  | --> | 0.38 | 0 | 0 | 0.367 | 0 |  | --> | C18 ex CENTRE PARK ROAD | Marina [T105,T106] | MARINA |  | 51.8858 | -8.4165
154079Z | MV/LV Substation KE***079Z |  | 20 kV | _ | LV | 630 kVA :Building Structure | 0.63 | --> | 0.63 | 0 | 0 | Constrained, otherwise capacity available =619 kVA | --> | 0.598 | 0 | 0 | 0.5 | 0 |  | --> | C21 ex MACETOWN | Macetown [T101,T102] | MACETOWN |  | 53.431 | -6.4589
0584111 | MV/LV Substation HA***4111 |  | 10 kV | _ | LV | 50 kVA :Pole Substation | 0.05 | --> | 0.05 | 0 | 0 | Constrained, otherwise capacity available =49 kVA | --> | 0.048 | 0 | 0 | 0 | 0 | Constrained, otherwise capacity available =47 kW | --> | C26 ex KYLEERAGH | Kyleeragh [T41,T42] | NENAGH |  | 52.9124 | -8.1974
074033 | MV/LV Substation MA***033 |  | 10 kV | _ | LV | 400 kVA :Kiosk Substation | 0.4 | --> | 0.4 | 0 | 0 | Constrained, otherwise capacity available =60 kVA | --> | 0.38 | 0 | 0 | 0 | 0 | Constrained, otherwise capacity available =331 kW | --> | C13 ex CARRICK ON SHANNON | Carrick On Shannon [T41,T42] | CARRICK ON SHANNON |  | 53.9466 | -8.0919
052747Y | MV/LV Substation RI***747Y |  | 20 kV | _ | LV | 400 kVA :Kiosk Substation | 0.4 | --> | 0.4 | 0 | 0 | Constrained, otherwise capacity available =250 kVA | --> | 0.38 | 0 | 0.022 | 0 | 0 | Constrained, otherwise capacity available =343 kW | --> | E19 ex EDENDERRY | Edenderry [T421,T422] | BLAKE |  | 53.4547 | -7.0959
160679Y | MV/LV Substation AS***679Y |  | 10 kV | _ | LV | 200 kVA :Kiosk Substation | 0.2 | --> | 0.2 | 0 | 0 | Constrained, otherwise capacity available =185 kVA | --> | 0.19 | 0 | 0 | 0 | 0 | Constrained, otherwise capacity available =188 kW | --> | C14 ex PORTLAOISE | Portlaoise [T41,T42] | PORTLAOISE |  | 53.0462 | -7.2794
008599Z | MV/LV Substation WH***599Z |  | 20 kV | _ | LV | 100 kVA :Pole Substation | 0.1 | --> | 0.1 | 0.087 | 0.2 |  | --> | 0.095 | 0 | 0.003 | 0 | 0 | Constrained, otherwise capacity available =91 kW | --> | E16 ex BEALISTOWN | Bealistown [T421,T422] | GREAT ISLAND |  | 52.2517 | -6.9632
050080Z | MV/LV Substation FA***080Z |  | 10 kV | _ | LV | 50 kVA :Pole Substation | 0.05 | --> | 0.05 | 0.042 | 7.61 |  | --> | 0.048 | 0 | 0 | 0 | 0 | Constrained, otherwise capacity available =46 kW | --> | C19 ex GARRYCASTLE | Garrycastle [T41,T42] | ATHLONE |  | 53.395 | -7.8698
075864X | MV/LV Substation MA***864X |  | 20 kV | _ | LV | 50 kVA :Pole Substation | 0.05 | --> | 0.05 | 0.027 | 1.13 |  | --> | 0.048 | 0 | 0 | 0 | 0 | Constrained, otherwise capacity available =44 kW | --> | E12 ex BUNCLODY | Bunclody [T421,T422] | CRANE |  | 52.649 | -6.6525
069539 | MV/LV Substation NO***539 |  | 10 kV | _ | LV | 400 kVA :Kiosk Substation | 0.4 | --> | 0.4 | 0.242 | 0.98 |  | --> | 0.38 | 0 | 0 | 0.358 | 0 |  | --> | C15 ex LEESON STREET | Leeson Street [T41,T42] | MILLTOWN (DR) |  | 53.327 | -6.2549
1544055 | MV/LV Substation BA***4055 |  | 20 kV | _ | LV | 400 kVA :Building Structure | 0.4 | --> | 0.4 | 0 | 0 | Constrained, otherwise capacity available =361 kVA | --> | 0.38 | 0 | 0 | 0 | 0 | Constrained, otherwise capacity available =375 kW | --> | E12 ex CORDUFF |  |  |  | 53.4273 | -6.3566
003019 | MV/LV Substation BA***019 |  | 10 kV | _ | LV | 400 kVA :Kiosk Substation | 0.4 | --> | 0.4 | 0.333 | 11.58 |  | --> | 0.38 | 0 | 0.033 | 0 | 0 | Constrained, otherwise capacity available =346 kW | --> | C19 ex BALLYBEG | Ballybeg [T101,T102] | CARRICKMINES |  | 53.0139 | -6.1139
132079 | MV/LV Substation CA***079 |  | 10 kV | _ | LV | 50 kVA :Pole Substation | 0.05 | --> | 0.05 | 0 | 0 | Constrained, otherwise capacity available =49 kVA | --> | 0.048 | 0 | 0 | 0 | 0 | Constrained, otherwise capacity available =47 kW | --> | C16 ex LOUGHREA | Loughrea [T41,T42] | SOMERSET |  | 53.1805 | -8.4935
137913 | MV/LV Substation SL***913 |  | 10 kV | _ | LV | 100 kVA :Pole Substation | 0.1 | --> | 0.1 | 0.084 | 2 |  | --> | 0.095 | 0 | 0 | 0 | 0 | Constrained, otherwise capacity available =93 kW | --> | C14 ex CAUSEWAY | Causeway [T41,T42] | TRALEE |  | 52.4357 | -9.6593
039675 | MV/LV Substation KE***675 |  | 10 kV | _ | LV | 50 kVA :Pole Substation | 0.05 | --> | 0.05 | 0 | 0 | Constrained, otherwise capacity available =39 kVA | --> | 0.048 | 0 | 0 | 0.046 | 0 |  | --> | C28 ex GALWAY 110KV | Galway 110kv [T102,T103] | GALWAY 110KV |  | 53.3356 | -9.0221
007274X | MV/LV Substation CU***274X |  | 20 kV | _ | LV | 200 kVA :Pole Substation | 0.2 | --> | 0.2 | 0.189 | 4.38 |  | --> | 0.19 | 0 | 0.01 | 0.181 | 0 |  | --> | E13 ex CRANE | Crane [T122] | CRANE |  | 52.4276 | -6.3767
031572 | MV/LV Substation AR***572 |  | 20 kV | _ | LV | 200 kVA :Pole Substation | 0.2 | --> | 0.2 | 0 | 0 | Constrained, otherwise capacity available =44 kVA | --> | 0.19 | 0 | 0.005 | 0 | 0 | Constrained, otherwise capacity available =164 kW | --> | E13 ex FOXHOLE | Foxhole [T421,T422] | DUNGARVAN |  | 51.9494 | -7.7239
144279X | MV/LV Substation ST***279X |  | 20 kV | _ | LV | 50 kVA :Pole Substation | 0.05 | --> | 0.05 | 0.048 | 2.78 |  | --> | 0.048 | 0 | 0 | 0 | 0 | Constrained, otherwise capacity available =47 kW | --> | E13 ex BALLYRAGGET | Ballyragget [T421,T422] | BALLYRAGGET |  | 52.7823 | -7.3352
008625Y | MV/LV Substation GR***625Y |  | 10 kV | _ | LV | 50 kVA :Pole Substation | 0.05 | --> | 0.05 | 0.041 | 0.2 |  | --> | 0.048 | 0 | 0 | 0 | 0 | Constrained, otherwise capacity available =46 kW | --> | E17 ex BEALISTOWN | Bealistown [T421,T422] | GREAT ISLAND |  | 52.1956 | -6.8416
082540Y | MV/LV Substation CA***540Y |  | 20 kV | _ | LV | 400 kVA :Building Structure | 0.4 | --> | 0.4 | 0 | 0 | Constrained, otherwise capacity available =95 kVA | --> | 0.38 | 0 | 0 | 0 | 0 | Constrained, otherwise capacity available =336 kW | --> | E12 ex ACADEMY STREET | Academy Street [T421,T422,T44] | NAVAN |  | 53.6387 | -6.6624
281086 | MV/LV Substation CH***086 |  | 10 kV | _ | LV | 400 kVA :Kiosk Substation | 0.4 | --> | 0.4 | 0.311 | 4.67 |  | --> | 0.38 | 0 | 0.015 | 0.357 | 0 |  | --> | C28 ex CENTRE PARK ROAD | Marina [T105,T106] | MARINA |  | 51.8919 | -8.4339
075884X | MV/LV Substation KI***884X |  | 20 kV | _ | LV | 50 kVA :Pole Substation | 0.05 | --> | 0.05 | 0.036 | 4.38 |  | --> | 0.048 | 0 | 0 | 0.046 | 0 |  | --> | E18 ex CRANE | Crane [T122] | CRANE |  | 52.51 | -6.2899
139722 | MV/LV Substation RA***722 |  | 20 kV | _ | LV | 400 kVA :Building Structure | 0.4 | --> | 0.4 | 0.3 | 2.68 |  | --> | 0.38 | 0 | 0 | 0 | 0 | Constrained, otherwise capacity available =366 kW | --> | E12 ex OLDCASTLE | Oldcastle [T41,T422] | MULLINGAR |  | 53.7396 | -7.2427
064171Z | MV/LV Substation RE***171Z |  | 10 kV | _ | LV | 400 kVA :Building Structure | 0.4 | --> | 0.4 | 0 | 0 | Constrained, otherwise capacity available =237 kVA | --> | 0.38 | 0 | 0 | 0 | 0 | Constrained, otherwise capacity available =357 kW | --> | C20 ex RATHMULLAN | Rathmullan [T41,T42] | DRYBRIDGE |  | 53.7008 | -6.3792
0654079 | MV/LV Substation BR***4079 |  | 10 kV | _ | LV | 200 kVA :Kiosk Substation | 0.2 | --> | 0.2 | 0 | 0 | Constrained, otherwise capacity available =172 kVA | --> | 0.19 | 0 | 0 | 0.186 | 0 |  | --> | C21 ex STEPHENSTOWN | Stephenstown [T101,T102] | FINGLAS |  | 53.618 | -6.1907
009492Y | MV/LV Substation CA***492Y |  | 10 kV | _ | LV | 630 kVA :Building Structure | 0.63 | --> | 0.63 | 0.462 | 0.53 |  | --> | 0.598 | 0 | 0 | 0 | 0 | Constrained, otherwise capacity available =575 kW | --> | C16 ex MANOR STREET | Manor Street [T41,T42] | WATERFORD |  | 52.2575 | -7.1042
153940 | MV/LV Substation BA***940 |  | 20 kV | _ | LV | 50 kVA :Pole Substation | 0.05 | --> | 0.05 | 0 | 0 | Constrained, otherwise capacity available =21 kVA | --> | 0.048 | 0 | 0 | 0 | 0 | Constrained, otherwise capacity available =44 kW | --> | E12 ex BIRDHILL | Birdhill [T421,T422] | ARDNACRUSHA |  | 52.792 | -8.4329
2884105 | MV/LV Substation SI***4105 |  | 10 kV | _ | LV | 400 kVA :Kiosk Substation | 0.4 | --> | 0.4 | 0.041 | 0.04 | Constrained, otherwise capacity available =400 kVA | --> | 0.38 | 0 | 0 | 0.38 | 0 |  | --> | C21 ex LITTLE BRAY | Little Bray [T41,T42] | FASSAROE |  | 53.1935 | -6.1878
032060 | MV/LV Substation S ***060 |  | 20 kV | _ | LV | 400 kVA :Building Structure | 0.4 | --> | 0.4 | 0 | 0 | Constrained, otherwise capacity available =386 kVA | --> | 0.38 | 0 | 0 | 0 | 0 | Constrained, otherwise capacity available =378 kW | --> | E13 ex KILCARRAGH | Kilcarragh [T421,T422] | BUTLERSTOWN |  | 52.1486 | -6.9922
007806Z | MV/LV Substation RE***806Z |  | 10 kV | _ | LV | 630 kVA :Building Structure | 0.63 | --> | 0.63 | 0.143 | 0.14 | Constrained, otherwise capacity available =548 kVA | --> | 0.598 | 0 | 0 | 0 | 0 | Constrained, otherwise capacity available =587 kW | --> | C12 ex CARRIGLAWN | Carriglawn [T41,T42] | WEXFORD |  | 52.3426 | -6.464
062929X | MV/LV Substation MU***929X |  | 20 kV | _ | LV | 50 kVA :Pole Substation | 0.05 | --> | 0.05 | 0.05 | 3.47 |  | --> | 0.048 | 0 | 0 | 0 | 0 | Constrained, otherwise capacity available =48 kW | --> | E16 ex BUSH | Bush [T421,T422] | DUNDALK |  | 54.0079 | -6.1464
249161Z | MV/LV Substation FE***161Z |  | 10 kV | _ | LV | 200 kVA :Kiosk Substation | 0.2 | --> | 0.2 | 0 | 0 | Constrained, otherwise capacity available =124 kVA | --> | 0.19 | 0 | 0 | 0 | 0 | Constrained, otherwise capacity available =179 kW | --> | C22 ex LISMORE | Lismore [T41,T42] | DUNGARVAN |  | 52.139 | -7.931
156207Y | MV/LV Substation CR***207Y |  | 20 kV | _ | LV | 100 kVA :Pole Substation | 0.1 | --> | 0.1 | 0.086 | 2.1 |  | --> | 0.095 | 0 | 0 | 0 | 0 | Constrained, otherwise capacity available =93 kW | --> | E17 ex LISDRUM | Lisdrum [T422] | LISDRUM |  | 54.2188 | -7.0297
089945 | MV/LV Substation SH***945 |  | 10 kV | _ | LV | 630 kVA :Kiosk Substation | 0.63 | --> | 0.63 | 0.5 | 9.1 |  | --> | 0.598 | 0 | 0.005 | 0 | 0 | Constrained, otherwise capacity available =590 kW | --> | C18 ex ARDNAREE | Ardnaree [T42,T421] | MOY |  | 54.1091 | -9.1441
065732 | MV/LV Substation RU***732 |  | 20 kV | _ | LV | 50 kVA :Pole Substation | 0.05 | --> | 0.05 | 0 | 0 | Constrained, otherwise capacity available =30 kVA | --> | 0.048 | 0 | 0 | 0 | 0 | Constrained, otherwise capacity available =45 kW | --> | C11 ex LOUGHSHINNY | Loughshinny [T41,T42] | GLASMORE |  | 53.5225 | -6.1543
139319 | MV/LV Substation KI***319 |  | 10 kV | _ | LV | 50 kVA :Pole Substation | 0.05 | --> | 0.05 | 0.045 | 4 |  | --> | 0.048 | 0 | 0 | 0 | 0 | Constrained, otherwise capacity available =47 kW | --> | C17 ex BALLYJAMESDUFF | Ballyjamesduff [T41,T42] | SHANKILL |  | 53.88 | -7.2627
064159 | MV/LV Substation GO***159 |  | 20 kV | _ | LV | 100 kVA :Pole Substation | 0.1 | --> | 0.1 | 0 | 0 | Constrained, otherwise capacity available =61 kVA | --> | 0.095 | 0 | 0.014 | 0 | 0 | Constrained, otherwise capacity available =79 kW | --> | E15 ex JULIANSTOWN | Julianstown [T421,T422] | DRYBRIDGE |  | 53.6327 | -6.2562
020565X | MV/LV Substation RO***565X |  | 10 kV | _ | LV | 630 kVA :Building Structure | 0.63 | --> | 0.63 | 0 | 0 | Constrained, otherwise capacity available =618 kVA | --> | 0.598 | 0 | 0.01 | 0 | 0 | Constrained, otherwise capacity available =589 kW | --> | C12 ex COOLCORCORAN | Coolcorcoran [T41,T42] | KNOCKEARAGH |  | 52.0686 | -9.5072
220731X | MV/LV Substation KI***731X |  | 20 kV | _ | LV | 400 kVA :Kiosk Substation | 0.4 | --> | 0.4 | 0.363 | 2.33 |  | --> | 0.38 | 0 | 0 | 0 | 0 | Constrained, otherwise capacity available =375 kW | --> | E14 ex MOY | Moy [T421,T422] | MOY |  | 54.2124 | -9.2224
160054 | MV/LV Substation ST***054 |  | 10 kV | _ | LV | 400 kVA :Building Structure | 0.4 | --> | 0.4 | 0 | 0 | Constrained, otherwise capacity available =391 kVA | --> | 0.38 | 0 | 0.004 | 0 | 0 | Constrained, otherwise capacity available =376 kW | --> | C15 ex MOUNTMELLICK | Mountmellick [T41,T42] | PORTLAOISE |  | 53.1087 | -7.313
0644396 | MV/LV Substation LA***4396 |  | 20 kV | _ | LV | 400 kVA :Kiosk Substation | 0.4 | --> | 0.4 | 0 | 0 | Constrained, otherwise capacity available =389 kVA | --> | 0.38 | 0 | 0 | 0 | 0 | Constrained, otherwise capacity available =378 kW | --> | E16 ex JULIANSTOWN | Julianstown [T421,T422] | DRYBRIDGE |  | 53.6888 | -6.2421
281030X | MV/LV Substation IR***030X |  | 10 kV | _ | LV | 630 kVA :Building Structure | 0.63 | --> | 0.63 | 0.449 | 7.88 |  | --> | 0.598 | 0 | 0.006 | 0.5 | 0 |  | --> | C24 ex LIBERTY STREET | Liberty Street [T101,T102] | LIBERTY STREET |  | 51.897 | -8.4688
044925 | MV/LV Substation LI***925 |  | 20 kV | _ | LV | 400 kVA :Kiosk Substation | 0.4 | --> | 0.4 | 0.368 | 0.43 |  | --> | 0.38 | 0 | 0 | 0 | 0 | Constrained, otherwise capacity available =376 kW | --> | C21 ex SWINFORD | Swinford [T41,T42] | CASTLEBAR |  | 53.9795 | -9.1144
064995Y | MV/LV Substation AS***995Y |  | 10 kV | _ | LV | 400 kVA :Kiosk Substation | 0.4 | --> | 0.4 | 0 | 0 | Constrained, otherwise capacity available =314 kVA | --> | 0.38 | 0 | 0.04 | 0 | 0 | Constrained, otherwise capacity available =338 kW | --> | C16 ex TERMONFECKIN ROAD | Termonfeckin Road [T41,T42] | DRYBRIDGE |  | 53.7314 | -6.3331
0614025 | MV/LV Substation CU***4025 |  | 10 kV | _ | LV | 50 kVA :Pole Substation | 0.05 | --> | 0.05 | 0.023 | 2.04 |  | --> | 0.048 | 0 | 0.033 | 0 | 0 | Constrained, otherwise capacity available =19 kW | --> | C12 ex BALLYBAY | Ballybay [T41,T42] | LISDRUM |  | 54.1189 | -6.9391
067174 | MV/LV Substation GA***174 |  | 10 kV | _ | LV | 400 kVA :Building Structure | 0.4 | --> | 0.4 | 0 | 0 | Constrained, otherwise capacity available =330 kVA | --> | 0.38 | 0 | 0 | 0.37 | 0 |  | --> | C20 ex GARRYOWEN | Garryowen [T41,T42] | LIMERICK |  | 52.6491 | -8.6003
015371 | MV/LV Substation PR***371 |  | 10 kV | _ | LV | 200 kVA :Kiosk Substation | 0.2 | --> | 0.2 | 0 | 0 | Constrained, otherwise capacity available =100 kVA | --> | 0.19 | 0 | 0.074 | 0 | 0 | Constrained, otherwise capacity available =121 kW | --> | C17 ex NAAS | Naas [T41,T42] | KILTEEL |  | 53.2116 | -6.6855
059228Y | MV/LV Substation LI***228Y |  | 10 kV | _ | LV | 200 kVA :Kiosk Substation | 0.2 | --> | 0.2 | 0 | 0 | Constrained, otherwise capacity available =118 kVA | --> | 0.19 | 0 | 0.01 | 0 | 0 | Constrained, otherwise capacity available =171 kW | --> | C11 ex DERRYCRAMPH | Derrycramph [T41,T42] | SHANKILL |  | 53.9762 | -7.3541
249439X | MV/LV Substation BA***439X |  | 10 kV | _ | LV | 100 kVA :Pole Substation | 0.1 | --> | 0.1 | 0 | 0 | Constrained, otherwise capacity available =83 kVA | --> | 0.095 | 0 | 0 | 0 | 0 | Constrained, otherwise capacity available =93 kW | --> | C20 ex LISMORE | Lismore [T41,T42] | DUNGARVAN |  | 52.1275 | -7.8997
495565X | MV/LV Substation RO***565X |  | 20 kV | _ | LV | 50 kVA :Pole Substation | 0.05 | --> | 0.05 | 0.042 | 1.5 |  | --> | 0.048 | 0 | 0.006 | 0.042 | 0 |  | --> | E18 ex ACHILL | Achill [T422] | CARROWBEG |  | 53.9018 | -9.708
029550X | MV/LV Substation LI***550X |  | 10 kV | _ | LV | 50 kVA :Pole Substation | 0.05 | --> | 0.05 | 0 | 0 | Constrained, otherwise capacity available =24 kVA | --> | 0.048 | 0 | 0 | 0 | 0 | Constrained, otherwise capacity available =44 kW | --> | C32 ex CLOYNE | Cloyne [T41] | MIDLETON |  | 51.8546 | -8.1311
021266X | MV/LV Substation MU***266X |  | 10 kV | _ | LV | 400 kVA :Building Structure | 0.4 | --> | 0.4 | 0.393 | 6.78 |  | --> | 0.38 | 0 | 0 | 0.379 | 0 |  | --> | C35 ex CASTLEVIEW | Castleview [T101,T102] | CASTLEVIEW |  | 51.9013 | -8.3512
160919Y | MV/LV Substation RO***919Y |  | 10 kV | _ | LV | 630 kVA :Kiosk Substation | 0.63 | --> | 0.63 | 0 | 0 | Constrained, otherwise capacity available =476 kVA | --> | 0.598 | 0 | 0.038 | 0 | 0 | Constrained, otherwise capacity available =549 kW | --> | C14 ex PORTLAOISE | Portlaoise [T41,T42] | PORTLAOISE |  | 53.0494 | -7.2712
2444201 | MV/LV Substation CU***4201 |  | 20 kV | _ | LV | 100 kVA :Pole Substation | 0.1 | --> | 0.1 | 0 | 0 | Constrained, otherwise capacity available =100 kVA | --> | 0.095 | 0 | 0 | 0 | 0 | Constrained, otherwise capacity available =95 kW | --> | E12 ex MILLTOWN (SR) | Milltown (sr) [T421,T422] | OUGHTRAGH |  | 51.9943 | -9.8586
058960 | MV/LV Substation NE***960 |  | 10 kV | _ | LV | 50 kVA :Pole Substation | 0.05 | --> | 0.05 | 0 | 0 | Constrained, otherwise capacity available =38 kVA | --> | 0.048 | 0 | 0 | 0 | 0 | Constrained, otherwise capacity available =46 kW | --> | C24 ex KYLEERAGH | Kyleeragh [T41,T42] | NENAGH |  | 52.8853 | -8.1936
210048 | MV/LV Substation HI***048 |  | 10 kV | _ | LV | 200 kVA :Pole Substation | 0.2 | --> | 0.2 | 0 | 0 | Constrained, otherwise capacity available =159 kVA | --> | 0.19 | 0 | 0.023 | 0 | 0 | Constrained, otherwise capacity available =167 kW | --> | C21 ex CARRICKMACROSS | Carrickmacross [T41,T42] | MEATH HILL |  | 53.9672 | -6.7183
119169 | MV/LV Substation PU***169 |  | 10 kV | _ | LV | 50 kVA :Pole Substation | 0.05 | --> | 0.05 | 0 | 0 | Constrained, otherwise capacity available =43 kVA | --> | 0.048 | 0 | 0.01 | 0 | 0 | Constrained, otherwise capacity available =39 kW | --> | C11 ex KANTURK | Kanturk [T41,T42] | GLENLARA |  | 52.17 | -8.8889
192210X | MV/LV Substation CL***210X |  | 10 kV | _ | LV | 50 kVA :Pole Substation | 0.05 | --> | 0.05 | 0.042 | 1.56 |  | --> | 0.048 | 0 | 0 | 0 | 0 | Constrained, otherwise capacity available =46 kW | --> | C15 ex DERRYBEG | Derrybeg [T41,T42] | ARDNAGAPPARY |  | 55.0705 | -8.2789
244755X | MV/LV Substation AQ***755X |  | 20 kV | _ | LV | 630 kVA :Kiosk Substation | 0.63 | --> | 0.63 | 0 | 0 | Constrained, otherwise capacity available =598 kVA | --> | 0.598 | 0 | 0 | 0 | 0 | Constrained, otherwise capacity available =594 kW | --> | E16 ex MILLTOWN (SR) | Milltown (sr) [T421,T422] | OUGHTRAGH |  | 52.0997 | -9.7836
070749X | MV/LV Substation JO***749X |  | 20 kV | _ | LV | 50 kVA :Pole Substation | 0.05 | --> | 0.05 | 0.043 | 0.76 |  | --> | 0.048 | 0 | 0 | 0 | 0 | Constrained, otherwise capacity available =46 kW | --> | E15 ex RATHMORE | Rathmore [T42,T421] | KNOCKEARAGH |  | 52.2019 | -9.2018
006650X | MV/LV Substation BA***650X |  | 20 kV | _ | LV | 100 kVA :Pole Substation | 0.1 | --> | 0.1 | 0 | 0 | Constrained, otherwise capacity available =77 kVA | --> | 0.095 | 0 | 0 | 0 | 0 | Constrained, otherwise capacity available =92 kW | --> | E18 ex CLONROCHE | Clonroche [T421,T422] | WEXFORD |  | 52.457 | -6.6821
015991Z | MV/LV Substation ME***991Z |  | 10 kV | _ | LV | 630 kVA :Building Structure | 0.63 | --> | 0.63 | 0 | 0 | Constrained, otherwise capacity available =210 kVA | --> | 0.598 | 0 | 0 | 0 | 0 | Constrained, otherwise capacity available =586 kW | --> | C18 ex NAAS | Naas [T41,T42] | KILTEEL |  | 53.1946 | -6.7463
0074333 | MV/LV Substation KE***4333 |  | 20 kV | _ | LV | 50 kVA :Pole Substation | 0.05 | --> | 0.05 | 0.05 | 16.12 |  | --> | 0.048 | 0 | 0 | 0.048 | 0 |  | --> | E12 ex WEXFORD | Wexford [T121,T122] | WEXFORD |  | 52.3465 | -6.5502
068385X | MV/LV Substation BU***385X |  | 10 kV | _ | LV | 630 kVA :Kiosk Substation | 0.63 | --> | 0.63 | 0.5 | 3 |  | --> | 0.598 | 0 | 0 | 0.5 | 0 |  | --> | C37 ex INCHICORE CENTRAL | Inchicore Central [T43,T45] | INCHICORE 220KV |  | 53.3396 | -6.3151
008588Y | MV/LV Substation CR***588Y |  | 20 kV | _ | LV | 50 kVA :Pole Substation | 0.05 | --> | 0.05 | 0 | 0 | Constrained, otherwise capacity available =27 kVA | --> | 0.048 | 0 | 0 | 0 | 0 | Constrained, otherwise capacity available =44 kW | --> | C20 ex KNOCKMULLEN | Knockmullen [T42,T421] | GREAT ISLAND |  | 52.361 | -6.9434
006176Y | MV/LV Substation BA***176Y |  | 20 kV | _ | LV | 100 kVA :Pole Substation | 0.1 | --> | 0.1 | 0 | 0 | Constrained, otherwise capacity available =81 kVA | --> | 0.095 | 0 | 0 | 0 | 0 | Constrained, otherwise capacity available =92 kW | --> | E18 ex CLONROCHE | Clonroche [T421,T422] | WEXFORD |  | 52.4574 | -6.6923
0074519 | MV/LV Substation TI***4519 |  | 20 kV | _ | LV | 50 kVA :Pole Substation | 0.05 | --> | 0.05 | 0.05 | 16.12 |  | --> | 0.048 | 0 | 0 | 0.048 | 0 |  | --> | E12 ex WEXFORD | Wexford [T121,T122] | WEXFORD |  | 52.402 | -6.5785
0584300 | MV/LV Substation AG***4300 |  | 10 kV | _ | LV | 50 kVA :Pole Substation | 0.05 | --> | 0.05 | 0.05 | 0.18 |  | --> | 0.048 | 0 | 0 | 0 | 0 | Constrained, otherwise capacity available =48 kW | --> | C16 ex TOOMEVARA | Toomevara [T42] | NENAGH |  | 52.844 | -7.972
082933 | MV/LV Substation RA***933 |  | 20 kV | _ | LV | 50 kVA :Pole Substation | 0.05 | --> | 0.05 | 0.045 | 0.64 |  | --> | 0.048 | 0 | 0 | 0 | 0 | Constrained, otherwise capacity available =47 kW | --> | E14 ex RANDALSTOWN | Randalstown [T422] | NAVAN |  | 53.7841 | -6.7483
161422X | MV/LV Substation KI***422X |  | 20 kV | _ | LV | 50 kVA :Pole Substation | 0.05 | --> | 0.05 | 0 | 0 | Constrained, otherwise capacity available =47 kVA | --> | 0.048 | 0 | 0 | 0 | 0 | Constrained, otherwise capacity available =47 kW | --> | C12 ex SPIDDAL |  |  |  | 53.2569 | -9.3626
032592 | MV/LV Substation BA***592 |  | 20 kV | _ | LV | 50 kVA :Pole Substation | 0.05 | --> | 0.05 | 0 | 0 | Constrained, otherwise capacity available =39 kVA | --> | 0.048 | 0 | 0 | 0 | 0 | Constrained, otherwise capacity available =46 kW | --> | E12 ex KILMACTHOMAS | Kilmacthomas [T421,T422] | DUNGARVAN |  | 52.2193 | -7.3671
007322Z | MV/LV Substation TU***322Z |  | 20 kV | _ | LV | 200 kVA :Pole Substation | 0.2 | --> | 0.2 | 0.199 | 1.4 |  | --> | 0.19 | 0 | 0.006 | 0 | 0 | Constrained, otherwise capacity available =186 kW | --> | E11 ex KILLINICK | Killinick [T421,T422] | WEXFORD |  | 52.2168 | -6.5323
062060 | MV/LV Substation MA***060 |  | 10 kV | _ | LV | 200 kVA :Kiosk Substation | 0.2 | --> | 0.2 | 0.111 | 2.33 |  | --> | 0.19 | 0 | 0.003 | 0 | 0 | Constrained, otherwise capacity available =175 kW | --> | C12 ex DUNDALK | Dundalk [T41,T42] | DUNDALK |  | 54.0114 | -6.4195
248194X | MV/LV Substation MO***194X |  | 20 kV | _ | LV | 100 kVA :Pole Substation | 0.1 | --> | 0.1 | 0 | 0 | Constrained, otherwise capacity available =64 kVA | --> | 0.095 | 0 | 0 | 0 | 0 | Constrained, otherwise capacity available =90 kW | --> | E18 ex KILCOCK | Kilcock [T421,T422] | GRIFFINRATH |  | 53.4004 | -6.6027
025016 | MV/LV Substation IR***016 |  | 20 kV | _ | LV | 50 kVA :Pole Substation | 0.05 | --> | 0.05 | 0.043 | 2.96 |  | --> | 0.048 | 0 | 0 | 0 | 0 | Constrained, otherwise capacity available =46 kW | --> | E11 ex CHARLEVILLE | Charleville [T421,T422] | CHARLEVILLE |  | 52.3643 | -8.653
055508Y | MV/LV Substation CL***508Y |  | 20 kV | _ | LV | 50 kVA :Pole Substation | 0.05 | --> | 0.05 | 0 | 0 | Constrained, otherwise capacity available =38 kVA | --> | 0.048 | 0 | 0 | 0 | 0 | Constrained, otherwise capacity available =46 kW | --> | E22 ex ROSCREA | Roscrea [T41,T42] | IKERRIN |  | 52.9573 | -7.8776
017077 | MV/LV Substation RO***077 |  | 10 kV | _ | LV | 200 kVA :Pole Substation | 0.2 | --> | 0.2 | 0.143 | 1.98 |  | --> | 0.19 | 0 | 0 | 0 | 0 | Constrained, otherwise capacity available =182 kW | --> | E18 ex RATHKEALE | Rathkeale [T421,T422] | RATHKEALE |  | 52.5272 | -8.9335
011119 | MV/LV Substation AL***119 |  | 10 kV | _ | LV | 630 kVA :Kiosk Substation | 0.63 | --> | 0.63 | 0 | 0 | Constrained, otherwise capacity available =396 kVA | --> | 0.598 | 0 | 0.02 | 0 | 0 | Constrained, otherwise capacity available =551 kW | --> | C14 ex ROSEHILL | Rosehill [T41,T42] | KILKENNY |  | 52.647 | -7.2598
127716 | MV/LV Substation BA***716 |  | 10 kV | _ | LV | 100 kVA :Pole Substation | 0.1 | --> | 0.1 | 0 | 0 | Constrained, otherwise capacity available =73 kVA | --> | 0.095 | 0 | 0.004 | 0 | 0 | Constrained, otherwise capacity available =88 kW | --> | C11 ex LOUGHTAGALLA | Loughtagalla [T41,T42] | THURLES |  | 52.7017 | -7.7196
377062Y | MV/LV Substation SL***062Y |  | 20 kV | _ | LV | 200 kVA :Pole Substation | 0.2 | --> | 0.2 | 0 | 0 | Constrained, otherwise capacity available =150 kVA | --> | 0.19 | 0 | 0 | 0 | 0 | Constrained, otherwise capacity available =183 kW | --> | E18 ex GURRANEBANE | Gurranebane [T421,T422] | OUGHTRAGH |  | 51.9252 | -10.3427
049255Y | MV/LV Substation CH***255Y |  | 20 kV | _ | LV | 400 kVA :Kiosk Substation | 0.4 | --> | 0.4 | 0.281 | 1.31 |  | --> | 0.38 | 0 | 0.03 | 0 | 0 | Constrained, otherwise capacity available =341 kW | --> | C17 ex ROOSKY | Roosky [T41] | RICHMOND |  | 53.7765 | -8.1074
182229 | MV/LV Substation SP***229 |  | 20 kV | _ | LV | 100 kVA :Pole Substation | 0.1 | --> | 0.1 | 0 | 0 | Constrained, otherwise capacity available =100 kVA | --> | 0.095 | 0 | 0 | 0 | 0 | Constrained, otherwise capacity available =95 kW | --> | C12 ex SCARIFF | Scariff [T42] | ENNIS |  | 52.9097 | -8.5388
288063X | MV/LV Substation GR***063X |  | 10 kV | _ | LV | 50 kVA :Pole Substation | 0.05 | --> | 0.05 | 0 | 0 | Constrained, otherwise capacity available =34 kVA | --> | 0.048 | 0 | 0 | 0.045 | 0 |  | --> | C13 ex SANDYFORD | Sandyford [T41,T42] | CARRICKMINES |  | 53.2647 | -6.2521
001520 | MV/LV Substation HI***520 |  | 10 kV | _ | LV | 100 kVA :Building Structure | 0.1 | --> | 0.1 | 0 | 13.42 |  | --> | 0.095 | 0 | 0.03 | 0.056 | 0 |  | --> | C17 ex POTTERY ROAD | Pottery Road [T101,T102] | CARRICKMINES |  | 53.27 | -6.1495
293794Y | MV/LV Substation KN***794Y |  | 20 kV | _ | LV | 50 kVA :Pole Substation | 0.05 | --> | 0.05 | 0.048 | 0.43 |  | --> | 0.048 | 0 | 0 | 0 | 0 | Constrained, otherwise capacity available =47 kW | --> | E19 ex TULLOW | Tullow [T421,T422] | CARLOW |  | 52.7998 | -6.6966
014448X | MV/LV Substation FA***448X |  | 10 kV | _ | LV | 400 kVA :Kiosk Substation | 0.4 | --> | 0.4 | 0 | 0 | Constrained, otherwise capacity available =154 kVA | --> | 0.38 | 0 | 0.004 | 0 | 0 | Constrained, otherwise capacity available =342 kW | --> | C12 ex KILDARE | Kildare [T41,T42] | NEWBRIDGE |  | 53.1599 | -6.9085
182546X | MV/LV Substation NE***546X |  | 20 kV | _ | LV | 400 kVA :Kiosk Substation | 0.4 | --> | 0.4 | 0 | 0 | Constrained, otherwise capacity available =381 kVA | --> | 0.38 | 0 | 0 | 0 | 0 | Constrained, otherwise capacity available =377 kW | --> | C12 ex SCARIFF | Scariff [T42] | ENNIS |  | 52.911 | -8.5346
066003 | MV/LV Substation ST***003 |  | 10 kV | _ | LV | 400 kVA :Kiosk Substation | 0.4 | --> | 0.4 | 0 | 0 | Constrained, otherwise capacity available =246 kVA | --> | 0.38 | 0 | 0.005 | 0.355 | 0 |  | --> | C11 ex SUTTON | Sutton [T41,T42] | GRANGE (DR) |  | 53.3858 | -6.0677
288263 | MV/LV Substation ST***263 |  | 10 kV | _ | LV | 400 kVA :Building Structure | 0.4 | --> | 0.4 | 0 | 0 | Constrained, otherwise capacity available =252 kVA | --> | 0.38 | 0 | 0 | 0.359 | 0 |  | --> | C18 ex SANDYFORD | Sandyford [T41,T42] | CARRICKMINES |  | 53.2748 | -6.2145
0274171 | MV/LV Substation SO***4171 |  | 10 kV | _ | LV | 50 kVA :Pole Substation | 0.05 | --> | 0.05 | 0.049 | 7.79 |  | --> | 0.048 | 0 | 0 | 0 | 0 | Constrained, otherwise capacity available =47 kW | --> | C19 ex DUNMANWAY | Dunmanway [T422,T43] | DUNMANWAY |  | 51.7399 | -9.0924
093416Z | MV/LV Substation SA***416Z |  | 10 kV | _ | LV | 630 kVA :Building Structure | 0.63 | --> | 0.63 | 0 | 0 | Constrained, otherwise capacity available =347 kVA | --> | 0.598 | 0 | 0 | 0.5 | 0 |  | --> | C17 ex POPPINTREE | Poppintree [T101,T102] | FINGLAS |  | 53.404 | -6.2602
206197X | MV/LV Substation BR***197X |  | 20 kV | _ | LV | 630 kVA :Building Structure | 0.63 | --> | 0.63 | 0.5 | 1.6 |  | --> | 0.598 | 0 | 0 | 0 | 0 | Constrained, otherwise capacity available =598 kW | --> | E12 ex BELMULLET | Belmullet [T421] | BELLACORICK |  | 54.2187 | -9.9777
253826Y | MV/LV Substation GL***826Y |  | 10 kV | _ | LV | 50 kVA :Pole Substation | 0.05 | --> | 0.05 | 0 | 0 | Constrained, otherwise capacity available =47 kVA | --> | 0.048 | 0 | 0 | 0 | 0 | Constrained, otherwise capacity available =47 kW | --> | C14 ex HEADFORD | Headford [T41,T42] | CLOON |  | 53.481 | -9.0914
004138 | MV/LV Substation CA***138 |  | 20 kV | _ | LV | 50 kVA :Pole Substation | 0.05 | --> | 0.05 | 0.045 | 0.45 |  | --> | 0.048 | 0 | 0 | 0 | 0 | Constrained, otherwise capacity available =47 kW | --> | C15 ex KILMAGIG | Kilmagig [T42] | ARKLOW |  | 52.8539 | -6.3092
122415 | MV/LV Substation CA***415 |  | 10 kV | _ | LV | 630 kVA :Building Structure | 0.63 | --> | 0.63 | 0.377 | 4.18 |  | --> | 0.598 | 0 | 0.2 | 0 | 0 | Constrained, otherwise capacity available =446 kW | --> | C17 ex KINGSCOURT | Kingscourt [T41,T42] | MEATH HILL |  | 53.9135 | -6.7743
093225Z | MV/LV Substation FI***225Z |  | 10 kV | _ | LV | 400 kVA :Kiosk Substation | 0.4 | --> | 0.4 | 0 | 0 | Constrained, otherwise capacity available =312 kVA | --> | 0.38 | 0 | 0.01 | 0.36 | 0 |  | --> | C24 ex POPPINTREE | Poppintree [T101,T102] | FINGLAS |  | 53.4069 | -6.2978
139217X | MV/LV Substation BA***217X |  | 20 kV | _ | LV | 200 kVA :Pole Substation | 0.2 | --> | 0.2 | 0.169 | 2.68 |  | --> | 0.19 | 0 | 0 | 0 | 0 | Constrained, otherwise capacity available =186 kW | --> | E12 ex OLDCASTLE | Oldcastle [T41,T422] | MULLINGAR |  | 53.7594 | -7.2321
0664041 | MV/LV Substation CO***4041 |  | 20 kV | _ | LV | 50 kVA :Pole Substation | 0.05 | --> | 0.05 | 0 | 0 | Constrained, otherwise capacity available =36 kVA | --> | 0.048 | 0 | 0 | 0 | 0 | Constrained, otherwise capacity available =46 kW | --> | E17 ex BALTRASNA | Baltrasna [T121,T122] | BALTRASNA |  | 53.4934 | -6.5465
180405X | MV/LV Substation MU***405X |  | 10 kV | _ | LV | 1000 kVA :Building Structure | 1 | --> | 1 | 0.5 | 0.68 | Constrained, otherwise capacity available =921 kVA | --> | 0.95 | 0 | 0 | 0 | 0 | Constrained, otherwise capacity available =939 kW | --> | C24 ex MULLAGH | Mullagh [T44] | MEATH HILL |  | 53.8118 | -6.9485
010040 | MV/LV Substation PI***040 |  | 20 kV | _ | LV | 200 kVA :Pole Substation | 0.2 | --> | 0.2 | 0 | 0 | Constrained, otherwise capacity available =167 kVA | --> | 0.19 | 0 | 0.006 | 0 | 0 | Constrained, otherwise capacity available =181 kW | --> | E11 ex BALLYHALE | Ballyhale [T42,T421] | KILKENNY |  | 52.5212 | -7.1406
056041Y | MV/LV Substation NE***041Y |  | 10 kV | _ | LV | 200 kVA :Pole Substation | 0.2 | --> | 0.2 | 0.146 | 0.89 |  | --> | 0.19 | 0 | 0.004 | 0 | 0 | Constrained, otherwise capacity available =180 kW | --> | C19 ex BIRR | Birr [T41,T422] | DALLOW |  | 53.0954 | -7.9007
158035 | MV/LV Substation SE***035 |  | 10 kV | _ | LV | 200 kVA :Kiosk Substation | 0.2 | --> | 0.2 | 0 | 0 | Constrained, otherwise capacity available =106 kVA | --> | 0.19 | 0 | 0.005 | 0 | 0 | Constrained, otherwise capacity available =173 kW | --> | C21 ex ENNISTYMON | Ennistymon [T41,T42] | ENNIS |  | 52.9311 | -9.344
196272X | MV/LV Substation SC***272X |  | 10 kV | _ | LV | 630 kVA :Kiosk Substation | 0.63 | --> | 0.63 | 0 | 0 | Constrained, otherwise capacity available =570 kVA | --> | 0.598 | 0 | 0 | 0 | 0 | Constrained, otherwise capacity available =590 kW | --> | C17 ex TRIM | Trim [T41,T42] | NAVAN |  | 53.5493 | -6.7394
035225 | MV/LV Substation KI***225 |  | 10 kV | _ | LV | 30 kVA :Pole Substation | 0.03 | --> | 0.03 | 0.015 | 6.17 |  | --> | 0.028 | 0 | 0.006 | 0 | 0 | Constrained, otherwise capacity available =22 kW | --> | C21 ex CAHIR | Cahir [T41,T42] | CAHIR |  | 52.3723 | -7.9086
067730Y | MV/LV Substation SE***730Y |  | 10 kV | _ | LV | 400 kVA :Building Structure | 0.4 | --> | 0.4 | 0 | 0 |  | --> | 0.38 | 0 | 0 | 0.314 | 0 |  | --> | C16 ex RAHEEN | Raheen [T41,T42] | LIMERICK |  | 52.6166 | -8.663
156214Z | MV/LV Substation MU***214Z |  | 10 kV | _ | LV | 50 kVA :Pole Substation | 0.05 | --> | 0.05 | 0.026 | 2.47 |  | --> | 0.048 | 0 | 0.027 | 0 | 0 | Constrained, otherwise capacity available =24 kW | --> | C18 ex TELAYDON | Telaydon [T42,T421] | LISDRUM |  | 54.2492 | -6.987
042974 | MV/LV Substation CL***974 |  | 20 kV | _ | LV | 50 kVA :Pole Substation | 0.05 | --> | 0.05 | 0 | 0 | Constrained, otherwise capacity available =45 kVA | --> | 0.048 | 0 | 0.01 | 0 | 0 | Constrained, otherwise capacity available =39 kW | --> | C14 ex KNOCKAPHUNTA | Knockaphunta [T41,T42] | CASTLEBAR |  | 53.8189 | -9.3546
210586X | MV/LV Substation AU***586X |  | 10 kV | _ | LV | 50 kVA :Pole Substation | 0.05 | --> | 0.05 | 0.04 | 1.15 |  | --> | 0.048 | 0 | 0 | 0 | 0 | Constrained, otherwise capacity available =46 kW | --> | C18 ex TULLYNAMALRA | Tullynamalra [T41,T42] | MEATH HILL |  | 54.0624 | -6.8127
0134174 | MV/LV Substation HO***4174 |  | 10 kV | _ | LV | 200 kVA :Kiosk Substation | 0.2 | --> | 0.2 | 0.121 | 0.12 | Constrained, otherwise capacity available =200 kVA | --> | 0.19 | 0 | 0 | 0.19 | 0 |  | --> | C12 ex ATHY | Athy [T101,T102] | ATHY |  | 52.9934 | -6.9994
192864 | MV/LV Substation GW***864 |  | 10 kV | _ | LV | 100 kVA :Pole Substation | 0.1 | --> | 0.1 | 0.094 | 1.56 |  | --> | 0.095 | 0 | 0 | 0 | 0 | Constrained, otherwise capacity available =94 kW | --> | C15 ex DERRYBEG | Derrybeg [T41,T42] | ARDNAGAPPARY |  | 55.0691 | -8.3082
196365X | MV/LV Substation KN***365X |  | 10 kV | _ | LV | 400 kVA :Kiosk Substation | 0.4 | --> | 0.4 | 0 | 0 | Constrained, otherwise capacity available =368 kVA | --> | 0.38 | 0 | 0.004 | 0 | 0 | Constrained, otherwise capacity available =373 kW | --> | C21 ex TRIM | Trim [T41,T42] | NAVAN |  | 53.5468 | -6.7987
426121 | MV/LV Substation LA***121 |  | 20 kV | _ | LV | 50 kVA :Pole Substation | 0.05 | --> | 0.05 | 0 | 0 | Constrained, otherwise capacity available =33 kVA | --> | 0.048 | 0 | 0 | 0 | 0 | Constrained, otherwise capacity available =45 kW | --> | E12 ex DINGLE | Dingle [T421,T422] | OUGHTRAGH |  | 52.1648 | -10.3611
293237Y | MV/LV Substation CO***237Y |  | 20 kV | _ | LV | 200 kVA :Pole Substation | 0.2 | --> | 0.2 | 0.1 | 0.43 |  | --> | 0.19 | 0 | 0 | 0 | 0 | Constrained, otherwise capacity available =176 kW | --> | E18 ex TULLOW | Tullow [T421,T422] | CARLOW |  | 52.8294 | -6.7396
068223X | MV/LV Substation BA***223X |  | 10 kV | _ | LV | 400 kVA :Kiosk Substation | 0.4 | --> | 0.4 | 0 | 0 | Constrained, otherwise capacity available =368 kVA | --> | 0.38 | 0 | 0 | 0.376 | 0 |  | --> | C14 ex CLONTARF | Clontarf [T42] | FINGLAS |  | 53.3671 | -6.1737
042074 | MV/LV Substation ST***074 |  | 10 kV | _ | LV | 400 kVA :Building Structure | 0.4 | --> | 0.4 | 0 | 0 | Constrained, otherwise capacity available =341 kVA | --> | 0.38 | 0 | 0 | 0 | 0 | Constrained, otherwise capacity available =372 kW | --> | C22 ex KNOCKAPHUNTA | Knockaphunta [T41,T42] | CASTLEBAR |  | 53.8501 | -9.3034
015807Z | MV/LV Substation NE***807Z |  | 10 kV | _ | LV | 400 kVA :Kiosk Substation | 0.4 | --> | 0.4 | 0 | 0 | Constrained, otherwise capacity available =255 kVA | --> | 0.38 | 0 | 0.021 | 0 | 0 | Constrained, otherwise capacity available =344 kW | --> | C16 ex JOHNSTOWN | Johnstown [T41,T42] | KILTEEL |  | 53.2414 | -6.5953
0564194 | MV/LV Substation KI***4194 |  | 20 kV | _ | LV | 50 kVA :Pole Substation | 0.05 | --> | 0.05 | 0.048 | 0.89 |  | --> | 0.048 | 0 | 0 | 0 | 0 | Constrained, otherwise capacity available =47 kW | --> | E12 ex BIRR | Birr [T41,T422] | DALLOW |  | 53.1003 | -7.705
064859X | MV/LV Substation MO***859X |  | 20 kV | _ | LV | 50 kVA :Pole Substation | 0.05 | --> | 0.05 | 0 | 0 | Constrained, otherwise capacity available =48 kVA | --> | 0.048 | 0 | 0 | 0 | 0 | Constrained, otherwise capacity available =47 kW | --> | C13 ex MORNINGTON ROAD | Mornington Road [T41,T42] | DRYBRIDGE |  | 53.721 | -6.2838
066637Z | MV/LV Substation MA***637Z |  | 10 kV | _ | LV | 400 kVA :Kiosk Substation | 0.4 | --> | 0.4 | 0 | 0 | Constrained, otherwise capacity available =322 kVA | --> | 0.38 | 0 | 0 | 0.369 | 0 |  | --> | C17 ex MOUNTGORRY | Mountgorry [T41,T42] | GRANGE (DR) |  | 53.4587 | -6.1892
041993 | MV/LV Substation BA***993 |  | 20 kV | _ | LV | 100 kVA :Pole Substation | 0.1 | --> | 0.1 | 0 | 0 | Constrained, otherwise capacity available =66 kVA | --> | 0.095 | 0 | 0 | 0 | 0 | Constrained, otherwise capacity available =90 kW | --> | E18 ex DALTON | Dalton [T421,T422] | DALTON |  | 53.6753 | -8.9656
022514X | MV/LV Substation BA***514X |  | 10 kV | _ | LV | 50 kVA :Pole Substation | 0.05 | --> | 0.05 | 0 | 0 | Constrained, otherwise capacity available =45 kVA | --> | 0.048 | 0 | 0 | 0 | 0 | Constrained, otherwise capacity available =47 kW | --> | C18 ex SCARTEEN | Scarteen [T41,T42] | MALLOW |  | 52.169 | -8.7368
002042X | MV/LV Substation WO***042X |  | 10 kV | _ | LV | 400 kVA :Building Structure | 0.4 | --> | 0.4 | 0.271 | 4.51 |  | --> | 0.38 | 0 | 0.05 | 0.325 | 0 |  | --> | C19 ex BOGHALL ROAD | Boghall Road [T41,T42] | FASSAROE |  | 53.1798 | -6.1287
037113Y | MV/LV Substation DU***113Y |  | 20 kV | _ | LV | 400 kVA :Kiosk Substation | 0.4 | --> | 0.4 | 0.262 | 13.05 |  | --> | 0.38 | 0 | 0.029 | 0.339 | 0 |  | --> | C19 ex ENNIS | Ennis [T101,T102] | ENNIS |  | 52.8182 | -8.8679
180134Y | MV/LV Substation CL***134Y |  | 10 kV | _ | LV | 50 kVA :Pole Substation | 0.05 | --> | 0.05 | 0 | 0 | Constrained, otherwise capacity available =29 kVA | --> | 0.048 | 0 | 0 | 0 | 0 | Constrained, otherwise capacity available =45 kW | --> | C17 ex ATHBOY | Athboy [T42] | NAVAN |  | 53.6782 | -6.9539
001158X | MV/LV Substation HA***158X |  | 10 kV | _ | LV | 630 kVA :Building Structure | 0.63 | --> | 0.63 | 0 | 0 | Constrained, otherwise capacity available =518 kVA | --> | 0.598 | 0 | 0 | 0.5 | 0 |  | --> | C15 ex DUNDRUM | Dundrum [T41,T42] | BLACKROCK |  | 53.2855 | -6.2246
011615X | MV/LV Substation DR***615X |  | 10 kV | _ | LV | 100 kVA :Pole Substation | 0.1 | --> | 0.1 | 0 | 0 | Constrained, otherwise capacity available =84 kVA | --> | 0.095 | 0 | 0.01 | 0 | 0 | Constrained, otherwise capacity available =86 kW | --> | C11 ex ROSEHILL | Rosehill [T41,T42] | KILKENNY |  | 52.6489 | -7.2744
196490 | MV/LV Substation BA***490 |  | 20 kV | _ | LV | 100 kVA :Pole Substation | 0.1 | --> | 0.1 | 0.085 | 1.34 |  | --> | 0.095 | 0 | 0 | 0 | 0 | Constrained, otherwise capacity available =93 kW | --> | E23 ex ATHBOY | Athboy [T423] | NAVAN |  | 53.5141 | -6.8828
069651 | MV/LV Substation CA***651 |  | 10 kV | _ | LV | 630 kVA :Building Structure | 0.63 | --> | 0.63 | 0.5 | 9.28 |  | --> | 0.598 | 0 | 0.017 | 0.5 | 0 |  | --> | C04 ex PEMBROKE | Pembroke [T41,T42,T43,T44] | RINGSEND |  | 53.3327 | -6.236
0564024 | MV/LV Substation CL***4024 |  | 20 kV | _ | LV | 50 kVA :Pole Substation | 0.05 | --> | 0.05 | 0.026 | 0.89 |  | --> | 0.048 | 0 | 0 | 0 | 0 | Constrained, otherwise capacity available =44 kW | --> | E12 ex BIRR | Birr [T41,T422] | DALLOW |  | 53.0279 | -7.7499
207423X | MV/LV Substation BA***423X |  | 10 kV | _ | LV | 50 kVA :Pole Substation | 0.05 | --> | 0.05 | 0.049 | 3.38 |  | --> | 0.048 | 0 | 0 | 0 | 0 | Constrained, otherwise capacity available =47 kW | --> | C19 ex GLENGOOLE | Glengoole [T41] | THURLES |  | 52.5882 | -7.554
030480 | MV/LV Substation B/***480 |  | 20 kV | _ | LV | 50 kVA :Pole Substation | 0.05 | --> | 0.05 | 0 | 0 | Constrained, otherwise capacity available =23 kVA | --> | 0.048 | 0 | 0 | 0 | 0 | Constrained, otherwise capacity available =44 kW | --> | E20 ex FOXHOLE | Foxhole [T421,T422] | DUNGARVAN |  | 51.9458 | -7.9778
067231 | MV/LV Substation CA***231 |  | 10 kV | _ | LV | 200 kVA :Kiosk Substation | 0.2 | --> | 0.2 | 0.119 | 13.8 |  | --> | 0.19 | 0 | 0.017 | 0.166 | 0 |  | --> | C18 ex SINGLAND | Singland [T101,T102] | SINGLAND |  | 52.6651 | -8.5667
052656Z | MV/LV Substation SH***656Z |  | 20 kV | _ | LV | 200 kVA :Pole Substation | 0.2 | --> | 0.2 | 0 | 0 | Constrained, otherwise capacity available =175 kVA | --> | 0.19 | 0 | 0 | 0 | 0 | Constrained, otherwise capacity available =187 kW | --> | E20 ex BALLINDERRY | Ballinderry [T41,T422] | MULLINGAR |  | 53.3888 | -7.3745
1514151 | MV/LV Substation BI***4151 |  | 20 kV | _ | LV | 200 kVA :Pole Substation | 0.2 | --> | 0.2 | 0 | 0 | Constrained, otherwise capacity available =127 kVA | --> | 0.19 | 0 | 0 | 0.18 | 0 |  | --> | E17 ex BRUFF | Bruff [T42,T421] | LIMERICK |  | 52.5523 | -8.5555
027622 | MV/LV Substation HA***622 |  | 20 kV | _ | LV | 50 kVA :Pole Substation | 0.05 | --> | 0.05 | 0.046 | 7.79 |  | --> | 0.048 | 0 | 0 | 0 | 0 | Constrained, otherwise capacity available =47 kW | --> | E12 ex DUNMANWAY | Dunmanway [T422,T43] | DUNMANWAY |  | 51.7195 | -9.0903
018052 | MV/LV Substation GR***052 |  | 10 kV | _ | LV | 400 kVA :Kiosk Substation | 0.4 | --> | 0.4 | 0.302 | 3.75 |  | --> | 0.38 | 0 | 0.01 | 0 | 0 | Constrained, otherwise capacity available =359 kW | --> | C12 ex SMEARLA | Smearla [T41,T42] | TRIEN |  | 52.4469 | -9.4979
052417Z | MV/LV Substation RA***417Z |  | 10 kV | _ | LV | 630 kVA :Kiosk Substation | 0.63 | --> | 0.63 | 0.493 | 10.9 |  | --> | 0.598 | 0 | 0.01 | 0.5 | 0 |  | --> | C21 ex MULLINGAR | Mullingar [T101,T102] | MULLINGAR |  | 53.5268 | -7.3593
253617X | MV/LV Substation HE***617X |  | 10 kV | _ | LV | 200 kVA :Pole Substation | 0.2 | --> | 0.2 | 0 | 0 | Constrained, otherwise capacity available =151 kVA | --> | 0.19 | 0 | 0.01 | 0 | 0 | Constrained, otherwise capacity available =176 kW | --> | C18 ex HEADFORD | Headford [T41,T42] | CLOON |  | 53.4705 | -9.0996
3504034 | MV/LV Substation DR***4034 |  | 10 kV | _ | LV | 200 kVA :Pole Substation | 0.2 | --> | 0.2 | 0.177 | 1.57 |  | --> | 0.19 | 0 | 0 | 0 | 0 | Constrained, otherwise capacity available =187 kW | --> | C16 ex BUNDORAN | Bundoran [T41,T42] | CATHALEENS FALL |  | 54.4799 | -8.2706
029116 | MV/LV Substation KE***116 |  | 10 kV | _ | LV | 400 kVA :Kiosk Substation | 0.4 | --> | 0.4 | 0 | 0 | Constrained, otherwise capacity available =300 kVA | --> | 0.38 | 0 | 0.01 | 0.359 | 0 |  | --> | C22 ex MIDLETON | Midleton [T101,T102] | MIDLETON |  | 51.9141 | -8.1839
152575 | MV/LV Substation AS***575 |  | 10 kV | _ | LV | 50 kVA :Pole Substation | 0.05 | --> | 0.05 | 0 | 0 | Constrained, otherwise capacity available =43 kVA | --> | 0.048 | 0 | 0 | 0 | 0 | Constrained, otherwise capacity available =47 kW | --> | C12 ex CAPPAMORE | Cappamore [T41,T42] | ARDNACRUSHA |  | 52.6763 | -8.4057
052892Z | MV/LV Substation RA***892Z |  | 20 kV | _ | LV | 200 kVA :Kiosk Substation | 0.2 | --> | 0.2 | 0 | 0 | Constrained, otherwise capacity available =117 kVA | --> | 0.19 | 0 | 0.019 | 0 | 0 | Constrained, otherwise capacity available =164 kW | --> | E18 ex BALLINDERRY | Ballinderry [T41,T422] | MULLINGAR |  | 53.5054 | -7.1341
012119 | MV/LV Substation RO***119 |  | 10 kV | _ | LV | 400 kVA :Kiosk Substation | 0.4 | --> | 0.4 | 0 | 0 | Constrained, otherwise capacity available =206 kVA | --> | 0.38 | 0 | 0.009 | 0 | 0 | Constrained, otherwise capacity available =346 kW | --> | C19 ex POLLERTON | Pollerton [T41,T42] | CARLOW |  | 52.8395 | -6.9181
067061 | MV/LV Substation DU***061 |  | 10 kV | _ | LV | 630 kVA :Building Structure | 0.63 | --> | 0.63 | 0.47 | 13.8 |  | --> | 0.598 | 0 | 0.031 | 0.5 | 0 |  | --> | C20 ex SINGLAND | Singland [T101,T102] | SINGLAND |  | 52.6624 | -8.5966
196394X | MV/LV Substation LE***394X |  | 20 kV | _ | LV | 50 kVA :Pole Substation | 0.05 | --> | 0.05 | 0.049 | 1.34 |  | --> | 0.048 | 0 | 0 | 0 | 0 | Constrained, otherwise capacity available =47 kW | --> | E23 ex ATHBOY | Athboy [T423] | NAVAN |  | 53.5364 | -7.0088
120172Y | MV/LV Substation OB***172Y |  | 10 kV | _ | LV | 50 kVA :Pole Substation | 0.05 | --> | 0.05 | 0 | 0 | Constrained, otherwise capacity available =50 kVA | --> | 0.048 | 0 | 0 | 0 | 0 | Constrained, otherwise capacity available =48 kW | --> | C16 ex BLAKE | Blake [T41,T42] | BLAKE |  | 53.2608 | -6.8768
154233Z | MV/LV Substation CA***233Z |  | 10 kV | _ | LV | 630 kVA :Kiosk Substation | 0.63 | --> | 0.63 | 0 | 0 | Constrained, otherwise capacity available =510 kVA | --> | 0.598 | 0 | 0.011 | 0.5 | 0 |  | --> | C14 ex MACETOWN | Macetown [T101,T102] | MACETOWN |  | 53.4045 | -6.3914
111745Z | MV/LV Substation CO***745Z |  | 10 kV | _ | LV | 100 kVA :Pole Substation | 0.1 | --> | 0.1 | 0 | 0 | Constrained, otherwise capacity available =100 kVA | --> | 0.095 | 0 | 0 | 0 | 0 | Constrained, otherwise capacity available =95 kW | --> | C15 ex BANTRY | Bantry [T41,T42] | BALLYLICKY |  | 51.7295 | -9.302
017787X | MV/LV Substation KI***787X |  | 20 kV | _ | LV | 100 kVA :Pole Substation | 0.1 | --> | 0.1 | 0.033 | 1.98 |  | --> | 0.095 | 0 | 0 | 0 | 0 | Constrained, otherwise capacity available =85 kW | --> | E12 ex RATHKEALE | Rathkeale [T421,T422] | RATHKEALE |  | 52.4807 | -8.9416
0654365 | MV/LV Substation GO***4365 |  | 10 kV | _ | LV | 200 kVA :Pole Substation | 0.2 | --> | 0.2 | 0 | 0 | Constrained, otherwise capacity available =200 kVA | --> | 0.19 | 0 | 0 | 0 | 0 | Constrained, otherwise capacity available =190 kW | --> | C15 ex LOUGHSHINNY | Loughshinny [T41,T42] | GLASMORE |  | 53.5242 | -6.093
066068Z | MV/LV Substation WA***068Z |  | 10 kV | _ | LV | 200 kVA :Building Structure | 0.2 | --> | 0.2 | 0 | 0 | Constrained, otherwise capacity available =68 kVA | --> | 0.19 | 0 | 0 | 0 | 0 | Constrained, otherwise capacity available =171 kW | --> | C14 ex SWORDS | Swords [T41,T42] | GLASMORE |  | 53.4639 | -6.2201
161269 | MV/LV Substation PR***269 |  | 20 kV | _ | LV | 630 kVA :Kiosk Substation | 0.63 | --> | 0.63 | 0 | 0 | Constrained, otherwise capacity available =568 kVA | --> | 0.598 | 0 | 0.005 | 0 | 0 | Constrained, otherwise capacity available =586 kW | --> | C12 ex SPIDDAL |  |  |  | 53.2464 | -9.3037
180945X | MV/LV Substation RE***945X |  | 10 kV | _ | LV | 50 kVA :Pole Substation | 0.05 | --> | 0.05 | 0.05 | 0.68 |  | --> | 0.048 | 0 | 0 | 0 | 0 | Constrained, otherwise capacity available =47 kW | --> | C24 ex MULLAGH | Mullagh [T44] | MEATH HILL |  | 53.8665 | -6.9589
119005Y | MV/LV Substation CA***005Y |  | 20 kV | _ | LV | 50 kVA :Pole Substation | 0.05 | --> | 0.05 | 0 | 0 | Constrained, otherwise capacity available =45 kVA | --> | 0.048 | 0 | 0.01 | 0 | 0 | Constrained, otherwise capacity available =39 kW | --> | C15 ex KANTURK | Kanturk [T41,T42] | GLENLARA |  | 52.1193 | -8.791
034691 | MV/LV Substation MO***691 |  | 10 kV | _ | LV | 100 kVA :Pole Substation | 0.1 | --> | 0.1 | 0.03 | 0.95 |  | --> | 0.095 | 0 | 0.005 | 0 | 0 | Constrained, otherwise capacity available =81 kW | --> | C18 ex SPA ROAD | Spa Road [T41,T42] | DOON |  | 52.3609 | -7.6646
281011Z | MV/LV Substation SE***011Z |  | 10 kV | _ | LV | 50 kVA :Pole Substation | 0.05 | --> | 0.05 | 0 | 0 | Constrained, otherwise capacity available =44 kVA | --> | 0.048 | 0 | 0.005 | 0 | 0 | Constrained, otherwise capacity available =43 kW | --> | C21 ex KILMONEY | Kilmoney [T41,T42] | TRABEG |  | 51.7636 | -8.3186
365085X | MV/LV Substation KI***085X |  | 10 kV | _ | LV | 50 kVA :Pole Substation | 0.05 | --> | 0.05 | 0 | 0 | Constrained, otherwise capacity available =50 kVA | --> | 0.048 | 0 | 0 | 0.048 | 0 |  | --> | C19 ex CLONDALKIN | Clondalkin [T41,T42,T44] | INCHICORE 220KV |  | 53.3024 | -6.4167
011361 | MV/LV Substation SK***361 |  | 10 kV | _ | LV | 400 kVA :Building Structure | 0.4 | --> | 0.4 | 0.39 | 5.05 |  | --> | 0.38 | 0 | 0 | 0 | 0 | Constrained, otherwise capacity available =379 kW | --> | C14 ex MCDONAGH | Mcdonagh [T41,T42] | KILKENNY |  | 52.6547 | -7.2331
012753X | MV/LV Substation P.***753X |  | 20 kV | _ | LV | 400 kVA :Building Structure | 0.4 | --> | 0.4 | 0.223 | 2.83 |  | --> | 0.38 | 0 | 0 | 0 | 0 | Constrained, otherwise capacity available =355 kW | --> | E12 ex BAGENALSTOWN | Bagenalstown [T421,T422] | CARLOW |  | 52.7008 | -6.9625
093552Z | MV/LV Substation PR***552Z |  | 10 kV | _ | LV | 400 kVA :Building Structure | 0.4 | --> | 0.4 | 0 | 0 | Constrained, otherwise capacity available =363 kVA | --> | 0.38 | 0 | 0 | 0.375 | 0 |  | --> | C14 ex MERVILLE | Merville [T41,T42] | FINGLAS |  | 53.3799 | -6.288
051942 | MV/LV Substation MO***942 |  | 20 kV | _ | LV | 50 kVA :Pole Substation | 0.05 | --> | 0.05 | 0.046 | 2.22 |  | --> | 0.048 | 0 | 0 | 0.047 | 0 |  | --> | E21 ex CLARA | Clara [T421,T422] | THORNSBERRY |  | 53.3325 | -7.7071
0644224 | MV/LV Substation BE***4224 |  | 10 kV | _ | LV | 400 kVA :Kiosk Substation | 0.4 | --> | 0.4 | 0 | 0 | Constrained, otherwise capacity available =264 kVA | --> | 0.38 | 0 | 0.052 | 0 | 0 | Constrained, otherwise capacity available =322 kW | --> | C21 ex TERMONFECKIN ROAD | Termonfeckin Road [T41,T42] | DRYBRIDGE |  | 53.7291 | -6.326
1174121 | MV/LV Substation CA***4121 |  | 20 kV | _ | LV | 50 kVA :Pole Substation | 0.05 | --> | 0.05 | 0 | 0 | Constrained, otherwise capacity available =50 kVA | --> | 0.048 | 0 | 0 | 0 | 0 | Constrained, otherwise capacity available =48 kW | --> | E20 ex COLLOONEY | Collooney [T421,T422] | SLIGO |  | 54.2385 | -8.6874
066417 | MV/LV Substation DR***417 |  | 20 kV | _ | LV | 150 kVA :Pole Substation | 0.15 | --> | 0.15 | 0 | 0 | Constrained, otherwise capacity available =139 kVA | --> | 0.142 | 0 | 0.014 | 0 | 0 | Constrained, otherwise capacity available =130 kW | --> | E21 ex ASHBOURNE | Ashbourne [T421,T422] | FINGLAS |  | 53.5081 | -6.2995
093046Y | MV/LV Substation RE***046Y |  | 10 kV | _ | LV | 630 kVA :Building Structure | 0.63 | --> | 0.63 | 0.435 | 12.96 |  | --> | 0.598 | 0 | 0.018 | 0.5 | 0 |  | --> | C17 ex ARTANE | Artane [T101,T102] | FINGLAS |  | 53.3805 | -6.1857
365500X | MV/LV Substation WE***500X |  | 10 kV | _ | LV | 1000 kVA :Building Structure | 1 | --> | 1 | 0 | 0 | Constrained, otherwise capacity available =754 kVA | --> | 0.95 | 0 | 0.136 | 0.5 | 0 |  | --> | C22 ex BALLYMOUNT | Ballymount [T41,T42] | INCHICORE 220KV |  | 53.3224 | -6.3694
046527 | MV/LV Substation BA***527 |  | 10 kV | _ | LV | 50 kVA :Pole Substation | 0.05 | --> | 0.05 | 0.046 | 4.13 |  | --> | 0.048 | 0 | 0 | 0.047 | 0 |  | --> | C18 ex AGHAGAD | Aghagad [T41,T42] | SLIGO |  | 54.3646 | -8.5897
081216Z | MV/LV Substation GR***216Z |  | 10 kV | _ | LV | 400 kVA :Kiosk Substation | 0.4 | --> | 0.4 | 0 | 0 | Constrained, otherwise capacity available =373 kVA | --> | 0.38 | 0 | 0 | 0.376 | 0 |  | --> | C17 ex BALGADDY | Balgaddy [T41,T42] | GRANGE CASTLE |  | 53.3303 | -6.439
031353 | MV/LV Substation IN***353 |  | 20 kV | _ | LV | 50 kVA :Pole Substation | 0.05 | --> | 0.05 | 0 | 0 | Constrained, otherwise capacity available =48 kVA | --> | 0.048 | 0 | 0 | 0 | 0 | Constrained, otherwise capacity available =47 kW | --> | E17 ex SPRINGS | Springs [T421,T422] | DUNGARVAN |  | 52.1203 | -7.6698
156984Y | MV/LV Substation KI***984Y |  | 20 kV | _ | LV | 50 kVA :Pole Substation | 0.05 | --> | 0.05 | 0.044 | 2.1 |  | --> | 0.048 | 0 | 0 | 0 | 0 | Constrained, otherwise capacity available =47 kW | --> | E16 ex LISDRUM | Lisdrum [T422] | LISDRUM |  | 54.2681 | -6.8848
293109Z | MV/LV Substation RI***109Z |  | 20 kV | _ | LV | 200 kVA :Pole Substation | 0.2 | --> | 0.2 | 0 | 0 | Constrained, otherwise capacity available =199 kVA | --> | 0.19 | 0 | 0 | 0 | 0 | Constrained, otherwise capacity available =190 kW | --> | E13 ex BALTINGLASS | Baltinglass [T421,T422] | STRATFORD |  | 52.8862 | -6.7439
032818 | MV/LV Substation BA***818 |  | 20 kV | _ | LV | 50 kVA :Pole Substation | 0.05 | --> | 0.05 | 0 | 0 | Constrained, otherwise capacity available =40 kVA | --> | 0.048 | 0 | 0.01 | 0 | 0 | Constrained, otherwise capacity available =39 kW | --> | E14 ex KILCARRAGH | Kilcarragh [T421,T422] | BUTLERSTOWN |  | 52.1872 | -7.0756
1604433 | MV/LV Substation KI***4433 |  | 20 kV | _ | LV | 50 kVA :Pole Substation | 0.05 | --> | 0.05 | 0 | 0 | Constrained, otherwise capacity available =50 kVA | --> | 0.048 | 0 | 0 | 0 | 0 | Constrained, otherwise capacity available =48 kW | --> | C23 ex PORTARLINGTON | Portarlington [T43] | BLAKE |  | 53.1271 | -7.0907
056065 | MV/LV Substation MO***065 |  | 20 kV | _ | LV | 400 kVA :Kiosk Substation | 0.4 | --> | 0.4 | 0.258 | 0.89 |  | --> | 0.38 | 0 | 0.028 | 0 | 0 | Constrained, otherwise capacity available =340 kW | --> | E20 ex BIRR | Birr [T41,T422] | DALLOW |  | 53.0914 | -7.9122
074019 | MV/LV Substation C ***019 |  | 10 kV | _ | LV | 50 kVA :Pole Substation | 0.05 | --> | 0.05 | 0 | 0 | Constrained, otherwise capacity available =31 kVA | --> | 0.048 | 0 | 0 | 0 | 0 | Constrained, otherwise capacity available =45 kW | --> | C14 ex CARRICK ON SHANNON | Carrick On Shannon [T41,T42] | CARRICK ON SHANNON |  | 53.9563 | -8.0919
060395X | MV/LV Substation UN***395X |  | 10 kV | _ | LV | 630 kVA :Kiosk Substation | 0.63 | --> | 0.63 | 0.342 | 2.57 |  | --> | 0.598 | 0 | 0 | 0 | 0 | Constrained, otherwise capacity available =582 kW | --> | C13 ex ERRIGAL | Errigal [T41,T422] | SHANKILL |  | 54.0519 | -7.1463
053523 | MV/LV Substation KN***523 |  | 20 kV | _ | LV | 50 kVA :Pole Substation | 0.05 | --> | 0.05 | 0 | 0 | Constrained, otherwise capacity available =41 kVA | --> | 0.048 | 0 | 0.025 | 0.028 | 0 |  | --> | E20 ex CLONMINCH | Clonminch [T41,T422] | THORNSBERRY |  | 53.2818 | -7.331
009176 | MV/LV Substation C ***176 |  | 20 kV | _ | LV | 200 kVA :Building Structure | 0.2 | --> | 0.2 | 0 | 3.76 |  | --> | 0.19 | 0 | 0 | 0 | 0 | Constrained, otherwise capacity available =111 kW | --> | E15 ex BELVIEW | Belview [T421,T422] | WATERFORD |  | 52.2634 | -7.0381
068426X | MV/LV Substation QU***426X |  | 10 kV | _ | LV | 1000 kVA :Building Structure | 1 | --> | 1 | 0.5 | 2.6 |  | --> | 0.95 | 0 | 0 | 0.5 | 0 |  | --> | C31 ex WOLFE TONE STREET | Wolfe Tone Street [T101,T102] | FINGLAS |  | 53.3491 | -6.2795
293494X | MV/LV Substation RI***494X |  | 20 kV | _ | LV | 200 kVA :Pole Substation | 0.2 | --> | 0.2 | 0 | 0 | Constrained, otherwise capacity available =187 kVA | --> | 0.19 | 0 | 0 | 0 | 0 | Constrained, otherwise capacity available =188 kW | --> | E13 ex BALTINGLASS | Baltinglass [T421,T422] | STRATFORD |  | 52.8895 | -6.7454
021762Z | MV/LV Substation GL***762Z |  | 20 kV | _ | LV | 630 kVA :Kiosk Substation | 0.63 | --> | 0.63 | 0 | 0 | Constrained, otherwise capacity available =539 kVA | --> | 0.598 | 0 | 0.073 | 0 | 0 | Constrained, otherwise capacity available =532 kW | --> | E18 ex CURRALEIGH | Curraleigh [T421,T422] | KILBARRY |  | 51.9223 | -8.5977
350026X | MV/LV Substation SI***026X |  | 10 kV | _ | LV | 400 kVA :Kiosk Substation | 0.4 | --> | 0.4 | 0.359 | 1.57 |  | --> | 0.38 | 0 | 0 | 0 | 0 | Constrained, otherwise capacity available =374 kW | --> | C15 ex BUNDORAN | Bundoran [T41,T42] | CATHALEENS FALL |  | 54.4744 | -8.2986
108590 | MV/LV Substation R ***590 |  | 20 kV | _ | LV | 50 kVA :Pole Substation | 0.05 | --> | 0.05 | 0.039 | 1.57 |  | --> | 0.048 | 0 | 0.003 | 0 | 0 | Constrained, otherwise capacity available =44 kW | --> | C17 ex BALLYSHANNON | Ballyshannon [T41,T42] | CATHALEENS FALL |  | 54.5699 | -8.1134
220560X | MV/LV Substation GO***560X |  | 10 kV | _ | LV | 50 kVA :Pole Substation | 0.05 | --> | 0.05 | 0.045 | 1.36 |  | --> | 0.048 | 0 | 0.005 | 0 | 0 | Constrained, otherwise capacity available =43 kW | --> | C15 ex CROSSMOLINA | Crossmolina [T41,T42] | MOY |  | 54.1102 | -9.3023
0014047 | MV/LV Substation TH***4047 |  | 10 kV | _ | LV | 200 kVA :Kiosk Substation | 0.2 | --> | 0.2 | 0.041 | 0.04 | Constrained, otherwise capacity available =185 kVA | --> | 0.19 | 0 | 0 | 0.188 | 0 |  | --> | C16 ex LITTLE BRAY | Little Bray [T41,T42] | FASSAROE |  | 53.2364 | -6.1237
009280 | MV/LV Substation C.***280 |  | 10 kV | _ | LV | 400 kVA :Building Structure | 0.4 | --> | 0.4 | 0.339 | 8.16 |  | --> | 0.38 | 0 | 0 | 0 | 0 | Constrained, otherwise capacity available =372 kW | --> | C13 ex MOUNT MISERY | Mount Misery [T41,T42] | WATERFORD |  | 52.268 | -7.1245
244716 | MV/LV Substation DR***716 |  | 20 kV | _ | LV | 50 kVA :Pole Substation | 0.05 | --> | 0.05 | 0 | 0 | Constrained, otherwise capacity available =46 kVA | --> | 0.048 | 0 | 0 | 0 | 0 | Constrained, otherwise capacity available =47 kW | --> | E16 ex MILLTOWN (SR) | Milltown (sr) [T421,T422] | OUGHTRAGH |  | 52.1025 | -9.7711
064810X | MV/LV Substation N ***810X |  | 10 kV | _ | LV | 100 kVA :Pole Substation | 0.1 | --> | 0.1 | 0 | 0 | Constrained, otherwise capacity available =93 kVA | --> | 0.095 | 0 | 0.009 | 0 | 0 | Constrained, otherwise capacity available =87 kW | --> | C21 ex TERMONFECKIN ROAD | Termonfeckin Road [T41,T42] | DRYBRIDGE |  | 53.7272 | -6.326
009574Y | MV/LV Substation BR***574Y |  | 10 kV | _ | LV | 200 kVA :Kiosk Substation | 0.2 | --> | 0.2 | 0 | 0 | Constrained, otherwise capacity available =117 kVA | --> | 0.19 | 0 | 0.031 | 0 | 0 | Constrained, otherwise capacity available =155 kW | --> | C12 ex GRANGE (SR) | Grange (sr) [T41,T42] | BUTLERSTOWN |  | 52.2344 | -7.1139
156399Z | MV/LV Substation DE***399Z |  | 10 kV | _ | LV | 50 kVA :Pole Substation | 0.05 | --> | 0.05 | 0 | 0 | Constrained, otherwise capacity available =49 kVA | --> | 0.048 | 0 | 0 | 0 | 0 | Constrained, otherwise capacity available =47 kW | --> | C15 ex DRUMBEAR | Drumbear [T41,T42] | LISDRUM |  | 54.1772 | -6.8636
007176X | MV/LV Substation RO***176X |  | 10 kV | _ | LV | 50 kVA :Pole Substation | 0.05 | --> | 0.05 | 0 | 0 | Constrained, otherwise capacity available =45 kVA | --> | 0.048 | 0 | 0 | 0 | 0 | Constrained, otherwise capacity available =47 kW | --> | C18 ex MULGANNON | Mulgannon [T41,T42] | WEXFORD |  | 52.3169 | -6.456
127687Y | MV/LV Substation HE***687Y |  | 20 kV | _ | LV | 100 kVA :Pole Substation | 0.1 | --> | 0.1 | 0 | 0 | Constrained, otherwise capacity available =55 kVA | --> | 0.095 | 0 | 0.01 | 0 | 0 | Constrained, otherwise capacity available =81 kW | --> | C16 ex HOLYCROSS ROAD | Holycross Road [T41,T42] | THURLES |  | 52.6355 | -7.8658
015276Z | MV/LV Substation RU***276Z |  | 20 kV | _ | LV | 100 kVA :Pole Substation | 0.1 | --> | 0.1 | 0 | 0 | Constrained, otherwise capacity available =98 kVA | --> | 0.095 | 0 | 0 | 0 | 0 | Constrained, otherwise capacity available =95 kW | --> | E13 ex BLESSINGTON | Blessington [T421,T422] | KILTEEL |  | 53.1343 | -6.5714
109201 | MV/LV Substation BA***201 |  | 10 kV | _ | LV | 100 kVA :Pole Substation | 0.1 | --> | 0.1 | 0.083 | 0.38 |  | --> | 0.095 | 0 | 0.006 | 0.088 | 0 |  | --> | C14 ex RINEANNA | Rineanna [T41,T42] | DRUMLINE |  | 52.7401 | -8.9093
005738X | MV/LV Substation TH***738X |  | 10 kV | _ | LV | 200 kVA :Kiosk Substation | 0.2 | --> | 0.2 | 0.135 | 3.03 |  | --> | 0.19 | 0 | 0.045 | 0 | 0 | Constrained, otherwise capacity available =148 kW | --> | C18 ex RAMSTOWN | Ramstown [T41,T42] | CRANE |  | 52.6679 | -6.3014
237732 | MV/LV Substation ST***732 |  | 10 kV | _ | LV | 200 kVA :Pole Substation | 0.2 | --> | 0.2 | 0 | 0 | Constrained, otherwise capacity available =163 kVA | --> | 0.19 | 0 | 0.03 | 0 | 0 | Constrained, otherwise capacity available =163 kW | --> | C12 ex DUNLEER | Dunleer [T41,T42] | DRYBRIDGE |  | 53.7992 | -6.3938
026765X | MV/LV Substation HA***765X |  | 10 kV | _ | LV | 100 kVA :Pole Substation | 0.1 | --> | 0.1 | 0 | 0 | Constrained, otherwise capacity available =68 kVA | --> | 0.095 | 0 | 0.015 | 0 | 0 | Constrained, otherwise capacity available =79 kW | --> | C15 ex KINSALE | Kinsale [T41,T42] | BANDON |  | 51.701 | -8.496
009768X | MV/LV Substation EA***768X |  | 10 kV | _ | LV | 400 kVA :Kiosk Substation | 0.4 | --> | 0.4 | 0 | 0 | Constrained, otherwise capacity available =280 kVA | --> | 0.38 | 0 | 0.03 | 0 | 0 | Constrained, otherwise capacity available =341 kW | --> | C17 ex GRANGE (SR) | Grange (sr) [T41,T42] | BUTLERSTOWN |  | 52.2433 | -7.0753
014884X | MV/LV Substation KI***884X |  | 10 kV | _ | LV | 50 kVA :Pole Substation | 0.05 | --> | 0.05 | 0 | 0 | Constrained, otherwise capacity available =36 kVA | --> | 0.048 | 0 | 0 | 0 | 0 | Constrained, otherwise capacity available =46 kW | --> | C18 ex BLAKE | Blake [T41,T42] | BLAKE |  | 53.2456 | -6.8394
099478X | MV/LV Substation KI***478X |  | 10 kV | _ | LV | 630 kVA :Kiosk Substation | 0.63 | --> | 0.63 | 0.5 | 5.45 |  | --> | 0.598 | 0 | 0.05 | 0 | 0 | Constrained, otherwise capacity available =556 kW | --> | C14 ex GORTLEE | Gortlee [T41,T42] | LETTERKENNY |  | 54.9698 | -7.7621
042987 | MV/LV Substation DR***987 |  | 20 kV | _ | LV | 100 kVA :Pole Substation | 0.1 | --> | 0.1 | 0 | 0 | Constrained, otherwise capacity available =44 kVA | --> | 0.095 | 0 | 0.011 | 0 | 0 | Constrained, otherwise capacity available =79 kW | --> | E17 ex WINDSOR | Windsor [T421,T422] | CASTLEBAR |  | 53.8472 | -9.212
081129 | MV/LV Substation PE***129 |  | 10 kV | _ | LV | 400 kVA :Kiosk Substation | 0.4 | --> | 0.4 | 0 | 0 | Constrained, otherwise capacity available =320 kVA | --> | 0.38 | 0 | 0.021 | 0.353 | 0 |  | --> | C12 ex LUCAN EAST | Lucan East [T41,T42] | GRANGE CASTLE |  | 53.3565 | -6.4464
066420Z | MV/LV Substation MU***420Z |  | 20 kV | _ | LV | 50 kVA :Pole Substation | 0.05 | --> | 0.05 | 0 | 0 | Constrained, otherwise capacity available =48 kVA | --> | 0.048 | 0 | 0 | 0 | 0 | Constrained, otherwise capacity available =47 kW | --> | E21 ex ASHBOURNE | Ashbourne [T421,T422] | FINGLAS |  | 53.5227 | -6.3172
192420 | MV/LV Substation TE***420 |  | 10 kV | _ | LV | 200 kVA :Pole Substation | 0.2 | --> | 0.2 | 0.158 | 1.56 |  | --> | 0.19 | 0 | 0 | 0 | 0 | Constrained, otherwise capacity available =184 kW | --> | C15 ex DERRYBEG | Derrybeg [T41,T42] | ARDNAGAPPARY |  | 55.0883 | -8.2885
461096X | MV/LV Substation KN***096X |  | 10 kV | _ | LV | 630 kVA :Building Structure | 0.63 | --> | 0.63 | 0.449 | 2.33 |  | --> | 0.598 | 0 | 0 | 0 | 0 | Constrained, otherwise capacity available =573 kW | --> | E17 ex MOY | Moy [T421,T422] | MOY |  | 54.1068 | -9.1648
153453 | MV/LV Substation GR***453 |  | 20 kV | _ | LV | 50 kVA :Pole Substation | 0.05 | --> | 0.05 | 0 | 0 | Constrained, otherwise capacity available =41 kVA | --> | 0.048 | 0 | 0.011 | 0 | 0 | Constrained, otherwise capacity available =38 kW | --> | E14 ex BIRDHILL | Birdhill [T421,T422] | ARDNACRUSHA |  | 52.781 | -8.4016
015398Z | MV/LV Substation MI***398Z |  | 10 kV | _ | LV | 630 kVA :Building Structure | 0.63 | --> | 0.63 | 0.5 | 12.6 |  | --> | 0.598 | 0 | 0 | 0.5 | 0 |  | --> | C14 ex MONREAD | Monread [T101,T102] | MONREAD |  | 53.2371 | -6.6698
164409X | MV/LV Substation TO***409X |  | 10 kV | _ | LV | 400 kVA :Kiosk Substation | 0.4 | --> | 0.4 | 0 | 0 | Constrained, otherwise capacity available =387 kVA | --> | 0.38 | 0 | 0.013 | 0 | 0 | Constrained, otherwise capacity available =369 kW | --> | C15 ex SKIBBEREEN | Skibbereen [T41,T42] | DUNMANWAY |  | 51.546 | -9.2668
009616X | MV/LV Substation ED***616X |  | 10 kV | _ | LV | 400 kVA :Building Structure | 0.4 | --> | 0.4 | 0 | 0 | Constrained, otherwise capacity available =351 kVA | --> | 0.38 | 0 | 0 | 0 | 0 | Constrained, otherwise capacity available =373 kW | --> | C11 ex GRANAGH | Granagh [T41,T42] | WATERFORD |  | 52.2799 | -7.1687
258412 | MV/LV Substation TH***412 |  | 20 kV | _ | LV | 50 kVA :Pole Substation | 0.05 | --> | 0.05 | 0.037 | 1.86 |  | --> | 0.048 | 0 | 0 | 0 | 0 | Constrained, otherwise capacity available =46 kW | --> | E17 ex CREESLOUGH | Creeslough [T421] | ARDNAGAPPARY |  | 55.1798 | -7.972
461121 | MV/LV Substation TU***121 |  | 20 kV | _ | LV | 50 kVA :Pole Substation | 0.05 | --> | 0.05 | 0.048 | 2.33 |  | --> | 0.048 | 0 | 0.01 | 0 | 0 | Constrained, otherwise capacity available =40 kW | --> | E13 ex MOY | Moy [T421,T422] | MOY |  | 54.0912 | -9.1911
0674459 | MV/LV Substation ST***4459 |  | 10 kV | _ | LV | 400 kVA :Kiosk Substation | 0.4 | --> | 0.4 | 0 | 0 | Constrained, otherwise capacity available =400 kVA | --> | 0.38 | 0 | 0 | 0.38 | 0 |  | --> | C13 ex GARRYOWEN | Garryowen [T41,T42] | LIMERICK |  | 52.6572 | -8.598
154050Z | MV/LV Substation RI***050Z |  | 10 kV | _ | LV | 200 kVA :Kiosk Substation | 0.2 | --> | 0.2 | 0 | 0 | Constrained, otherwise capacity available =122 kVA | --> | 0.19 | 0 | 0.016 | 0 | 0 | Constrained, otherwise capacity available =167 kW | --> | C11 ex COOLMINE | Coolmine [T41,T42] | FINGLAS |  | 53.3751 | -6.3969
011980Y | MV/LV Substation NO***980Y |  | 10 kV | _ | LV | 200 kVA :Kiosk Substation | 0.2 | --> | 0.2 | 0 | 0 | Constrained, otherwise capacity available =163 kVA | --> | 0.19 | 0 | 0.011 | 0 | 0 | Constrained, otherwise capacity available =177 kW | --> | C16 ex TALBOTS INCH | Talbots Inch [T41,T42] | KILKENNY |  | 52.6642 | -7.2538
150166X | MV/LV Substation DO***166X |  | 20 kV | _ | LV | 100 kVA :Pole Substation | 0.1 | --> | 0.1 | 0.093 | 3.96 |  | --> | 0.095 | 0 | 0 | 0 | 0 | Constrained, otherwise capacity available =94 kW | --> | E19 ex STRANORLAR | Stranorlar [T421,T422] | LETTERKENNY |  | 54.7943 | -7.7996
064193Z | MV/LV Substation CL***193Z |  | 20 kV | _ | LV | 50 kVA :Pole Substation | 0.05 | --> | 0.05 | 0 | 0 | Constrained, otherwise capacity available =39 kVA | --> | 0.048 | 0 | 0 | 0 | 0 | Constrained, otherwise capacity available =46 kW | --> | E15 ex JULIANSTOWN | Julianstown [T421,T422] | DRYBRIDGE |  | 53.6192 | -6.2733
196162 | MV/LV Substation BA***162 |  | 10 kV | _ | LV | 50 kVA :Pole Substation | 0.05 | --> | 0.05 | 0 | 0 | Constrained, otherwise capacity available =50 kVA | --> | 0.048 | 0 | 0 | 0 | 0 | Constrained, otherwise capacity available =48 kW | --> | C18 ex ATHBOY | Athboy [T42] | NAVAN |  | 53.6064 | -6.9092
461937 | MV/LV Substation BE***937 |  | 20 kV | _ | LV | 200 kVA :Building Structure | 0.2 | --> | 0.2 | 0.176 | 2.33 |  | --> | 0.19 | 0 | 0 | 0 | 0 | Constrained, otherwise capacity available =187 kW | --> | E13 ex MOY | Moy [T421,T422] | MOY |  | 54.0584 | -9.1712
1324190 | MV/LV Substation CA***4190 |  | 20 kV | _ | LV | 50 kVA :Pole Substation | 0.05 | --> | 0.05 | 0 | 0 | Constrained, otherwise capacity available =40 kVA | --> | 0.048 | 0 | 0.02 | 0 | 0 | Constrained, otherwise capacity available =31 kW | --> | E30 ex LOUGHREA | Loughrea [T41,T42] | SOMERSET |  | 53.229 | -8.6132
015206Z | MV/LV Substation CE***206Z |  | 10 kV | _ | LV | 200 kVA :Kiosk Substation | 0.2 | --> | 0.2 | 0 | 0 | Constrained, otherwise capacity available =120 kVA | --> | 0.19 | 0 | 0.018 | 0 | 0 | Constrained, otherwise capacity available =165 kW | --> | C17 ex SALLINS | Sallins [T41,T42] | GRIFFINRATH |  | 53.2913 | -6.6834
065008Z | MV/LV Substation PO***008Z |  | 10 kV | _ | LV | 200 kVA :Kiosk Substation | 0.2 | --> | 0.2 | 0 | 0 |  | --> | 0.19 | 0 | 0.022 | 0 | 0 | Constrained, otherwise capacity available =142 kW | --> | C15 ex LOUGHSHINNY | Loughshinny [T41,T42] | GLASMORE |  | 53.5202 | -6.0915
014966Z | MV/LV Substation LJ***966Z |  | 10 kV | _ | LV | 50 kVA :Pole Substation | 0.05 | --> | 0.05 | 0 | 0 | Constrained, otherwise capacity available =27 kVA | --> | 0.048 | 0 | 0.012 | 0 | 0 | Constrained, otherwise capacity available =35 kW | --> | C18 ex BLAKE | Blake [T41,T42] | BLAKE |  | 53.2385 | -6.8575
039123 | MV/LV Substation KI***123 |  | 10 kV | _ | LV | 400 kVA :Kiosk Substation | 0.4 | --> | 0.4 | 0.285 | 11.03 |  | --> | 0.38 | 0 | 0.095 | 0.294 | 0 |  | --> | C33 ex SALTHILL | Salthill [T101,T102] | SALTHILL |  | 53.2682 | -9.0944
062868Y | MV/LV Substation AU***868Y |  | 10 kV | _ | LV | 630 kVA :Kiosk Substation | 0.63 | --> | 0.63 | 0.5 | 3.12 |  | --> | 0.598 | 0 | 0 | 0 | 0 | Constrained, otherwise capacity available =588 kW | --> | C18 ex MARSHES | Marshes [T41,T42] | DUNDALK |  | 53.9893 | -6.3749
127076 | MV/LV Substation HO***076 |  | 20 kV | _ | LV | 200 kVA :Kiosk Substation | 0.2 | --> | 0.2 | 0 | 0 | Constrained, otherwise capacity available =177 kVA | --> | 0.19 | 0 | 0 | 0 | 0 | Constrained, otherwise capacity available =187 kW | --> | C16 ex HOLYCROSS ROAD | Holycross Road [T41,T42] | THURLES |  | 52.6395 | -7.8677
059222Y | MV/LV Substation KI***222Y |  | 20 kV | _ | LV | 50 kVA :Pole Substation | 0.05 | --> | 0.05 | 0 | 0 | Constrained, otherwise capacity available =50 kVA | --> | 0.048 | 0 | 0 | 0 | 0 | Constrained, otherwise capacity available =48 kW | --> | E11 ex CAVAN | Cavan [T42,T421] | SHANKILL |  | 54.0953 | -7.3315
249812 | MV/LV Substation KN***812 |  | 10 kV | _ | LV | 50 kVA :Pole Substation | 0.05 | --> | 0.05 | 0 | 0 | Constrained, otherwise capacity available =23 kVA | --> | 0.048 | 0 | 0 | 0 | 0 | Constrained, otherwise capacity available =44 kW | --> | C15 ex KILCLOHER | Kilcloher [T41,T42] | DUNGARVAN |  | 52.1021 | -7.7861
0544455 | MV/LV Substation RA***4455 |  | 20 kV | _ | LV | 50 kVA :Pole Substation | 0.05 | --> | 0.05 | 0 | 0 | Constrained, otherwise capacity available =50 kVA | --> | 0.048 | 0 | 0 | 0 | 0 | Constrained, otherwise capacity available =48 kW | --> | E13 ex ABBEYLEIX | Abbeyleix [T422] | PORTLAOISE |  | 52.8998 | -7.3157
0684278 | MV/LV Substation LE***4278 |  | 10 kV | _ | LV | 630 kVA :Building Structure | 0.63 | --> | 0.63 | 0 | 0 | Constrained, otherwise capacity available =525 kVA | --> | 0.598 | 0 | 0 | 0.5 | 0 |  | --> | C14 ex CAMDEN ROW | Camden Row [T41] | FRANCIS STREET |  | 53.3314 | -6.265
069800 | MV/LV Substation PU***800 |  | 10 kV | _ | LV | 1000 kVA :Building Structure | 1 | --> | 1 | 0 | 0 | Constrained, otherwise capacity available =917 kVA | --> | 0.95 | 0 | 0 | 0.5 | 0 |  | --> | C13 ex BALLYBODEN | Ballyboden [T41,T42] | COOKSTOWN |  | 53.2919 | -6.2784
281027Y | MV/LV Substation WE***027Y |  | 10 kV | _ | LV | 400 kVA :Kiosk Substation | 0.4 | --> | 0.4 | 0.296 | 5.49 |  | --> | 0.38 | 0 | 0.004 | 0.362 | 0 |  | --> | C12 ex TRABEG | Trabeg [T101,T102] | TRABEG |  | 51.8863 | -8.4625
176333Y | MV/LV Substation BA***333Y |  | 20 kV | _ | LV | 200 kVA :Kiosk Substation | 0.2 | --> | 0.2 | 0 | 0 | Constrained, otherwise capacity available =172 kVA | --> | 0.19 | 0 | 0.009 | 0 | 0 | Constrained, otherwise capacity available =180 kW | --> | E12 ex MACROOM | Macroom [T422] | MACROOM |  | 51.9769 | -8.9247
052968X | MV/LV Substation AR***968X |  | 10 kV | _ | LV | 100 kVA :Pole Substation | 0.1 | --> | 0.1 | 0 | 0 | Constrained, otherwise capacity available =82 kVA | --> | 0.095 | 0 | 0.019 | 0 | 0 | Constrained, otherwise capacity available =78 kW | --> | C23 ex BALLINDERRY | Ballinderry [T41,T422] | MULLINGAR |  | 53.5186 | -7.3232
152613 | MV/LV Substation PA***613 |  | 20 kV | _ | LV | 100 kVA :Pole Substation | 0.1 | --> | 0.1 | 0 | 0 | Constrained, otherwise capacity available =87 kVA | --> | 0.095 | 0 | 0.011 | 0 | 0 | Constrained, otherwise capacity available =85 kW | --> | E33 ex CAPPAMORE | Cappamore [T41,T42] | ARDNACRUSHA |  | 52.5524 | -8.3489
007579Y | MV/LV Substation LA***579Y |  | 20 kV | _ | LV | 200 kVA :Kiosk Substation | 0.2 | --> | 0.2 | 0.162 | 1.4 |  | --> | 0.19 | 0 | 0.01 | 0 | 0 | Constrained, otherwise capacity available =177 kW | --> | E13 ex KILLINICK | Killinick [T421,T422] | WEXFORD |  | 52.2106 | -6.3809
067514X | MV/LV Substation CA***514X |  | 20 kV | _ | LV | 200 kVA :Kiosk Substation | 0.2 | --> | 0.2 | 0.023 | 13.8 |  | --> | 0.19 | 0 | 0.092 | 0.096 | 0 |  | --> | C14 ex SINGLAND | Singland [T101,T102] | SINGLAND |  | 52.5933 | -8.4726
137150X | MV/LV Substation FL***150X |  | 10 kV | _ | LV | 50 kVA :Pole Substation | 0.05 | --> | 0.05 | 0.046 | 2 |  | --> | 0.048 | 0 | 0.01 | 0 | 0 | Constrained, otherwise capacity available =40 kW | --> | C12 ex CAUSEWAY | Causeway [T41,T42] | TRALEE |  | 52.4397 | -9.7641
068487 | MV/LV Substation SP***487 |  | 10 kV | _ | LV | 630 kVA :Building Structure | 0.63 | --> | 0.63 | 0.491 | 1.47 |  | --> | 0.598 | 0 | 0 | 0.5 | 0 |  | --> | C20 ex MARROWBONE LANE | Marrowbone Lane [T42] | INCHICORE 220KV |  | 53.339 | -6.3197
021330 | MV/LV Substation LO***330 |  | 10 kV | _ | LV | 400 kVA :Kiosk Substation | 0.4 | --> | 0.4 | 0 | 0 | Constrained, otherwise capacity available =370 kVA | --> | 0.38 | 0 | 0.005 | 0.372 | 0 |  | --> | C11 ex MAYFIELD | Mayfield [T41,T42] | KILBARRY |  | 51.9116 | -8.4216
052548Z | MV/LV Substation MA***548Z |  | 10 kV | _ | LV | 630 kVA :Building Structure | 0.63 | --> | 0.63 | 0 | 0 | Constrained, otherwise capacity available =469 kVA | --> | 0.598 | 0 | 0 | 0 | 0 | Constrained, otherwise capacity available =576 kW | --> | C23 ex BALLINDERRY | Ballinderry [T41,T422] | MULLINGAR |  | 53.5229 | -7.3016
014148 | MV/LV Substation FR***148 |  | 10 kV | _ | LV | 630 kVA :Kiosk Substation | 0.63 | --> | 0.63 | 0 | 0 | Constrained, otherwise capacity available =440 kVA | --> | 0.598 | 0 | 0 | 0 | 0 | Constrained, otherwise capacity available =572 kW | --> | C17 ex ATHGARVAN | Athgarvan [T41,T44] | NEWBRIDGE |  | 53.183 | -6.795
158266 | MV/LV Substation LO***266 |  | 20 kV | _ | LV | 50 kVA :Pole Substation | 0.05 | --> | 0.05 | 0 | 0 | Constrained, otherwise capacity available =46 kVA | --> | 0.048 | 0 | 0 | 0 | 0 | Constrained, otherwise capacity available =47 kW | --> | C22 ex ENNISTYMON | Ennistymon [T41,T42] | ENNIS |  | 52.9849 | -9.4104
081655Y | MV/LV Substation RA***655Y |  | 10 kV | _ | LV | 200 kVA :Kiosk Substation | 0.2 | --> | 0.2 | 0 | 0 | Constrained, otherwise capacity available =144 kVA | --> | 0.19 | 0 | 0.06 | 0 | 0 | Constrained, otherwise capacity available =138 kW | --> | C16 ex MONEYCOOLEY | Moneycooley [T41,T42,T44] | GRIFFINRATH |  | 53.3762 | -6.5852
064747X | MV/LV Substation CA***747X |  | 20 kV | _ | LV | 200 kVA :Pole Substation | 0.2 | --> | 0.2 | 0 | 0 | Constrained, otherwise capacity available =130 kVA | --> | 0.19 | 0 | 0 | 0 | 0 | Constrained, otherwise capacity available =180 kW | --> | C21 ex TERMONFECKIN ROAD | Termonfeckin Road [T41,T42] | DRYBRIDGE |  | 53.7524 | -6.3169
252897X | MV/LV Substation BA***897X |  | 10 kV | _ | LV | 50 kVA :Pole Substation | 0.05 | --> | 0.05 | 0.05 | 2.76 |  | --> | 0.048 | 0 | 0 | 0.048 | 0 |  | --> | C19 ex RECESS | Recess [T41] | SCREEB |  | 53.4573 | -9.8223
062938Y | MV/LV Substation PO***938Y |  | 10 kV | _ | LV | 200 kVA :Building Structure | 0.2 | --> | 0.2 | 0.184 | 0.72 |  | --> | 0.19 | 0 | 0 | 0 | 0 | Constrained, otherwise capacity available =188 kW | --> | C11 ex COES ROAD | Coes Road [T41,T42] | DUNDALK |  | 54.0035 | -6.3762
265926 | MV/LV Substation MI***926 |  | 20 kV | _ | LV | 50 kVA :Pole Substation | 0.05 | --> | 0.05 | 0.05 | 2.56 |  | --> | 0.048 | 0 | 0 | 0.048 | 0 |  | --> | C17 ex KILLESHANDRA | Killeshandra [T41,T42] | GORTAWEE |  | 54.054 | -7.4799
207444X | MV/LV Substation MA***444X |  | 10 kV | _ | LV | 50 kVA :Pole Substation | 0.05 | --> | 0.05 | 0.05 | 2.9 |  | --> | 0.048 | 0 | 0 | 0 | 0 | Constrained, otherwise capacity available =48 kW | --> | C18 ex GLENGOOLE | Glengoole [T42] | THURLES |  | 52.5778 | -7.6642
293201Y | MV/LV Substation GA***201Y |  | 20 kV | _ | LV | 50 kVA :Pole Substation | 0.05 | --> | 0.05 | 0.047 | 2.83 |  | --> | 0.048 | 0 | 0 | 0 | 0 | Constrained, otherwise capacity available =47 kW | --> | E13 ex BAGENALSTOWN | Bagenalstown [T421,T422] | CARLOW |  | 52.6735 | -6.8367
249415Z | MV/LV Substation BA***415Z |  | 10 kV | _ | LV | 50 kVA :Pole Substation | 0.05 | --> | 0.05 | 0 | 0 | Constrained, otherwise capacity available =50 kVA | --> | 0.048 | 0 | 0 | 0 | 0 | Constrained, otherwise capacity available =48 kW | --> | C15 ex KILCLOHER | Kilcloher [T41,T42] | DUNGARVAN |  | 52.1022 | -7.7779
093394Z | MV/LV Substation ST***394Z |  | 10 kV | _ | LV | 400 kVA :Building Structure | 0.4 | --> | 0.4 | 0 | 0 | Constrained, otherwise capacity available =348 kVA | --> | 0.38 | 0 | 0 | 0.373 | 0 |  | --> | C20 ex MERVILLE | Merville [T41,T42] | FINGLAS |  | 53.3872 | -6.3004
066258X | MV/LV Substation OA***258X |  | 10 kV | _ | LV | 400 kVA :Kiosk Substation | 0.4 | --> | 0.4 | 0 | 0 | Constrained, otherwise capacity available =317 kVA | --> | 0.38 | 0 | 0.023 | 0.352 | 0 |  | --> | C15 ex MOUNTGORRY | Mountgorry [T41,T42] | GRANGE (DR) |  | 53.4572 | -6.2186
127761X | MV/LV Substation H/***761X |  | 20 kV | _ | LV | 50 kVA :Pole Substation | 0.05 | --> | 0.05 | 0 | 0 | Constrained, otherwise capacity available =37 kVA | --> | 0.048 | 0 | 0 | 0 | 0 | Constrained, otherwise capacity available =46 kW | --> | C16 ex HOLYCROSS ROAD | Holycross Road [T41,T42] | THURLES |  | 52.6369 | -7.8719
164985X | MV/LV Substation AR***985X |  | 10 kV | _ | LV | 50 kVA :Pole Substation | 0.05 | --> | 0.05 | 0 | 0 | Constrained, otherwise capacity available =50 kVA | --> | 0.048 | 0 | 0 | 0 | 0 | Constrained, otherwise capacity available =48 kW | --> | C22 ex SKIBBEREEN | Skibbereen [T41,T42] | DUNMANWAY |  | 51.5369 | -9.3393
074064 | MV/LV Substation MC***064 |  | 20 kV | _ | LV | 200 kVA :Pole Substation | 0.2 | --> | 0.2 | 0.17 | 8.5 |  | --> | 0.19 | 0 | 0 | 0 | 0 | Constrained, otherwise capacity available =186 kW | --> | E14 ex ARIGNA | Arigna [T121] | ARIGNA |  | 54.042 | -8.0622
365437X | MV/LV Substation DE***437X |  | 10 kV | _ | LV | 200 kVA :Building Structure | 0.2 | --> | 0.2 | 0 | 0 | Constrained, otherwise capacity available =178 kVA | --> | 0.19 | 0 | 0 | 0.187 | 0 |  | --> | C17 ex BALGADDY | Balgaddy [T41,T42] | GRANGE CASTLE |  | 53.3237 | -6.42
015343Z | MV/LV Substation TU***343Z |  | 10 kV | _ | LV | 50 kVA :Pole Substation | 0.05 | --> | 0.05 | 0 | 0 | Constrained, otherwise capacity available =41 kVA | --> | 0.048 | 0 | 0 | 0 | 0 | Constrained, otherwise capacity available =46 kW | --> | C18 ex SALLINS | Sallins [T41,T42] | GRIFFINRATH |  | 53.286 | -6.624
049993Y | MV/LV Substation CU***993Y |  | 10 kV | _ | LV | 200 kVA :Kiosk Substation | 0.2 | --> | 0.2 | 0.133 | 0.21 |  | --> | 0.19 | 0 | 0 | 0 | 0 | Constrained, otherwise capacity available =181 kW | --> | E14 ex LONGFORD | Longford [T421,T422] | RICHMOND |  | 53.7243 | -7.8044
069643 | MV/LV Substation CH***643 |  | 10 kV | _ | LV | 630 kVA :Kiosk Substation | 0.63 | --> | 0.63 | 0.414 | 0.98 |  | --> | 0.598 | 0 | 0 | 0.5 | 0 |  | --> | C15 ex LEESON STREET | Leeson Street [T41,T42] | MILLTOWN (DR) |  | 53.326 | -6.2546
209132 | MV/LV Substation EN***132 |  | 10 kV | _ | LV | 50 kVA :Pole Substation | 0.05 | --> | 0.05 | 0 | 0 | Constrained, otherwise capacity available =44 kVA | --> | 0.048 | 0 | 0.004 | 0 | 0 | Constrained, otherwise capacity available =44 kW | --> | C19 ex MILFORD (NR) | Milford (nr) [T41,T42] | LETTERKENNY |  | 55.0545 | -7.6528
180021Y | MV/LV Substation CL***021Y |  | 10 kV | _ | LV | 100 kVA :Pole Substation | 0.1 | --> | 0.1 | 0 | 0 | Constrained, otherwise capacity available =56 kVA | --> | 0.095 | 0 | 0 | 0 | 0 | Constrained, otherwise capacity available =89 kW | --> | C17 ex ATHBOY | Athboy [T42] | NAVAN |  | 53.7167 | -7.0622
027056 | MV/LV Substation KI***056 |  | 10 kV | _ | LV | 400 kVA :Kiosk Substation | 0.4 | --> | 0.4 | 0.353 | 7.79 |  | --> | 0.38 | 0 | 0.005 | 0 | 0 | Constrained, otherwise capacity available =370 kW | --> | C11 ex DUNMANWAY | Dunmanway [T422,T43] | DUNMANWAY |  | 51.7171 | -9.1198
066747Z | MV/LV Substation MO***747Z |  | 10 kV | _ | LV | 200 kVA :Kiosk Substation | 0.2 | --> | 0.2 | 0 | 0 | Constrained, otherwise capacity available =146 kVA | --> | 0.19 | 0 | 0.019 | 0.168 | 0 |  | --> | C20 ex HOWTH JUNCTION | Howth Junction [T41,T42] | GRANGE (DR) |  | 53.3877 | -6.146
068623 | MV/LV Substation RA***623 |  | 10 kV | _ | LV | 400 kVA :Kiosk Substation | 0.4 | --> | 0.4 | 0.167 | 3 |  | --> | 0.38 | 0 | 0.034 | 0.322 | 0 |  | --> | C33 ex INCHICORE CENTRAL | Inchicore Central [T43,T45] | INCHICORE 220KV |  | 53.338 | -6.3293
0774092 | MV/LV Substation AD***4092 |  | 20 kV | _ | LV | 200 kVA :Pole Substation | 0.2 | --> | 0.2 | 0 | 0 | Constrained, otherwise capacity available =180 kVA | --> | 0.19 | 0 | 0 | 0 | 0 | Constrained, otherwise capacity available =187 kW | --> | E16 ex PATRICKSWELL | Patrickswell [T421,T422] | LIMERICK |  | 52.5543 | -8.7947
081179X | MV/LV Substation CH***179X |  | 10 kV | _ | LV | 1000 kVA :Building Structure | 1 | --> | 1 | 0 | 0 | Constrained, otherwise capacity available =914 kVA | --> | 0.95 | 0 | 0 | 0 | 0 | Constrained, otherwise capacity available =938 kW | --> | C13 ex PALMERSTOWN | Palmerstown [T41,T42] | FINGLAS |  | 53.3463 | -6.3715
182983 | MV/LV Substation DO***983 |  | 10 kV | _ | LV | 50 kVA :Pole Substation | 0.05 | --> | 0.05 | 0 | 0 | Constrained, otherwise capacity available =47 kVA | --> | 0.048 | 0 | 0 | 0 | 0 | Constrained, otherwise capacity available =47 kW | --> | C15 ex TULLA | Tulla [T41,T42] | ENNIS |  | 52.9806 | -8.6972
066316Z | MV/LV Substation CH***316Z |  | 20 kV | _ | LV | 50 kVA :Pole Substation | 0.05 | --> | 0.05 | 0 | 0 | Constrained, otherwise capacity available =49 kVA | --> | 0.048 | 0 | 0 | 0.047 | 0 |  | --> | C24 ex MACETOWN | Macetown [T101,T102] | MACETOWN |  | 53.4561 | -6.3992
210453Y | MV/LV Substation CA***453Y |  | 10 kV | _ | LV | 50 kVA :Pole Substation | 0.05 | --> | 0.05 | 0 | 0 | Constrained, otherwise capacity available =47 kVA | --> | 0.048 | 0 | 0.03 | 0 | 0 | Constrained, otherwise capacity available =25 kW | --> | C20 ex CARRICKMACROSS | Carrickmacross [T41,T42] | MEATH HILL |  | 53.9871 | -6.7858
039061X | MV/LV Substation BA***061X |  | 20 kV | _ | LV | 200 kVA :Pole Substation | 0.2 | --> | 0.2 | 0.179 | 11.03 |  | --> | 0.19 | 0 | 0.005 | 0.184 | 0 |  | --> | C27 ex SALTHILL | Salthill [T101,T102] | SALTHILL |  | 53.2789 | -9.1624
066773 | MV/LV Substation CO***773 |  | 20 kV | _ | LV | 50 kVA :Pole Substation | 0.05 | --> | 0.05 | 0 | 0 | Constrained, otherwise capacity available =48 kVA | --> | 0.048 | 0 | 0.01 | 0 | 0 | Constrained, otherwise capacity available =40 kW | --> | E18 ex GLASMORE | Glasmore [T421,T422] | GLASMORE |  | 53.5308 | -6.2111
0814249 | MV/LV Substation BA***4249 |  | 10 kV | _ | LV | 630 kVA :Kiosk Substation | 0.63 | --> | 0.63 | 0 | 0 | Constrained, otherwise capacity available =502 kVA | --> | 0.598 | 0 | 0.025 | 0 | 0 | Constrained, otherwise capacity available =562 kW | --> | C17 ex LEIXLIP | Leixlip [T41,T42] | GRIFFINRATH |  | 53.36 | -6.5149
049384Y | MV/LV Substation MA***384Y |  | 10 kV | _ | LV | 50 kVA :Pole Substation | 0.05 | --> | 0.05 | 0.05 | 0.13 |  | --> | 0.048 | 0 | 0 | 0 | 0 | Constrained, otherwise capacity available =48 kW | --> | C14 ex BALLYMAHON | Ballymahon [T41,T42] | ATHLONE |  | 53.5951 | -7.6666
082119 | MV/LV Substation SI***119 |  | 10 kV | _ | LV | 400 kVA :Kiosk Substation | 0.4 | --> | 0.4 | 0.181 | 2.01 |  | --> | 0.38 | 0 | 0.087 | 0 | 0 | Constrained, otherwise capacity available =284 kW | --> | C17 ex ABBEYLAND | Abbeyland [T41,T42] | NAVAN |  | 53.6594 | -6.691
081284 | MV/LV Substation WH***284 |  | 10 kV | _ | LV | 400 kVA :Kiosk Substation | 0.4 | --> | 0.4 | 0 | 0 | Constrained, otherwise capacity available =302 kVA | --> | 0.38 | 0 | 0.025 | 0 | 0 | Constrained, otherwise capacity available =348 kW | --> | C13 ex PALMERSTOWN | Palmerstown [T41,T42] | FINGLAS |  | 53.3499 | -6.3746
366057X | MV/LV Substation OS***057X |  | 20 kV | _ | LV | 100 kVA :Pole Substation | 0.1 | --> | 0.1 | 0.074 | 0.45 |  | --> | 0.095 | 0 | 0.013 | 0 | 0 | Constrained, otherwise capacity available =82 kW | --> | C16 ex CARRAROE | Carraroe [T42] | SCREEB |  | 53.0632 | -9.5236
109042 | MV/LV Substation FA***042 |  | 10 kV | _ | LV | 400 kVA :Building Structure | 0.4 | --> | 0.4 | 0 | 0 | Constrained, otherwise capacity available =400 kVA | --> | 0.38 | 0 | 0 | 0.38 | 0 |  | --> | C18 ex SHANNON | Shannon [T41,T42] | DRUMLINE |  | 52.7043 | -8.8997
044621 | MV/LV Substation GO***621 |  | 20 kV | _ | LV | 100 kVA :Pole Substation | 0.1 | --> | 0.1 | 0.087 | 0.43 |  | --> | 0.095 | 0 | 0 | 0 | 0 | Constrained, otherwise capacity available =93 kW | --> | C21 ex SWINFORD | Swinford [T41,T42] | CASTLEBAR |  | 53.9859 | -9.0941
0214169 | MV/LV Substation GL***4169 |  | 10 kV | _ | LV | 400 kVA :Building Structure | 0.4 | --> | 0.4 | 0.365 | 6.78 |  | --> | 0.38 | 0 | 0 | 0.375 | 0 |  | --> | C35 ex CASTLEVIEW | Castleview [T101,T102] | CASTLEVIEW |  | 51.9007 | -8.349
064186Z | MV/LV Substation OR***186Z |  | 10 kV | _ | LV | 400 kVA :Kiosk Substation | 0.4 | --> | 0.4 | 0 | 0 | Constrained, otherwise capacity available =364 kVA | --> | 0.38 | 0 | 0.004 | 0 | 0 | Constrained, otherwise capacity available =372 kW | --> | E11 ex SLANE | Slane [T421] | DRYBRIDGE |  | 53.7781 | -6.4827
068136X | MV/LV Substation PA***136X |  | 10 kV | _ | LV | 630 kVA :Kiosk Substation | 0.63 | --> | 0.63 | 0 | 0 | Constrained, otherwise capacity available =450 kVA | --> | 0.598 | 0 | 0.005 | 0.5 | 0 |  | --> | C18 ex PHIBSBORO | Phibsboro [T41,T42] | FINGLAS |  | 53.3546 | -6.2721
067094 | MV/LV Substation MA***094 |  | 10 kV | _ | LV | 1000 kVA :Kiosk Substation | 1 | --> | 1 | 0 | 0 | Constrained, otherwise capacity available =802 kVA | --> | 0.95 | 0 | 0 | 0.5 | 0 |  | --> | C16 ex ROCHES STREET | Roches Street [T41,T42] | LIMERICK |  | 52.6603 | -8.6298
066321X | MV/LV Substation BA***321X |  | 10 kV | _ | LV | 400 kVA :Kiosk Substation | 0.4 | --> | 0.4 | 0 | 0 | Constrained, otherwise capacity available =302 kVA | --> | 0.38 | 0 | 0.03 | 0 | 0 | Constrained, otherwise capacity available =344 kW | --> | C18 ex MALAHIDE | Malahide [T41,T42] | GLASMORE |  | 53.4426 | -6.1542
2104178 | MV/LV Substation DE***4178 |  | 10 kV | _ | LV | 50 kVA :Pole Substation | 0.05 | --> | 0.05 | 0 | 0 | Constrained, otherwise capacity available =50 kVA | --> | 0.048 | 0 | 0 | 0 | 0 | Constrained, otherwise capacity available =48 kW | --> | C19 ex CARRICKMACROSS | Carrickmacross [T41,T42] | MEATH HILL |  | 53.9361 | -6.7586
167371Z | MV/LV Substation CA***371Z |  | 20 kV | _ | LV | 400 kVA :Kiosk Substation | 0.4 | --> | 0.4 | 0 | 0 | Constrained, otherwise capacity available =343 kVA | --> | 0.38 | 0 | 0.024 | 0 | 0 | Constrained, otherwise capacity available =354 kW | --> | E15 ex WHITECHURCH | Whitechurch [T421,T422] | KILBARRY |  | 51.9791 | -8.5105
288137 | MV/LV Substation HI***137 |  | 10 kV | _ | LV | 400 kVA :Kiosk Substation | 0.4 | --> | 0.4 | 0 | 0 | Constrained, otherwise capacity available =309 kVA | --> | 0.38 | 0 | 0.003 | 0.365 | 0 |  | --> | C14 ex DUNDRUM | Dundrum [T41,T42] | BLACKROCK |  | 53.2833 | -6.2589
281317Z | MV/LV Substation BU***317Z |  | 10 kV | _ | LV | 400 kVA :Building Structure | 0.4 | --> | 0.4 | 0.285 | 5.49 |  | --> | 0.38 | 0 | 0 | 0.364 | 0 |  | --> | C23 ex TRABEG | Trabeg [T101,T102] | TRABEG |  | 51.8491 | -8.4818
099496X | MV/LV Substation WI***496X |  | 10 kV | _ | LV | 630 kVA :Building Structure | 0.63 | --> | 0.63 | 0.5 | 5.45 |  | --> | 0.598 | 0 | 0 | 0 | 0 | Constrained, otherwise capacity available =584 kW | --> | C13 ex GORTLEE | Gortlee [T41,T42] | LETTERKENNY |  | 54.9668 | -7.7327
029684Y | MV/LV Substation MA***684Y |  | 10 kV | _ | LV | 400 kVA :Kiosk Substation | 0.4 | --> | 0.4 | 0 | 0 | Constrained, otherwise capacity available =326 kVA | --> | 0.38 | 0 | 0.05 | 0 | 0 | Constrained, otherwise capacity available =333 kW | --> | C17 ex CARRIGSHANE | Carrigshane [T41] | MIDLETON |  | 51.8938 | -8.1713
065462X | MV/LV Substation BA***462X |  | 10 kV | _ | LV | 50 kVA :Pole Substation | 0.05 | --> | 0.05 | 0 | 0 | Constrained, otherwise capacity available =32 kVA | --> | 0.048 | 0 | 0.01 | 0 | 0 | Constrained, otherwise capacity available =38 kW | --> | C19 ex LOUGHSHINNY | Loughshinny [T41,T42] | GLASMORE |  | 53.5488 | -6.1024
039004 | MV/LV Substation AB***004 |  | 10 kV | _ | LV | 1000 kVA :Kiosk Substation | 1 | --> | 1 | 0 | 0 | Constrained, otherwise capacity available =687 kVA | --> | 0.95 | 0 | 0 | 0 | 0 | Constrained, otherwise capacity available =906 kW | --> | C14 ex HEADFORD ROAD | Headford Road [T41,T42] | GALWAY 110KV |  | 53.2748 | -9.0551
204794 | MV/LV Substation CO***794 |  | 20 kV | _ | LV | 100 kVA :Pole Substation | 0.1 | --> | 0.1 | 0 | 0 | Constrained, otherwise capacity available =82 kVA | --> | 0.095 | 0 | 0.005 | 0 | 0 | Constrained, otherwise capacity available =89 kW | --> | E14 ex BUNCRANA | Buncrana [T421,T422] | TRILLICK |  | 55.1451 | -7.4486
077694 | MV/LV Substation PA***694 |  | 20 kV | _ | LV | 200 kVA :Kiosk Substation | 0.2 | --> | 0.2 | 0 | 0 | Constrained, otherwise capacity available =131 kVA | --> | 0.19 | 0 | 0.025 | 0 | 0 | Constrained, otherwise capacity available =162 kW | --> | E18 ex PATRICKSWELL | Patrickswell [T421,T422] | LIMERICK |  | 52.6017 | -8.7136
152661 | MV/LV Substation CA***661 |  | 20 kV | _ | LV | 50 kVA :Pole Substation | 0.05 | --> | 0.05 | 0 | 0 | Constrained, otherwise capacity available =39 kVA | --> | 0.048 | 0 | 0 | 0 | 0 | Constrained, otherwise capacity available =46 kW | --> | E31 ex CAPPAMORE | Cappamore [T41,T42] | ARDNACRUSHA |  | 52.6132 | -8.3312
0014104 | MV/LV Substation GR***4104 |  | 10 kV | _ | LV | 630 kVA :Kiosk Substation | 0.63 | --> | 0.63 | 0 | 0 | Constrained, otherwise capacity available =630 kVA | --> | 0.598 | 0 | 0 | 0.5 | 0 |  | --> | C18 ex DUNDRUM | Dundrum [T41,T42] | BLACKROCK |  | 53.3126 | -6.2289
099962 | MV/LV Substation AR***962 |  | 10 kV | _ | LV | 400 kVA :Kiosk Substation | 0.4 | --> | 0.4 | 0.156 | 5.45 |  | --> | 0.38 | 0 | 0.004 | 0 | 0 | Constrained, otherwise capacity available =342 kW | --> | C17 ex GORTLEE | Gortlee [T41,T42] | LETTERKENNY |  | 54.9613 | -7.739
093211X | MV/LV Substation EK***211X |  | 10 kV | _ | LV | 630 kVA :Kiosk Substation | 0.63 | --> | 0.63 | 0 | 0 | Constrained, otherwise capacity available =594 kVA | --> | 0.598 | 0 | 0.015 | 0.5 | 0 |  | --> | C17 ex KILMORE | Kilmore [T101,T102,T103] | FINGLAS |  | 53.3983 | -6.1965
075567Y | MV/LV Substation BU***567Y |  | 20 kV | _ | LV | 200 kVA :Kiosk Substation | 0.2 | --> | 0.2 | 0.141 | 1.13 |  | --> | 0.19 | 0 | 0 | 0 | 0 | Constrained, otherwise capacity available =182 kW | --> | E12 ex BUNCLODY | Bunclody [T421,T422] | CRANE |  | 52.6649 | -6.6582
030915 | MV/LV Substation DU***915 |  | 20 kV | _ | LV | 400 kVA :Kiosk Substation | 0.4 | --> | 0.4 | 0 | 0 | Constrained, otherwise capacity available =254 kVA | --> | 0.38 | 0 | 0.024 | 0 | 0 | Constrained, otherwise capacity available =342 kW | --> | E17 ex FOXHOLE | Foxhole [T421,T422] | DUNGARVAN |  | 51.9566 | -7.8663
365260 | MV/LV Substation SL***260 |  | 10 kV | _ | LV | 200 kVA :Pole Substation | 0.2 | --> | 0.2 | 0 | 0 | Constrained, otherwise capacity available =175 kVA | --> | 0.19 | 0 | 0 | 0.187 | 0 |  | --> | C12 ex SAGGART | Saggart [T41,T42] | GRANGE CASTLE |  | 53.2558 | -6.4725
066616Z | MV/LV Substation FE***616Z |  | 10 kV | _ | LV | 400 kVA :Kiosk Substation | 0.4 | --> | 0.4 | 0 | 0 | Constrained, otherwise capacity available =364 kVA | --> | 0.38 | 0 | 0.056 | 0.334 | 0 |  | --> | C16 ex MOUNTGORRY | Mountgorry [T41,T42] | GRANGE (DR) |  | 53.4492 | -6.2052
036441 | MV/LV Substation DU***441 |  | 20 kV | _ | LV | 200 kVA :Pole Substation | 0.2 | --> | 0.2 | 0 | 0 | Constrained, otherwise capacity available =180 kVA | --> | 0.19 | 0 | 0 | 0 | 0 | Constrained, otherwise capacity available =187 kW | --> | E20 ex GARRANACANTY | Garranacanty [T421,T422] | TIPPERARY |  | 52.5584 | -8.0488
0624282 | MV/LV Substation RS***4282 |  | 10 kV | _ | LV | 400 kVA :Kiosk Substation | 0.4 | --> | 0.4 | 0.345 | 5.69 |  | --> | 0.38 | 0 | 0 | 0 | 0 | Constrained, otherwise capacity available =372 kW | --> | C19 ex RAMPARTS | Ramparts [T41,T42] | DUNDALK |  | 54.017 | -6.3996
184013 | MV/LV Substation ME***013 |  | 10 kV | _ | LV | 400 kVA :Kiosk Substation | 0.4 | --> | 0.4 | 0.261 | 3.38 |  | --> | 0.38 | 0 | 0.015 | 0 | 0 | Constrained, otherwise capacity available =350 kW | --> | C20 ex CASTLEBLAYNEY | Castleblayney [T41,T42] | DUNDALK |  | 54.1191 | -6.7437
012515Y | MV/LV Substation CC***515Y |  | 10 kV | _ | LV | 200 kVA :Kiosk Substation | 0.2 | --> | 0.2 | 0 | 0 | Constrained, otherwise capacity available =200 kVA | --> | 0.19 | 0 | 0 | 0 | 0 | Constrained, otherwise capacity available =190 kW | --> | C17 ex POLLERTON | Pollerton [T41,T42] | CARLOW |  | 52.8499 | -6.9184
151490X | MV/LV Substation GA***490X |  | 10 kV | _ | LV | 100 kVA :Pole Substation | 0.1 | --> | 0.1 | 0 | 0 | Constrained, otherwise capacity available =54 kVA | --> | 0.095 | 0 | 0.005 | 0 | 0 | Constrained, otherwise capacity available =85 kW | --> | C15 ex GARRYSPILLANE | Garryspillane [T41] | TIPPERARY |  | 52.4015 | -8.2864
288123X | MV/LV Substation CA***123X |  | 10 kV | _ | LV | 200 kVA :Building Structure | 0.2 | --> | 0.2 | 0.166 | 1.16 |  | --> | 0.19 | 0 | 0 | 0.185 | 0 |  | --> | C19 ex BREWERY ROAD | Brewery Road [T41,T42] | CARRICKMINES |  | 53.2742 | -6.2029
065798 | MV/LV Substation NA***798 |  | 20 kV | _ | LV | 50 kVA :Pole Substation | 0.05 | --> | 0.05 | 0 | 0 | Constrained, otherwise capacity available =23 kVA | --> | 0.048 | 0 | 0 | 0.044 | 0 |  | --> | C26 ex STEPHENSTOWN | Stephenstown [T101,T102] | FINGLAS |  | 53.5827 | -6.284
0744004 | MV/LV Substation BA***4004 |  | 10 kV | _ | LV | 50 kVA :Pole Substation | 0.05 | --> | 0.05 | 0 | 0 | Constrained, otherwise capacity available =49 kVA | --> | 0.048 | 0 | 0 | 0 | 0 | Constrained, otherwise capacity available =47 kW | --> | C14 ex CARRICK ON SHANNON | Carrick On Shannon [T41,T42] | CARRICK ON SHANNON |  | 53.9581 | -8.079
590238 | MV/LV Substation CL***238 |  | 20 kV | _ | LV | 200 kVA :Pole Substation | 0.2 | --> | 0.2 | 0 | 0 | Constrained, otherwise capacity available =96 kVA | --> | 0.19 | 0 | 0.014 | 0 | 0 | Constrained, otherwise capacity available =165 kW | --> | E15 ex CONG |  |  |  | 53.5455 | -9.3659
006535Y | MV/LV Substation KY***535Y |  | 20 kV | _ | LV | 200 kVA :Kiosk Substation | 0.2 | --> | 0.2 | 0.127 | 4.38 |  | --> | 0.19 | 0 | 0.024 | 0.162 | 0 |  | --> | E18 ex CRANE | Crane [T122] | CRANE |  | 52.5046 | -6.392
251106X | MV/LV Substation PO***106X |  | 20 kV | _ | LV | 50 kVA :Pole Substation | 0.05 | --> | 0.05 | 0 | 0 | Constrained, otherwise capacity available =23 kVA | --> | 0.048 | 0 | 0 | 0 | 0 | Constrained, otherwise capacity available =44 kW | --> | E43 ex CLAREGALWAY | Claregalway [T42,T421] | GALWAY 110KV |  | 53.3158 | -8.8165
082682 | MV/LV Substation BA***682 |  | 20 kV | _ | LV | 50 kVA :Pole Substation | 0.05 | --> | 0.05 | 0 | 0 | Constrained, otherwise capacity available =46 kVA | --> | 0.048 | 0 | 0 | 0 | 0 | Constrained, otherwise capacity available =47 kW | --> | E16 ex ACADEMY STREET | Academy Street [T421,T422,T44] | NAVAN |  | 53.6062 | -6.6567
253684X | MV/LV Substation CL***684X |  | 20 kV | _ | LV | 50 kVA :Pole Substation | 0.05 | --> | 0.05 | 0 | 0 | Constrained, otherwise capacity available =34 kVA | --> | 0.048 | 0 | 0.02 | 0 | 0 | Constrained, otherwise capacity available =30 kW | --> | E17 ex HEADFORD | Headford [T41,T42] | CLOON |  | 53.4502 | -9.0899
012162Y | MV/LV Substation FI***162Y |  | 20 kV | _ | LV | 630 kVA :Kiosk Substation | 0.63 | --> | 0.63 | 0.5 | 2.83 |  | --> | 0.598 | 0 | 0.004 | 0 | 0 | Constrained, otherwise capacity available =590 kW | --> | E17 ex BAGENALSTOWN | Bagenalstown [T421,T422] | CARLOW |  | 52.735 | -6.9796
093499Z | MV/LV Substation HE***499Z |  | 10 kV | _ | LV | 630 kVA :Building Structure | 0.63 | --> | 0.63 | 0 | 0 | Constrained, otherwise capacity available =569 kVA | --> | 0.598 | 0 | 0 | 0.5 | 0 |  | --> | C33 ex KILMORE | Kilmore [T101,T102,T103] | FINGLAS |  | 53.4012 | -6.2559
0254282 | MV/LV Substation GO***4282 |  | 10 kV | _ | LV | 50 kVA :Pole Substation | 0.05 | --> | 0.05 | 0.04 | 1.05 |  | --> | 0.048 | 0 | 0 | 0 | 0 | Constrained, otherwise capacity available =46 kW | --> | C19 ex NEWCASTLEWEST | Newcastlewest [T41,T42] | RATHKEALE |  | 52.3612 | -8.9793
063903X | MV/LV Substation RO***903X |  | 10 kV | _ | LV | 50 kVA :Pole Substation | 0.05 | --> | 0.05 | 0 | 0 | Constrained, otherwise capacity available =15 kVA | --> | 0.048 | 0 | 0 | 0 | 0 | Constrained, otherwise capacity available =43 kW | --> | C16 ex STICKILLEN | Stickillen [T41,T42] | DRYBRIDGE |  | 53.8272 | -6.494
248642X | MV/LV Substation TH***642X |  | 20 kV | _ | LV | 400 kVA :Kiosk Substation | 0.4 | --> | 0.4 | 0 | 0 | Constrained, otherwise capacity available =329 kVA | --> | 0.38 | 0 | 0.004 | 0 | 0 | Constrained, otherwise capacity available =367 kW | --> | E14 ex KILCOCK | Kilcock [T421,T422] | GRIFFINRATH |  | 53.4021 | -6.6715
026244 | MV/LV Substation FR***244 |  | 10 kV | _ | LV | 50 kVA :Pole Substation | 0.05 | --> | 0.05 | 0.001 | 8.66 |  | --> | 0.048 | 0 | 0 | 0 | 0 | Constrained, otherwise capacity available =40 kW | --> | C17 ex BANDON | Bandon [T101,T42] | BANDON |  | 51.7599 | -8.6486
054527X | MV/LV Substation BA***527X |  | 20 kV | _ | LV | 100 kVA :Pole Substation | 0.1 | --> | 0.1 | 0 | 0 | Constrained, otherwise capacity available =12 kVA | --> | 0.095 | 0 | 0.005 | 0 | 0 | Constrained, otherwise capacity available =78 kW | --> | E13 ex ABBEYLEIX | Abbeyleix [T422] | PORTLAOISE |  | 52.9159 | -7.3521
093045 | MV/LV Substation CO***045 |  | 10 kV | _ | LV | 630 kVA :Kiosk Substation | 0.63 | --> | 0.63 | 0.4 | 12.96 |  | --> | 0.598 | 0 | 0.037 | 0.5 | 0 |  | --> | C24 ex ARTANE | Artane [T101,T102] | FINGLAS |  | 53.3859 | -6.2326
153150 | MV/LV Substation SH***150 |  | 20 kV | _ | LV | 100 kVA :Pole Substation | 0.1 | --> | 0.1 | 0 | 0 | Constrained, otherwise capacity available =87 kVA | --> | 0.095 | 0 | 0.006 | 0 | 0 | Constrained, otherwise capacity available =89 kW | --> | E12 ex BIRDHILL | Birdhill [T421,T422] | ARDNACRUSHA |  | 52.8038 | -8.4481
058601Y | MV/LV Substation DR***601Y |  | 10 kV | _ | LV | 630 kVA :Kiosk Substation | 0.63 | --> | 0.63 | 0 | 0 | Constrained, otherwise capacity available =498 kVA | --> | 0.598 | 0 | 0.01 | 0 | 0 | Constrained, otherwise capacity available =573 kW | --> | C12 ex KYLEERAGH | Kyleeragh [T41,T42] | NENAGH |  | 52.8763 | -8.2034
033812Y | MV/LV Substation DE***812Y |  | 20 kV | _ | LV | 400 kVA :Kiosk Substation | 0.4 | --> | 0.4 | 0 | 0 | Constrained, otherwise capacity available =368 kVA | --> | 0.38 | 0 | 0 | 0 | 0 | Constrained, otherwise capacity available =376 kW | --> | E17 ex KILMACTHOMAS | Kilmacthomas [T421,T422] | DUNGARVAN |  | 52.2814 | -7.4464
156958Y | MV/LV Substation AN***958Y |  | 10 kV | _ | LV | 400 kVA :Kiosk Substation | 0.4 | --> | 0.4 | 0.385 | 2.47 |  | --> | 0.38 | 0 | 0.005 | 0 | 0 | Constrained, otherwise capacity available =374 kW | --> | E21 ex TELAYDON | Telaydon [T42,T421] | LISDRUM |  | 54.2481 | -6.9538
081652Y | MV/LV Substation PA***652Y |  | 10 kV | _ | LV | 400 kVA :Kiosk Substation | 0.4 | --> | 0.4 | 0 | 0 | Constrained, otherwise capacity available =317 kVA | --> | 0.38 | 0 | 0.05 | 0 | 0 | Constrained, otherwise capacity available =331 kW | --> | C16 ex MONEYCOOLEY | Moneycooley [T41,T42,T44] | GRIFFINRATH |  | 53.3787 | -6.5792
365484 | MV/LV Substation BA***484 |  | 10 kV | _ | LV | 400 kVA :Kiosk Substation | 0.4 | --> | 0.4 | 0 | 0 | Constrained, otherwise capacity available =220 kVA | --> | 0.38 | 0 | 0.013 | 0.345 | 0 |  | --> | C15 ex OLDBAWN | Oldbawn [T41,T42] | COOKSTOWN |  | 53.2911 | -6.3398
009007 | MV/LV Substation PA***007 |  | 10 kV | _ | LV | 400 kVA :Building Structure | 0.4 | --> | 0.4 | 0.044 | 0.53 |  | --> | 0.38 | 0 | 0.012 | 0 | 0 | Constrained, otherwise capacity available =320 kW | --> | C16 ex MANOR STREET | Manor Street [T41,T42] | WATERFORD |  | 52.2507 | -7.1022
030107 | MV/LV Substation MO***107 |  | 20 kV | _ | LV | 50 kVA :Pole Substation | 0.05 | --> | 0.05 | 0 | 0 | Constrained, otherwise capacity available =30 kVA | --> | 0.048 | 0 | 0.003 | 0 | 0 | Constrained, otherwise capacity available =42 kW | --> | E20 ex FOXHOLE | Foxhole [T421,T422] | DUNGARVAN |  | 51.9436 | -7.9981
066074Y | MV/LV Substation GR***074Y |  | 10 kV | _ | LV | 200 kVA :Kiosk Substation | 0.2 | --> | 0.2 | 0 | 0 | Constrained, otherwise capacity available =164 kVA | --> | 0.19 | 0 | 0.019 | 0 | 0 | Constrained, otherwise capacity available =171 kW | --> | C18 ex MALAHIDE | Malahide [T41,T42] | GLASMORE |  | 53.4461 | -6.1502
013032 | MV/LV Substation BA***032 |  | 10 kV | _ | LV | 400 kVA :Kiosk Substation | 0.4 | --> | 0.4 | 0.121 | 0.12 | Constrained, otherwise capacity available =225 kVA | --> | 0.38 | 0 | 0.012 | 0.347 | 0 |  | --> | C19 ex ATHY | Athy [T101,T102] | ATHY |  | 52.9945 | -6.9908
052326Z | MV/LV Substation FO***326Z |  | 10 kV | _ | LV | 630 kVA :Building Structure | 0.63 | --> | 0.63 | 0 | 0 | Constrained, otherwise capacity available =440 kVA | --> | 0.598 | 0 | 0 | 0 | 0 | Constrained, otherwise capacity available =572 kW | --> | C16 ex NEWBROOK | Newbrook [T42] | MULLINGAR |  | 53.5154 | -7.3691
127750X | MV/LV Substation RY***750X |  | 10 kV | _ | LV | 50 kVA :Pole Substation | 0.05 | --> | 0.05 | 0 | 0 | Constrained, otherwise capacity available =40 kVA | --> | 0.048 | 0 | 0 | 0 | 0 | Constrained, otherwise capacity available =46 kW | --> | C17 ex HOLYCROSS ROAD | Holycross Road [T41,T42] | THURLES |  | 52.6877 | -7.8444
048044X | MV/LV Substation SH***044X |  | 20 kV | _ | LV | 100 kVA :Pole Substation | 0.1 | --> | 0.1 | 0.085 | 2.03 |  | --> | 0.095 | 0 | 0.005 | 0 | 0 | Constrained, otherwise capacity available =89 kW | --> | E16 ex MOHILL | Mohill [T421,T422] | CARRICK ON SHANNON |  | 53.9206 | -7.8739
011426Y | MV/LV Substation GO***426Y |  | 10 kV | _ | LV | 200 kVA :Pole Substation | 0.2 | --> | 0.2 | 0 | 0 | Constrained, otherwise capacity available =142 kVA | --> | 0.19 | 0 | 0.012 | 0 | 0 | Constrained, otherwise capacity available =173 kW | --> | C14 ex GORESBRIDGE | Goresbridge [T41,T42] | KILKENNY |  | 52.6306 | -6.9955
063101X | MV/LV Substation MU***101X |  | 10 kV | _ | LV | 50 kVA :Pole Substation | 0.05 | --> | 0.05 | 0 | 0 | Constrained, otherwise capacity available =34 kVA | --> | 0.048 | 0 | 0 | 0 | 0 | Constrained, otherwise capacity available =45 kW | --> | C18 ex BALLYBAILIE | Ballybailie [T41,T42] | DUNDALK |  | 53.9281 | -6.5423
049058Z | MV/LV Substation CL***058Z |  | 10 kV | _ | LV | 100 kVA :Pole Substation | 0.1 | --> | 0.1 | 0.077 | 0.13 |  | --> | 0.095 | 0 | 0.015 | 0 | 0 | Constrained, otherwise capacity available =81 kW | --> | C14 ex BALLYMAHON | Ballymahon [T41,T42] | ATHLONE |  | 53.6184 | -7.8067
1964114 | MV/LV Substation LO***4114 |  | 10 kV | _ | LV | 50 kVA :Pole Substation | 0.05 | --> | 0.05 | 0 | 0 | Constrained, otherwise capacity available =44 kVA | --> | 0.048 | 0 | 0 | 0 | 0 | Constrained, otherwise capacity available =47 kW | --> | C17 ex TRIM | Trim [T41,T42] | NAVAN |  | 53.555 | -6.7517
2814295 | MV/LV Substation DR***4295 |  | 10 kV | _ | LV | 400 kVA :Kiosk Substation | 0.4 | --> | 0.4 | 0 | 0 | Constrained, otherwise capacity available =359 kVA | --> | 0.38 | 0 | 0.01 | 0 | 0 | Constrained, otherwise capacity available =367 kW | --> | C17 ex CARRIGALINE | Carrigaline [T41,T42] | BARNAHELY |  | 51.7955 | -8.2982
156400Z | MV/LV Substation CO***400Z |  | 10 kV | _ | LV | 100 kVA :Pole Substation | 0.1 | --> | 0.1 | 0.096 | 2.04 |  | --> | 0.095 | 0 | 0 | 0 | 0 | Constrained, otherwise capacity available =94 kW | --> | C18 ex BALLYBAY | Ballybay [T41,T42] | LISDRUM |  | 54.2017 | -6.9008
2814419 | MV/LV Substation JA***4419 |  | 10 kV | _ | LV | 630 kVA :Kiosk Substation | 0.63 | --> | 0.63 | 0 | 0 | Constrained, otherwise capacity available =601 kVA | --> | 0.598 | 0 | 0.005 | 0 | 0 | Constrained, otherwise capacity available =591 kW | --> | C15 ex CARRIGALINE | Carrigaline [T41,T42] | BARNAHELY |  | 51.8273 | -8.385
255488 | MV/LV Substation CE***488 |  | 20 kV | _ | LV | 630 kVA :Kiosk Substation | 0.63 | --> | 0.63 | 0 | 0 | Constrained, otherwise capacity available =512 kVA | --> | 0.598 | 0 | 0.068 | 0 | 0 | Constrained, otherwise capacity available =532 kW | --> | E18 ex KILLYBEGS | Killybegs [T422] | BINBANE |  | 54.6311 | -8.4439
0434198 | MV/LV Substation MG***4198 |  | 10 kV | _ | LV | 50 kVA :Pole Substation | 0.05 | --> | 0.05 | 0 | 0 | Constrained, otherwise capacity available =50 kVA | --> | 0.048 | 0 | 0 | 0 | 0 | Constrained, otherwise capacity available =48 kW | --> | C11 ex CHARLESTOWN | Charlestown [T41] | TONROE |  | 53.9476 | -8.929
365425 | MV/LV Substation NE***425 |  | 10 kV | _ | LV | 50 kVA :Pole Substation | 0.05 | --> | 0.05 | 0 | 0 | Constrained, otherwise capacity available =47 kVA | --> | 0.048 | 0 | 0 | 0.047 | 0 |  | --> | C15 ex SAGGART | Saggart [T41,T42] | GRANGE CASTLE |  | 53.2659 | -6.3827
069596 | MV/LV Substation WE***596 |  | 10 kV | _ | LV | 400 kVA :Kiosk Substation | 0.4 | --> | 0.4 | 0.272 | 4.47 |  | --> | 0.38 | 0 | 0.032 | 0.338 | 0 |  | --> | C20 ex TEMPLEOGUE | Templeogue [T41,T42] | MILLTOWN (DR) |  | 53.2875 | -6.3179
2884089 | MV/LV Substation TE***4089 |  | 10 kV | _ | LV | 1000 kVA :Building Structure | 1 | --> | 1 | 0.5 | 15.18 |  | --> | 0.95 | 0 | 0 | 0.5 | 0 |  | --> | C26 ex CENTRAL PARK | Central Park [T101,T102] | CARRICKMINES |  | 53.2778 | -6.2084
084071 | MV/LV Substation MU***071 |  | 20 kV | _ | LV | 50 kVA :Pole Substation | 0.05 | --> | 0.05 | 0 | 0 | Constrained, otherwise capacity available =48 kVA | --> | 0.048 | 0 | 0.011 | 0 | 0 | Constrained, otherwise capacity available =39 kW | --> | E11 ex KILCOLGAN | Kilcolgan [T42,T421] | GALWAY 110KV |  | 53.1505 | -9.0639
153016 | MV/LV Substation AB***016 |  | 20 kV | _ | LV | 200 kVA :Pole Substation | 0.2 | --> | 0.2 | 0 | 0 | Constrained, otherwise capacity available =27 kVA | --> | 0.19 | 0 | 0.02 | 0 | 0 | Constrained, otherwise capacity available =150 kW | --> | E12 ex BIRDHILL | Birdhill [T421,T422] | ARDNACRUSHA |  | 52.8056 | -8.4399
011677 | MV/LV Substation PA***677 |  | 10 kV | _ | LV | 100 kVA :Pole Substation | 0.1 | --> | 0.1 | 0 | 0 | Constrained, otherwise capacity available =86 kVA | --> | 0.095 | 0 | 0.008 | 0 | 0 | Constrained, otherwise capacity available =87 kW | --> | C17 ex ROSEHILL | Rosehill [T41,T42] | KILKENNY |  | 52.6164 | -7.2943
248568X | MV/LV Substation ME***568X |  | 20 kV | _ | LV | 50 kVA :Pole Substation | 0.05 | --> | 0.05 | 0 | 0 | Constrained, otherwise capacity available =50 kVA | --> | 0.048 | 0 | 0 | 0 | 0 | Constrained, otherwise capacity available =48 kW | --> | E13 ex KILCOCK | Kilcock [T421,T422] | GRIFFINRATH |  | 53.5041 | -6.5887
008642 | MV/LV Substation NE***642 |  | 20 kV | _ | LV | 50 kVA :Pole Substation | 0.05 | --> | 0.05 | 0 | 0 | Constrained, otherwise capacity available =33 kVA | --> | 0.048 | 0 | 0 | 0 | 0 | Constrained, otherwise capacity available =45 kW | --> | E17 ex KNOCKMULLEN | Knockmullen [T42,T421] | GREAT ISLAND |  | 52.3429 | -6.7918
066712Z | MV/LV Substation RA***712Z |  | 20 kV | _ | LV | 630 kVA :Building Structure | 0.63 | --> | 0.63 | 0 | 0 | Constrained, otherwise capacity available =429 kVA | --> | 0.598 | 0 | 0 | 0 | 0 | Constrained, otherwise capacity available =570 kW | --> | E21 ex BALTRASNA | Baltrasna [T121,T122] | BALTRASNA |  | 53.5263 | -6.4136
162332X | MV/LV Substation AR***332X |  | 10 kV | _ | LV | 400 kVA :Kiosk Substation | 0.4 | --> | 0.4 | 0.286 | 7.25 |  | --> | 0.38 | 0 | 0 | 0 | 0 | Constrained, otherwise capacity available =364 kW | --> | C17 ex CONVOY | Convoy [T41,T42] | LETTERKENNY |  | 54.8604 | -7.66
069051 | MV/LV Substation BU***051 |  | 10 kV | _ | LV | 630 kVA :Building Structure | 0.63 | --> | 0.63 | 0.142 | 3.34 |  | --> | 0.598 | 0 | 0.045 | 0.495 | 0 |  | --> | C12 ex GREENHILLS | Greenhills [T42] | INCHICORE 220KV |  | 53.3176 | -6.3314
084169X | MV/LV Substation KI***169X |  | 20 kV | _ | LV | 50 kVA :Pole Substation | 0.05 | --> | 0.05 | 0 | 0 | Constrained, otherwise capacity available =38 kVA | --> | 0.048 | 0 | 0.015 | 0 | 0 | Constrained, otherwise capacity available =35 kW | --> | E11 ex KILCOLGAN | Kilcolgan [T42,T421] | GALWAY 110KV |  | 53.1402 | -8.9436
151091 | MV/LV Substation BA***091 |  | 10 kV | _ | LV | 50 kVA :Pole Substation | 0.05 | --> | 0.05 | 0 | 0 | Constrained, otherwise capacity available =43 kVA | --> | 0.048 | 0 | 0 | 0 | 0 | Constrained, otherwise capacity available =47 kW | --> | C15 ex GARRYSPILLANE | Garryspillane [T41] | TIPPERARY |  | 52.3528 | -8.2805
032383Y | MV/LV Substation LE***383Y |  | 20 kV | _ | LV | 50 kVA :Pole Substation | 0.05 | --> | 0.05 | 0 | 0 | Constrained, otherwise capacity available =47 kVA | --> | 0.048 | 0 | 0 | 0 | 0 | Constrained, otherwise capacity available =47 kW | --> | E13 ex KILCARRAGH | Kilcarragh [T421,T422] | BUTLERSTOWN |  | 52.174 | -7.0181
156257X | MV/LV Substation RA***257X |  | 20 kV | _ | LV | 100 kVA :Pole Substation | 0.1 | --> | 0.1 | 0.098 | 2.47 |  | --> | 0.095 | 0 | 0.005 | 0 | 0 | Constrained, otherwise capacity available =91 kW | --> | E13 ex TELAYDON | Telaydon [T42,T421] | LISDRUM |  | 54.2671 | -7.0111
068221X | MV/LV Substation GR***221X |  | 10 kV | _ | LV | 630 kVA :Building Structure | 0.63 | --> | 0.63 | 0 | 0 | Constrained, otherwise capacity available =542 kVA | --> | 0.598 | 0 | 0 | 0.5 | 0 |  | --> | C19 ex NEWMARKET (DR) | Newmarket (dr) [T41] | FRANCIS STREET |  | 53.3351 | -6.2751
132631X | MV/LV Substation PA***631X |  | 20 kV | _ | LV | 50 kVA :Pole Substation | 0.05 | --> | 0.05 | 0.046 | 1.62 |  | --> | 0.048 | 0 | 0.006 | 0 | 0 | Constrained, otherwise capacity available =43 kW | --> | C17 ex CURRA | Curra [T41] | SOMERSET |  | 53.1339 | -8.3707
207039Y | MV/LV Substation DU***039Y |  | 10 kV | _ | LV | 100 kVA :Pole Substation | 0.1 | --> | 0.1 | 0.1 | 3.38 |  | --> | 0.095 | 0 | 0 | 0 | 0 | Constrained, otherwise capacity available =95 kW | --> | C15 ex GLENGOOLE | Glengoole [T41] | THURLES |  | 52.7532 | -7.5536
377641 | MV/LV Substation KE***641 |  | 20 kV | _ | LV | 100 kVA :Pole Substation | 0.1 | --> | 0.1 | 0 | 0 | Constrained, otherwise capacity available =80 kVA | --> | 0.095 | 0 | 0.004 | 0 | 0 | Constrained, otherwise capacity available =89 kW | --> | E12 ex GURRANEBANE | Gurranebane [T421,T422] | OUGHTRAGH |  | 52.0125 | -10.0988
139436Y | MV/LV Substation HA***436Y |  | 20 kV | _ | LV | 100 kVA :Pole Substation | 0.1 | --> | 0.1 | 0.042 | 2.68 |  | --> | 0.095 | 0 | 0.1 | 0 | 0 | Constrained, otherwise capacity available =17 kW | --> | E12 ex OLDCASTLE | Oldcastle [T41,T422] | MULLINGAR |  | 53.6984 | -7.1546
056022Y | MV/LV Substation MA***022Y |  | 20 kV | _ | LV | 400 kVA :Kiosk Substation | 0.4 | --> | 0.4 | 0.324 | 0.89 |  | --> | 0.38 | 0 | 0.026 | 0 | 0 | Constrained, otherwise capacity available =350 kW | --> | E20 ex BIRR | Birr [T41,T422] | DALLOW |  | 53.0937 | -7.914
039071X | MV/LV Substation BA***071X |  | 10 kV | _ | LV | 50 kVA :Pole Substation | 0.05 | --> | 0.05 | 0.034 | 11.03 |  | --> | 0.048 | 0 | 0 | 0.045 | 0 |  | --> | C28 ex SALTHILL | Salthill [T101,T102] | SALTHILL |  | 53.2558 | -9.1352
068862X | MV/LV Substation CH***862X |  | 10 kV | _ | LV | 1000 kVA :Building Structure | 1 | --> | 1 | 0.5 | 7.61 |  | --> | 0.95 | 0 | 0 | 0.5 | 0 |  | --> | C12 ex SHERIFF STREET | Sheriff Street [T41,T42] | FRANCIS STREET |  | 53.3489 | -6.2474
013914Y | MV/LV Substation EI***914Y |  | 10 kV | _ | LV | 50 kVA :Pole Substation | 0.05 | --> | 0.05 | 0.047 | 0.12 |  | --> | 0.048 | 0 | 0 | 0.047 | 0 |  | --> | C23 ex ATHY | Athy [T101,T102] | ATHY |  | 52.9818 | -6.9857
081002Y | MV/LV Substation TH***002Y |  | 10 kV | _ | LV | 400 kVA :Kiosk Substation | 0.4 | --> | 0.4 | 0 | 0 | Constrained, otherwise capacity available =315 kVA | --> | 0.38 | 0 | 0.029 | 0 | 0 | Constrained, otherwise capacity available =347 kW | --> | C17 ex CELBRIDGE | Celbridge [T41,T42] | GRIFFINRATH |  | 53.3468 | -6.5386
156122Z | MV/LV Substation DE***122Z |  | 10 kV | _ | LV | 50 kVA :Pole Substation | 0.05 | --> | 0.05 | 0.044 | 2.47 |  | --> | 0.048 | 0 | 0 | 0 | 0 | Constrained, otherwise capacity available =47 kW | --> | C12 ex TELAYDON | Telaydon [T42,T421] | LISDRUM |  | 54.2641 | -6.9645
052049Z | MV/LV Substation RA***049Z |  | 20 kV | _ | LV | 400 kVA :Kiosk Substation | 0.4 | --> | 0.4 | 0 | 0 | Constrained, otherwise capacity available =290 kVA | --> | 0.38 | 0 | 0.032 | 0 | 0 | Constrained, otherwise capacity available =341 kW | --> | E14 ex BALLINDERRY | Ballinderry [T41,T422] | MULLINGAR |  | 53.4158 | -7.296
365222 | MV/LV Substation ST***222 |  | 10 kV | _ | LV | 400 kVA :Kiosk Substation | 0.4 | --> | 0.4 | 0 | 0 | Constrained, otherwise capacity available =355 kVA | --> | 0.38 | 0 | 0 | 0.374 | 0 |  | --> | C22 ex TYMON | Tymon [T41,T42] | COOKSTOWN |  | 53.2951 | -6.3448
0264185 | MV/LV Substation LA***4185 |  | 10 kV | _ | LV | 50 kVA :Pole Substation | 0.05 | --> | 0.05 | 0.05 | 8.66 |  | --> | 0.048 | 0 | 0 | 0 | 0 | Constrained, otherwise capacity available =48 kW | --> | C20 ex BANDON | Bandon [T101,T42] | BANDON |  | 51.7475 | -8.7948
095048Y | MV/LV Substation CO***048Y |  | 10 kV | _ | LV | 200 kVA :Pole Substation | 0.2 | --> | 0.2 | 0.181 | 0.7 |  | --> | 0.19 | 0 | 0.005 | 0 | 0 | Constrained, otherwise capacity available =184 kW | --> | C20 ex KILRUSH | Kilrush [T41,T42] | TULLABRACK |  | 52.7013 | -9.4216
011098 | MV/LV Substation NE***098 |  | 10 kV | _ | LV | 400 kVA :Building Structure | 0.4 | --> | 0.4 | 0 | 0 | Constrained, otherwise capacity available =248 kVA | --> | 0.38 | 0 | 0 | 0 | 0 | Constrained, otherwise capacity available =359 kW | --> | C16 ex TALBOTS INCH | Talbots Inch [T41,T42] | KILKENNY |  | 52.6644 | -7.2495
062155 | MV/LV Substation GL***155 |  | 10 kV | _ | LV | 400 kVA :Kiosk Substation | 0.4 | --> | 0.4 | 0.347 | 5.69 |  | --> | 0.38 | 0 | 0.014 | 0 | 0 | Constrained, otherwise capacity available =362 kW | --> | C11 ex RAMPARTS | Ramparts [T41,T42] | DUNDALK |  | 53.9904 | -6.3956
281959Y | MV/LV Substation BR***959Y |  | 10 kV | _ | LV | 400 kVA :Kiosk Substation | 0.4 | --> | 0.4 | 0 | 0 | Constrained, otherwise capacity available =283 kVA | --> | 0.38 | 0 | 0.046 | 0 | 0 | Constrained, otherwise capacity available =330 kW | --> | C12 ex CARRIGALINE | Carrigaline [T41,T42] | BARNAHELY |  | 51.8211 | -8.3852
059143X | MV/LV Substation CA***143X |  | 10 kV | _ | LV | 400 kVA :Kiosk Substation | 0.4 | --> | 0.4 | 0 | 0 | Constrained, otherwise capacity available =345 kVA | --> | 0.38 | 0 | 0.02 | 0 | 0 | Constrained, otherwise capacity available =358 kW | --> | C18 ex CAVAN | Cavan [T42,T421] | SHANKILL |  | 53.9986 | -7.3642
015878Y | MV/LV Substation MA***878Y |  | 10 kV | _ | LV | 200 kVA :Kiosk Substation | 0.2 | --> | 0.2 | 0.092 | 12.6 |  | --> | 0.19 | 0 | 0 | 0.175 | 0 |  | --> | C20 ex MONREAD | Monread [T101,T102] | MONREAD |  | 53.2345 | -6.6408
064192Z | MV/LV Substation TO***192Z |  | 10 kV | _ | LV | 50 kVA :Pole Substation | 0.05 | --> | 0.05 | 0 | 0 | Constrained, otherwise capacity available =48 kVA | --> | 0.048 | 0 | 0 | 0 | 0 | Constrained, otherwise capacity available =47 kW | --> | C21 ex TERMONFECKIN ROAD | Termonfeckin Road [T41,T42] | DRYBRIDGE |  | 53.7437 | -6.3141
154289 | MV/LV Substation CO***289 |  | 10 kV | _ | LV | 400 kVA :Kiosk Substation | 0.4 | --> | 0.4 | 0 | 0 | Constrained, otherwise capacity available =325 kVA | --> | 0.38 | 0 | 0.021 | 0 | 0 | Constrained, otherwise capacity available =354 kW | --> | C24 ex BALLYCOOLIN | Ballycoolin [T41,T42,T43] | FINGLAS |  | 53.3968 | -6.3765
109119 | MV/LV Substation RO***119 |  | 10 kV | _ | LV | 200 kVA :Kiosk Substation | 0.2 | --> | 0.2 | 0.138 | 0.38 |  | --> | 0.19 | 0 | 0 | 0.181 | 0 |  | --> | C20 ex RINEANNA | Rineanna [T41,T42] | DRUMLINE |  | 52.7116 | -8.8744
244612 | MV/LV Substation TI***612 |  | 20 kV | _ | LV | 50 kVA :Pole Substation | 0.05 | --> | 0.05 | 0 | 0 | Constrained, otherwise capacity available =49 kVA | --> | 0.048 | 0 | 0 | 0 | 0 | Constrained, otherwise capacity available =47 kW | --> | E16 ex MILLTOWN (SR) | Milltown (sr) [T421,T422] | OUGHTRAGH |  | 52.1201 | -9.7615
037073Y | MV/LV Substation LI***073Y |  | 10 kV | _ | LV | 400 kVA :Kiosk Substation | 0.4 | --> | 0.4 | 0.329 | 13.05 |  | --> | 0.38 | 0 | 0.021 | 0.355 | 0 |  | --> | C18 ex ENNIS | Ennis [T101,T102] | ENNIS |  | 52.8601 | -8.9435
153414 | MV/LV Substation FI***414 |  | 20 kV | _ | LV | 400 kVA :Kiosk Substation | 0.4 | --> | 0.4 | 0 | 0 | Constrained, otherwise capacity available =282 kVA | --> | 0.38 | 0 | 0 | 0 | 0 | Constrained, otherwise capacity available =364 kW | --> | E12 ex BIRDHILL | Birdhill [T421,T422] | ARDNACRUSHA |  | 52.8073 | -8.4452
030074 | MV/LV Substation AG***074 |  | 20 kV | _ | LV | 50 kVA :Pole Substation | 0.05 | --> | 0.05 | 0 | 0 | Constrained, otherwise capacity available =40 kVA | --> | 0.048 | 0 | 0 | 0 | 0 | Constrained, otherwise capacity available =46 kW | --> | E20 ex FOXHOLE | Foxhole [T421,T422] | DUNGARVAN |  | 51.9036 | -7.9377
365095 | MV/LV Substation SC***095 |  | 10 kV | _ | LV | 400 kVA :Kiosk Substation | 0.4 | --> | 0.4 | 0 | 0 | Constrained, otherwise capacity available =400 kVA | --> | 0.38 | 0 | 0 | 0.38 | 0 |  | --> | C22 ex TYMON | Tymon [T41,T42] | COOKSTOWN |  | 53.293 | -6.3446
0014072 | MV/LV Substation LI***4072 |  | 10 kV | _ | LV | 630 kVA :Building Structure | 0.63 | --> | 0.63 | 0.5 | 1.23 |  | --> | 0.598 | 0 | 0 | 0.5 | 0 |  | --> | C21 ex SALLYNOGGIN ROAD | Sallynoggin Road [T41,T42] | CHERRYWOOD |  | 53.2786 | -6.1374
093163Z | MV/LV Substation CO***163Z |  | 10 kV | _ | LV | 400 kVA :Building Structure | 0.4 | --> | 0.4 | 0.382 | 12.96 |  | --> | 0.38 | 0 | 0 | 0.378 | 0 |  | --> | C19 ex ARTANE | Artane [T101,T102] | FINGLAS |  | 53.394 | -6.2059
251060 | MV/LV Substation PA***060 |  | 10 kV | _ | LV | 630 kVA :Building Structure | 0.63 | --> | 0.63 | 0 | 0 | Constrained, otherwise capacity available =560 kVA | --> | 0.598 | 0 | 0 | 0 | 0 | Constrained, otherwise capacity available =589 kW | --> | C15 ex PARKMORE | Parkmore [T41,T42] | GALWAY 110KV |  | 53.3024 | -8.9942
046557 | MV/LV Substation MT***557 |  | 10 kV | _ | LV | 50 kVA :Pole Substation | 0.05 | --> | 0.05 | 0.033 | 4.13 |  | --> | 0.048 | 0 | 0.006 | 0.041 | 0 |  | --> | C18 ex AGHAGAD | Aghagad [T41,T42] | SLIGO |  | 54.3834 | -8.5519
060595Y | MV/LV Substation CL***595Y |  | 10 kV | _ | LV | 50 kVA :Pole Substation | 0.05 | --> | 0.05 | 0 | 0 | Constrained, otherwise capacity available =48 kVA | --> | 0.048 | 0 | 0 | 0 | 0 | Constrained, otherwise capacity available =47 kW | --> | C16 ex CLONES | Clones [T41,T42] | SHANKILL |  | 54.1807 | -7.2528
154070Z | MV/LV Substation LI***070Z |  | 10 kV | _ | LV | 200 kVA :Kiosk Substation | 0.2 | --> | 0.2 | 0 | 0 | Constrained, otherwise capacity available =106 kVA | --> | 0.19 | 0 | 0 | 0.177 | 0 |  | --> | C41 ex COLLEGE PARK | College Park [T101,T102,T103] | COLLEGE PARK |  | 53.4042 | -6.4291
429141X | MV/LV Substation EN***141X |  | 10 kV | _ | LV | 50 kVA :Pole Substation | 0.05 | --> | 0.05 | 0.05 | 0.33 |  | --> | 0.048 | 0 | 0 | 0 | 0 | Constrained, otherwise capacity available =48 kW | --> | C12 ex ABBEYFEALE | Abbeyfeale [T42] | TRIEN |  | 52.3771 | -9.3007
0114157 | MV/LV Substation SI***4157 |  | 10 kV | _ | LV | 50 kVA :Pole Substation | 0.05 | --> | 0.05 | 0.05 | 2.8 |  | --> | 0.048 | 0 | 0 | 0 | 0 | Constrained, otherwise capacity available =48 kW | --> | C13 ex PURCELLS INCH | Purcells Inch [T41,T42] | KILKENNY |  | 52.6431 | -7.2216
075700X | MV/LV Substation KI***700X |  | 20 kV | _ | LV | 50 kVA :Pole Substation | 0.05 | --> | 0.05 | 0.042 | 1.13 |  | --> | 0.048 | 0 | 0 | 0 | 0 | Constrained, otherwise capacity available =46 kW | --> | E22 ex BUNCLODY | Bunclody [T421,T422] | CRANE |  | 52.6821 | -6.684
056118Y | MV/LV Substation DR***118Y |  | 20 kV | _ | LV | 50 kVA :Pole Substation | 0.05 | --> | 0.05 | 0.049 | 0.89 |  | --> | 0.048 | 0 | 0 | 0 | 0 | Constrained, otherwise capacity available =47 kW | --> | E12 ex BIRR | Birr [T41,T422] | DALLOW |  | 53.1203 | -7.6871
056112X | MV/LV Substation WO***112X |  | 20 kV | _ | LV | 50 kVA :Pole Substation | 0.05 | --> | 0.05 | 0.042 | 0.89 |  | --> | 0.048 | 0 | 0 | 0 | 0 | Constrained, otherwise capacity available =46 kW | --> | E24 ex BIRR | Birr [T41,T422] | DALLOW |  | 53.1081 | -7.8964
008570 | MV/LV Substation MA***570 |  | 10 kV | _ | LV | 100 kVA :Pole Substation | 0.1 | --> | 0.1 | 0 | 0 | Constrained, otherwise capacity available =73 kVA | --> | 0.095 | 0 | 0 | 0 | 0 | Constrained, otherwise capacity available =91 kW | --> | E11 ex KNOCKMULLEN | Knockmullen [T42,T421] | GREAT ISLAND |  | 52.3989 | -6.926
495792 | MV/LV Substation CA***792 |  | 20 kV | _ | LV | 100 kVA :Pole Substation | 0.1 | --> | 0.1 | 0.085 | 1.5 |  | --> | 0.095 | 0 | 0 | 0.093 | 0 |  | --> | E17 ex ACHILL | Achill [T422] | CARROWBEG |  | 53.9791 | -10.0497
039446X | MV/LV Substation CA***446X |  | 10 kV | _ | LV | 200 kVA :Kiosk Substation | 0.2 | --> | 0.2 | 0.019 | 11.03 |  | --> | 0.19 | 0 | 0.03 | 0.142 | 0 |  | --> | C22 ex SALTHILL | Salthill [T101,T102] | SALTHILL |  | 53.2747 | -9.1039
070863X | MV/LV Substation VA***863X |  | 20 kV | _ | LV | 50 kVA :Pole Substation | 0.05 | --> | 0.05 | 0.05 | 0.76 |  | --> | 0.048 | 0 | 0 | 0 | 0 | Constrained, otherwise capacity available =48 kW | --> | E15 ex RATHMORE | Rathmore [T42,T421] | KNOCKEARAGH |  | 52.118 | -9.2198
059357X | MV/LV Substation RA***357X |  | 10 kV | _ | LV | 100 kVA :Pole Substation | 0.1 | --> | 0.1 | 0 | 0 | Constrained, otherwise capacity available =80 kVA | --> | 0.095 | 0 | 0 | 0 | 0 | Constrained, otherwise capacity available =92 kW | --> | C11 ex DERRYCRAMPH | Derrycramph [T41,T42] | SHANKILL |  | 53.9684 | -7.3365
060004 | MV/LV Substation BE***004 |  | 10 kV | _ | LV | 200 kVA :Pole Substation | 0.2 | --> | 0.2 | 0.184 | 2.57 |  | --> | 0.19 | 0 | 0 | 0 | 0 | Constrained, otherwise capacity available =188 kW | --> | C19 ex ERRIGAL | Errigal [T41,T422] | SHANKILL |  | 54.0865 | -7.0664
237539 | MV/LV Substation DR***539 |  | 10 kV | _ | LV | 50 kVA :Pole Substation | 0.05 | --> | 0.05 | 0 | 0 | Constrained, otherwise capacity available =37 kVA | --> | 0.048 | 0 | 0 | 0 | 0 | Constrained, otherwise capacity available =46 kW | --> | C11 ex KILSARAN | Kilsaran [T42] | DRYBRIDGE |  | 53.9034 | -6.4067
118422 | MV/LV Substation FA***422 |  | 20 kV | _ | LV | 50 kVA :Pole Substation | 0.05 | --> | 0.05 | 0 | 0 | Constrained, otherwise capacity available =46 kVA | --> | 0.048 | 0 | 0 | 0 | 0 | Constrained, otherwise capacity available =47 kW | --> | E17 ex CREAGH | Creagh [T421,T422] | ATHLONE |  | 53.3101 | -8.3284
018045 | MV/LV Substation GU***045 |  | 10 kV | _ | LV | 400 kVA :Kiosk Substation | 0.4 | --> | 0.4 | 0.259 | 3.75 |  | --> | 0.38 | 0 | 0.048 | 0 | 0 | Constrained, otherwise capacity available =325 kW | --> | C11 ex SMEARLA | Smearla [T41,T42] | TRIEN |  | 52.4476 | -9.4748
377336 | MV/LV Substation RE***336 |  | 20 kV | _ | LV | 200 kVA :Kiosk Substation | 0.2 | --> | 0.2 | 0 | 0 | Constrained, otherwise capacity available =152 kVA | --> | 0.19 | 0 | 0.009 | 0 | 0 | Constrained, otherwise capacity available =177 kW | --> | E15 ex GURRANEBANE | Gurranebane [T421,T422] | OUGHTRAGH |  | 51.949 | -10.2198
109083 | MV/LV Substation CR***083 |  | 10 kV | _ | LV | 400 kVA :Kiosk Substation | 0.4 | --> | 0.4 | 0.314 | 0.38 |  | --> | 0.38 | 0 | 0.01 | 0.361 | 0 |  | --> | C15 ex RINEANNA | Rineanna [T41,T42] | DRUMLINE |  | 52.707 | -8.8669
039689 | MV/LV Substation CA***689 |  | 10 kV | _ | LV | 200 kVA :Pole Substation | 0.2 | --> | 0.2 | 0 | 0 | Constrained, otherwise capacity available =124 kVA | --> | 0.19 | 0 | 0 | 0 | 0 | Constrained, otherwise capacity available =179 kW | --> | C20 ex ORANMORE | Oranmore [T41,T44] | GALWAY 110KV |  | 53.3051 | -8.9395
182051X | MV/LV Substation DE***051X |  | 10 kV | _ | LV | 50 kVA :Pole Substation | 0.05 | --> | 0.05 | 0 | 0 | Constrained, otherwise capacity available =46 kVA | --> | 0.048 | 0 | 0 | 0 | 0 | Constrained, otherwise capacity available =47 kW | --> | C15 ex TULLA | Tulla [T41,T42] | ENNIS |  | 52.9591 | -8.6409
244804X | MV/LV Substation GR***804X |  | 20 kV | _ | LV | 400 kVA :Kiosk Substation | 0.4 | --> | 0.4 | 0 | 0 | Constrained, otherwise capacity available =328 kVA | --> | 0.38 | 0 | 0 | 0 | 0 | Constrained, otherwise capacity available =370 kW | --> | E18 ex MILLTOWN (SR) | Milltown (sr) [T421,T422] | OUGHTRAGH |  | 52.1696 | -9.5925
009544X | MV/LV Substation GR***544X |  | 10 kV | _ | LV | 100 kVA :Pole Substation | 0.1 | --> | 0.1 | 0 | 0 | Constrained, otherwise capacity available =100 kVA | --> | 0.095 | 0 | 0.083 | 0 | 0 | Constrained, otherwise capacity available =34 kW | --> | C15 ex GRANAGH | Granagh [T41,T42] | WATERFORD |  | 52.315 | -7.1681
182455 | MV/LV Substation FE***455 |  | 10 kV | _ | LV | 50 kVA :Pole Substation | 0.05 | --> | 0.05 | 0 | 0 |  | --> | 0.048 | 0 | 0.009 | 0 | 0 | Constrained, otherwise capacity available =32 kW | --> | C15 ex TULLA | Tulla [T41,T42] | ENNIS |  | 52.9262 | -8.6464
046549 | MV/LV Substation GR***549 |  | 10 kV | _ | LV | 200 kVA :Kiosk Substation | 0.2 | --> | 0.2 | 0.095 | 4.13 |  | --> | 0.19 | 0 | 0.013 | 0.166 | 0 |  | --> | C18 ex AGHAGAD | Aghagad [T41,T42] | SLIGO |  | 54.3922 | -8.5243
2484325 | MV/LV Substation BA***4325 |  | 20 kV | _ | LV | 400 kVA :Kiosk Substation | 0.4 | --> | 0.4 | 0 | 0 | Constrained, otherwise capacity available =284 kVA | --> | 0.38 | 0 | 0.016 | 0 | 0 | Constrained, otherwise capacity available =352 kW | --> | E19 ex KILCOCK | Kilcock [T421,T422] | GRIFFINRATH |  | 53.403 | -6.6782
046558 | MV/LV Substation AG***558 |  | 10 kV | _ | LV | 50 kVA :Pole Substation | 0.05 | --> | 0.05 | 0.042 | 4.13 |  | --> | 0.048 | 0 | 0.013 | 0.037 | 0 |  | --> | C18 ex AGHAGAD | Aghagad [T41,T42] | SLIGO |  | 54.3863 | -8.5451
158540X | MV/LV Substation RO***540X |  | 20 kV | _ | LV | 50 kVA :Pole Substation | 0.05 | --> | 0.05 | 0 | 0 | Constrained, otherwise capacity available =46 kVA | --> | 0.048 | 0 | 0 | 0 | 0 | Constrained, otherwise capacity available =47 kW | --> | C19 ex ENNISTYMON | Ennistymon [T41,T42] | ENNIS |  | 53.0277 | -9.306
0054019 | MV/LV Substation BA***4019 |  | 10 kV | _ | LV | 630 kVA :Kiosk Substation | 0.63 | --> | 0.63 | 0 | 0 | Constrained, otherwise capacity available =551 kVA | --> | 0.598 | 0 | 0 | 0 | 0 | Constrained, otherwise capacity available =588 kW | --> | C11 ex GARDEN CITY | Garden City [T41,T42] | ARKLOW |  | 52.6922 | -6.2714
093242Z | MV/LV Substation GA***242Z |  | 10 kV | _ | LV | 630 kVA :Building Structure | 0.63 | --> | 0.63 | 0.5 | 2.86 |  | --> | 0.598 | 0 | 0.019 | 0.5 | 0 |  | --> | C14 ex BALLYMUN | Ballymun [T41,T42] | FINGLAS |  | 53.394 | -6.2651
013073Z | MV/LV Substation CL***073Z |  | 20 kV | _ | LV | 400 kVA :Kiosk Substation | 0.4 | --> | 0.4 | 0.121 | 0.12 | Constrained, otherwise capacity available =363 kVA | --> | 0.38 | 0 | 0 | 0.375 | 0 |  | --> | E62 ex ATHY | Athy [T101,T102] | ATHY |  | 53.0023 | -6.9838
004094 | MV/LV Substation T/***094 |  | 10 kV | _ | LV | 50 kVA :Pole Substation | 0.05 | --> | 0.05 | 0 | 0 | Constrained, otherwise capacity available =45 kVA | --> | 0.048 | 0 | 0 | 0 | 0 | Constrained, otherwise capacity available =47 kW | --> | C23 ex TINAHASK | Tinahask [T41,T42] | ARKLOW |  | 52.7915 | -6.2317
153115X | MV/LV Substation BR***115X |  | 20 kV | _ | LV | 100 kVA :Pole Substation | 0.1 | --> | 0.1 | 0 | 0 | Constrained, otherwise capacity available =89 kVA | --> | 0.095 | 0 | 0.023 | 0 | 0 | Constrained, otherwise capacity available =76 kW | --> | E13 ex BIRDHILL | Birdhill [T421,T422] | ARDNACRUSHA |  | 52.763 | -8.524
0394161 | MV/LV Substation AB***4161 |  | 20 kV | _ | LV | 630 kVA :Building Structure | 0.63 | --> | 0.63 | 0.459 | 11.03 |  | --> | 0.598 | 0 | 0 | 0.5 | 0 |  | --> | C36 ex SALTHILL | Salthill [T101,T102] | SALTHILL |  | 53.3001 | -9.0992
111220 | MV/LV Substation SP***220 |  | 20 kV | _ | LV | 50 kVA :Pole Substation | 0.05 | --> | 0.05 | 0 | 0 | Constrained, otherwise capacity available =45 kVA | --> | 0.048 | 0 | 0 | 0 | 0 | Constrained, otherwise capacity available =47 kW | --> | E16 ex BALLYDEHOB | Ballydehob [T421] | DUNMANWAY |  | 51.4857 | -9.7078
160582Y | MV/LV Substation BU***582Y |  | 20 kV | _ | LV | 100 kVA :Pole Substation | 0.1 | --> | 0.1 | 0 | 0 | Constrained, otherwise capacity available =93 kVA | --> | 0.095 | 0 | 0 | 0 | 0 | Constrained, otherwise capacity available =94 kW | --> | C11 ex KILDARE | Kildare [T41,T42] | NEWBRIDGE |  | 53.1428 | -7.0383
070109X | MV/LV Substation KN***109X |  | 20 kV | _ | LV | 100 kVA :Pole Substation | 0.1 | --> | 0.1 | 0.099 | 0.76 |  | --> | 0.095 | 0 | 0.03 | 0 | 0 | Constrained, otherwise capacity available =73 kW | --> | E15 ex RATHMORE | Rathmore [T42,T421] | KNOCKEARAGH |  | 52.1291 | -9.2095
136455Y | MV/LV Substation SC***455Y |  | 10 kV | _ | LV | 50 kVA :Pole Substation | 0.05 | --> | 0.05 | 0 | 0 | Constrained, otherwise capacity available =46 kVA | --> | 0.048 | 0 | 0 | 0 | 0 | Constrained, otherwise capacity available =47 kW | --> | C12 ex AGHAMORE | Aghamore [T41,T42] | LANESBORO |  | 53.7669 | -8.0649
001622 | MV/LV Substation DE***622 |  | 10 kV | _ | LV | 200 kVA :Building Structure | 0.2 | --> | 0.2 | 0.111 | 4.37 |  | --> | 0.19 | 0 | 0.004 | 0.174 | 0 |  | --> | C11 ex DUN LAOGHAIRE | Dun Laoghaire [T41,T42] | BLACKROCK |  | 53.2936 | -6.1442
495539X | MV/LV Substation AC***539X |  | 20 kV | _ | LV | 200 kVA :Pole Substation | 0.2 | --> | 0.2 | 0.159 | 1.5 |  | --> | 0.19 | 0 | 0.005 | 0.181 | 0 |  | --> | E17 ex ACHILL | Achill [T422] | CARROWBEG |  | 53.9299 | -9.9282
1274329 | MV/LV Substation CA***4329 |  | 10 kV | _ | LV | 100 kVA :Pole Substation | 0.1 | --> | 0.1 | 0.097 | 5.89 |  | --> | 0.095 | 0 | 0 | 0 | 0 | Constrained, otherwise capacity available =95 kW | --> | C11 ex CASHEL | Cashel [T41,T42] | CAHIR |  | 52.4497 | -7.8055
067012Y | MV/LV Substation JU***012Y |  | 10 kV | _ | LV | 630 kVA :Building Structure | 0.63 | --> | 0.63 | 0 | 0 | Constrained, otherwise capacity available =442 kVA | --> | 0.598 | 0 | 0 | 0.5 | 0 |  | --> | C20 ex ROCHES STREET | Roches Street [T41,T42] | LIMERICK |  | 52.6608 | -8.6327
062641X | MV/LV Substation TR***641X |  | 20 kV | _ | LV | 100 kVA :Pole Substation | 0.1 | --> | 0.1 | 0.09 | 2.33 |  | --> | 0.095 | 0 | 0 | 0 | 0 | Constrained, otherwise capacity available =94 kW | --> | C18 ex DUNDALK | Dundalk [T41,T42] | DUNDALK |  | 54.0367 | -6.4567
0544283 | MV/LV Substation CL***4283 |  | 10 kV | _ | LV | 50 kVA :Pole Substation | 0.05 | --> | 0.05 | 0 | 0 | Constrained, otherwise capacity available =50 kVA | --> | 0.048 | 0 | 0 | 0 | 0 | Constrained, otherwise capacity available =48 kW | --> | E14 ex ABBEYLEIX | Abbeyleix [T422] | PORTLAOISE |  | 52.8745 | -7.2897
014749X | MV/LV Substation BA***749X |  | 10 kV | _ | LV | 200 kVA :Kiosk Substation | 0.2 | --> | 0.2 | 0 | 0 | Constrained, otherwise capacity available =124 kVA | --> | 0.19 | 0 | 0.02 | 0 | 0 | Constrained, otherwise capacity available =164 kW | --> | C14 ex ATHGARVAN | Athgarvan [T41,T44] | NEWBRIDGE |  | 53.181 | -6.7833
243807 | MV/LV Substation CA***807 |  | 20 kV | _ | LV | 200 kVA :Pole Substation | 0.2 | --> | 0.2 | 0 | 0 | Constrained, otherwise capacity available =170 kVA | --> | 0.19 | 0 | 0.005 | 0 | 0 | Constrained, otherwise capacity available =182 kW | --> | E17 ex INCH | Inch [T421,T422] | OUGHTRAGH |  | 52.2558 | -10.0242
002021X | MV/LV Substation RO***021X |  | 10 kV | _ | LV | 400 kVA :Kiosk Substation | 0.4 | --> | 0.4 | 0.245 | 0.48 |  | --> | 0.38 | 0 | 0.017 | 0 | 0 | Constrained, otherwise capacity available =346 kW | --> | C20 ex KILMARTIN | Kilmartin [T41] | ARKLOW |  | 53.064 | -6.2254
050676Y | MV/LV Substation GA***676Y |  | 20 kV | _ | LV | 200 kVA :Kiosk Substation | 0.2 | --> | 0.2 | 0 | 0 | Constrained, otherwise capacity available =101 kVA | --> | 0.19 | 0 | 0 | 0 | 0 | Constrained, otherwise capacity available =176 kW | --> | C22 ex ATHLONE | Athlone [T41,T42] | ATHLONE |  | 53.4312 | -7.9631
082975X | MV/LV Substation HA***975X |  | 10 kV | _ | LV | 50 kVA :Pole Substation | 0.05 | --> | 0.05 | 0.03 | 2.01 |  | --> | 0.048 | 0 | 0 | 0 | 0 | Constrained, otherwise capacity available =45 kW | --> | C11 ex ABBEYLAND | Abbeyland [T41,T42] | NAVAN |  | 53.6495 | -6.7068
049053 | MV/LV Substation RA***053 |  | 10 kV | _ | LV | 100 kVA :Building Structure | 0.1 | --> | 0.1 | 0.099 | 2.8 |  | --> | 0.095 | 0 | 0 | 0 | 0 | Constrained, otherwise capacity available =95 kW | --> | C17 ex GLEBE | Glebe [T41,T42] | RICHMOND |  | 53.7238 | -7.7955
026842Y | MV/LV Substation CL***842Y |  | 10 kV | _ | LV | 400 kVA :Building Structure | 0.4 | --> | 0.4 | 0.388 | 8.66 |  | --> | 0.38 | 0 | 0 | 0 | 0 | Constrained, otherwise capacity available =378 kW | --> | C20 ex BANDON | Bandon [T101,T42] | BANDON |  | 51.7442 | -8.7954
069736 | MV/LV Substation CR***736 |  | 10 kV | _ | LV | 630 kVA :Kiosk Substation | 0.63 | --> | 0.63 | 0.5 | 4.91 |  | --> | 0.598 | 0 | 0 | 0.5 | 0 |  | --> | C11 ex CRUMLIN | Crumlin [T41,T42] | INCHICORE 220KV |  | 53.3299 | -6.3034
068778 | MV/LV Substation HA***778 |  | 10 kV | _ | LV | 1000 kVA :Building Structure | 1 | --> | 1 | 0.5 | 9.02 |  | --> | 0.95 | 0 | 0 | 0.5 | 0 |  | --> | C16 ex MISERY HILL | Misery Hill [T101,T102] | POOLBEG |  | 53.3422 | -6.2399
023210 | MV/LV Substation BA***210 |  | 10 kV | _ | LV | 50 kVA :Pole Substation | 0.05 | --> | 0.05 | 0 | 0 | Constrained, otherwise capacity available =36 kVA | --> | 0.048 | 0 | 0 | 0 | 0 | Constrained, otherwise capacity available =46 kW | --> | C19 ex CURRAGLASS | Curraglass [T41] | BARRYMORE |  | 52.1065 | -8.1371
3344001 | MV/LV Substation BA***4001 |  | 10 kV | _ | LV | 400 kVA :Kiosk Substation | 0.4 | --> | 0.4 | 0 | 0 | Constrained, otherwise capacity available =354 kVA | --> | 0.38 | 0 | 0.019 | 0.36 | 0 |  | --> | C20 ex SUTTON | Sutton [T41,T42] | GRANGE (DR) |  | 53.3738 | -6.0642
001663 | MV/LV Substation MT***663 |  | 10 kV | _ | LV | 400 kVA :Kiosk Substation | 0.4 | --> | 0.4 | 0.334 | 1.16 |  | --> | 0.38 | 0 | 0.033 | 0.346 | 0 |  | --> | C23 ex MOUNT MERRION | Mount Merrion [T41,T42] | CARRICKMINES |  | 53.2905 | -6.2188
204515 | MV/LV Substation LR***515 |  | 20 kV | _ | LV | 100 kVA :Pole Substation | 0.1 | --> | 0.1 | 0 | 0 | Constrained, otherwise capacity available =47 kVA | --> | 0.095 | 0 | 0 | 0 | 0 | Constrained, otherwise capacity available =88 kW | --> | E17 ex BUNCRANA | Buncrana [T421,T422] | TRILLICK |  | 55.1527 | -7.433
007509 | MV/LV Substation WA***509 |  | 20 kV | _ | LV | 50 kVA :Pole Substation | 0.05 | --> | 0.05 | 0.024 | 1.4 |  | --> | 0.048 | 0 | 0.01 | 0 | 0 | Constrained, otherwise capacity available =36 kW | --> | E20 ex KILLINICK | Killinick [T421,T422] | WEXFORD |  | 52.2593 | -6.4837
036610 | MV/LV Substation BA***610 |  | 20 kV | _ | LV | 50 kVA :Pole Substation | 0.05 | --> | 0.05 | 0.045 | 1.4 |  | --> | 0.048 | 0 | 0.005 | 0 | 0 | Constrained, otherwise capacity available =43 kW | --> | E17 ex KILROSS ROAD | Kilross Road [T421] | TIPPERARY |  | 52.5122 | -8.3349
009987 | MV/LV Substation GR***987 |  | 10 kV | _ | LV | 50 kVA :Pole Substation | 0.05 | --> | 0.05 | 0.043 | 8.16 |  | --> | 0.048 | 0 | 0 | 0 | 0 | Constrained, otherwise capacity available =46 kW | --> | C11 ex MOUNT MISERY | Mount Misery [T41,T42] | WATERFORD |  | 52.2792 | -7.145
281824Z | MV/LV Substation BL***824Z |  | 10 kV | _ | LV | 630 kVA :Kiosk Substation | 0.63 | --> | 0.63 | 0 | 0 | Constrained, otherwise capacity available =484 kVA | --> | 0.598 | 0 | 0.005 | 0 | 0 | Constrained, otherwise capacity available =574 kW | --> | C19 ex DOUGLAS | Douglas [T41,T42] | TRABEG |  | 51.8941 | -8.4112
015680Z | MV/LV Substation DU***680Z |  | 10 kV | _ | LV | 1000 kVA :Building Structure | 1 | --> | 1 | 0 | 0 | Constrained, otherwise capacity available =750 kVA | --> | 0.95 | 0 | 0.016 | 0 | 0 | Constrained, otherwise capacity available =903 kW | --> | E20 ex BLESSINGTON | Blessington [T421,T422] | KILTEEL |  | 53.1725 | -6.5326
065374Z | MV/LV Substation QU***374Z |  | 10 kV | _ | LV | 400 kVA :Kiosk Substation | 0.4 | --> | 0.4 | 0 | 0 | Constrained, otherwise capacity available =344 kVA | --> | 0.38 | 0 | 0 | 0 | 0 | Constrained, otherwise capacity available =372 kW | --> | C16 ex BALBRIGGAN | Balbriggan [T42] | GLASMORE |  | 53.6102 | -6.1803
058168Y | MV/LV Substation CL***168Y |  | 10 kV | _ | LV | 200 kVA :Building Structure | 0.2 | --> | 0.2 | 0.129 | 3 |  | --> | 0.19 | 0 | 0 | 0 | 0 | Constrained, otherwise capacity available =180 kW | --> | C21 ex NENAGH | Nenagh [T41,T42] | NENAGH |  | 52.8613 | -8.2126
007112 | MV/LV Substation TR***112 |  | 20 kV | _ | LV | 200 kVA :Pole Substation | 0.2 | --> | 0.2 | 0.158 | 1.4 |  | --> | 0.19 | 0 | 0.015 | 0 | 0 | Constrained, otherwise capacity available =173 kW | --> | E12 ex KILLINICK | Killinick [T421,T422] | WEXFORD |  | 52.2394 | -6.3433
046256X | MV/LV Substation WE***256X |  | 10 kV | _ | LV | 630 kVA :Kiosk Substation | 0.63 | --> | 0.63 | 0 | 0 | Constrained, otherwise capacity available =492 kVA | --> | 0.598 | 0 | 0 | 0.5 | 0 |  | --> | C17 ex CRANMORE | Cranmore [T41,T42] | SLIGO |  | 54.2697 | -8.4739
046045 | MV/LV Substation WO***045 |  | 10 kV | _ | LV | 400 kVA :Kiosk Substation | 0.4 | --> | 0.4 | 0.319 | 5.78 |  | --> | 0.38 | 0 | 0.025 | 0.35 | 0 |  | --> | C11 ex OAKFIELD | Oakfield [T41,T42] | SLIGO |  | 54.2552 | -8.4668
293849X | MV/LV Substation DE***849X |  | 20 kV | _ | LV | 50 kVA :Pole Substation | 0.05 | --> | 0.05 | 0 | 0 | Constrained, otherwise capacity available =48 kVA | --> | 0.048 | 0 | 0 | 0 | 0 | Constrained, otherwise capacity available =47 kW | --> | E12 ex BALTINGLASS | Baltinglass [T421,T422] | STRATFORD |  | 52.9393 | -6.6901
007889X | MV/LV Substation RO***889X |  | 10 kV | _ | LV | 50 kVA :Pole Substation | 0.05 | --> | 0.05 | 0.045 | 1.4 |  | --> | 0.048 | 0 | 0 | 0 | 0 | Constrained, otherwise capacity available =47 kW | --> | E18 ex KILLINICK | Killinick [T421,T422] | WEXFORD |  | 52.2663 | -6.3855
081590X | MV/LV Substation ES***590X |  | 10 kV | _ | LV | 400 kVA :Kiosk Substation | 0.4 | --> | 0.4 | 0 | 0 | Constrained, otherwise capacity available =331 kVA | --> | 0.38 | 0 | 0.024 | 0.353 | 0 |  | --> | C18 ex LUCAN EAST | Lucan East [T41,T42] | GRANGE CASTLE |  | 53.351 | -6.4335
068954 | MV/LV Substation AS***954 |  | 10 kV | _ | LV | 400 kVA :Kiosk Substation | 0.4 | --> | 0.4 | 0.189 | 7.91 |  | --> | 0.38 | 0 | 0.073 | 0.296 | 0 |  | --> | C29 ex PELLETSTOWN | Pelletstown [T101,T102] | FINGLAS |  | 53.3728 | -6.327
293513Z | MV/LV Substation ST***513Z |  | 20 kV | _ | LV | 50 kVA :Pole Substation | 0.05 | --> | 0.05 | 0.049 | 0.43 |  | --> | 0.048 | 0 | 0 | 0 | 0 | Constrained, otherwise capacity available =47 kW | --> | E19 ex TULLOW | Tullow [T421,T422] | CARLOW |  | 52.7842 | -6.5253
025072 | MV/LV Substation CR***072 |  | 10 kV | _ | LV | 200 kVA :Pole Substation | 0.2 | --> | 0.2 | 0.148 | 2.96 |  | --> | 0.19 | 0 | 0.006 | 0 | 0 | Constrained, otherwise capacity available =178 kW | --> | E17 ex CHARLEVILLE | Charleville [T421,T422] | CHARLEVILLE |  | 52.3607 | -8.6832
068054X | MV/LV Substation PA***054X |  | 10 kV | _ | LV | 1000 kVA :Building Structure | 1 | --> | 1 | 0.5 | 7.2 |  | --> | 0.95 | 0 | 0 | 0.5 | 0 |  | --> | C19 ex TRINITY | Trinity [T101,T102] | POOLBEG |  | 53.3389 | -6.2414
1844021 | MV/LV Substation MO***4021 |  | 10 kV | _ | LV | 400 kVA :Building Structure | 0.4 | --> | 0.4 | 0.304 | 3.38 |  | --> | 0.38 | 0 | 0.003 | 0 | 0 | Constrained, otherwise capacity available =364 kW | --> | C21 ex CASTLEBLAYNEY | Castleblayney [T41,T42] | DUNDALK |  | 54.158 | -6.8037
011791 | MV/LV Substation BO***791 |  | 10 kV | _ | LV | 50 kVA :Pole Substation | 0.05 | --> | 0.05 | 0 | 0 | Constrained, otherwise capacity available =48 kVA | --> | 0.048 | 0 | 0 | 0 | 0 | Constrained, otherwise capacity available =47 kW | --> | C15 ex TALBOTS INCH | Talbots Inch [T41,T42] | KILKENNY |  | 52.6675 | -7.3083
0684387 | MV/LV Substation NE***4387 |  | 10 kV | _ | LV | 1000 kVA :Building Structure | 1 | --> | 1 | 0.5 | 2.6 |  | --> | 0.95 | 0 | 0 | 0.5 | 0 |  | --> | C31 ex WOLFE TONE STREET | Wolfe Tone Street [T101,T102] | FINGLAS |  | 53.3476 | -6.2771
050922Y | MV/LV Substation PH***922Y |  | 10 kV | _ | LV | 100 kVA :Pole Substation | 0.1 | --> | 0.1 | 0 | 0 | Constrained, otherwise capacity available =92 kVA | --> | 0.095 | 0 | 0 | 0 | 0 | Constrained, otherwise capacity available =94 kW | --> | C21 ex ATHLONE | Athlone [T41,T42] | ATHLONE |  | 53.4208 | -7.9823
093617 | MV/LV Substation BA***617 |  | 10 kV | _ | LV | 50 kVA :Pole Substation | 0.05 | --> | 0.05 | 0.029 | 7.91 |  | --> | 0.048 | 0 | 0 | 0.045 | 0 |  | --> | C26 ex PELLETSTOWN | Pelletstown [T101,T102] | FINGLAS |  | 53.3909 | -6.3465
034796X | MV/LV Substation AS***796X |  | 10 kV | _ | LV | 400 kVA :Kiosk Substation | 0.4 | --> | 0.4 | 0.318 | 0.95 |  | --> | 0.38 | 0 | 0.019 | 0 | 0 | Constrained, otherwise capacity available =355 kW | --> | C15 ex SPA ROAD | Spa Road [T41,T42] | DOON |  | 52.3586 | -7.7343
067740 | MV/LV Substation RI***740 |  | 20 kV | _ | LV | 50 kVA :Pole Substation | 0.05 | --> | 0.05 | 0.036 | 6.81 |  | --> | 0.048 | 0 | 0 | 0.046 | 0 |  | --> | C06 ex AHANE | Ahane [T102] | AHANE |  | 52.6803 | -8.5108
120565 | MV/LV Substation BO***565 |  | 10 kV | _ | LV | 100 kVA :Pole Substation | 0.1 | --> | 0.1 | 0 | 0 | Constrained, otherwise capacity available =89 kVA | --> | 0.095 | 0 | 0 | 0 | 0 | Constrained, otherwise capacity available =94 kW | --> | C16 ex BLAKE | Blake [T41,T42] | BLAKE |  | 53.2321 | -6.9213
110993 | MV/LV Substation HO***993 |  | 10 kV | _ | LV | 400 kVA :Kiosk Substation | 0.4 | --> | 0.4 | 0.375 | 0.76 |  | --> | 0.38 | 0 | 0.017 | 0 | 0 | Constrained, otherwise capacity available =364 kW | --> | C16 ex KENMARE | Kenmare [T42] | KNOCKEARAGH |  | 51.881 | -9.6002
0084206 | MV/LV Substation LA***4206 |  | 20 kV | _ | LV | 200 kVA :Pole Substation | 0.2 | --> | 0.2 | 0 | 0 | Constrained, otherwise capacity available =200 kVA | --> | 0.19 | 0 | 0 | 0 | 0 | Constrained, otherwise capacity available =190 kW | --> | C20 ex KNOCKMULLEN | Knockmullen [T42,T421] | GREAT ISLAND |  | 52.3643 | -6.9649
137781 | MV/LV Substation PM***781 |  | 10 kV | _ | LV | 100 kVA :Pole Substation | 0.1 | --> | 0.1 | 0.072 | 2 |  | --> | 0.095 | 0 | 0 | 0 | 0 | Constrained, otherwise capacity available =91 kW | --> | C15 ex CAUSEWAY | Causeway [T41,T42] | TRALEE |  | 52.3338 | -9.7868
136450X | MV/LV Substation KN***450X |  | 20 kV | _ | LV | 50 kVA :Pole Substation | 0.05 | --> | 0.05 | 0 | 0 | Constrained, otherwise capacity available =41 kVA | --> | 0.048 | 0 | 0.005 | 0 | 0 | Constrained, otherwise capacity available =42 kW | --> | C18 ex ROSCOMMON | Roscommon [T41,T42] | LANESBORO |  | 53.5732 | -8.0914
003016 | MV/LV Substation MA***016 |  | 10 kV | _ | LV | 50 kVA :Pole Substation | 0.05 | --> | 0.05 | 0.044 | 11.58 |  | --> | 0.048 | 0 | 0 | 0 | 0 | Constrained, otherwise capacity available =47 kW | --> | C17 ex BALLYBEG | Ballybeg [T101,T102] | CARRICKMINES |  | 52.9377 | -6.0331
1544001 | MV/LV Substation ST***4001 |  | 10 kV | _ | LV | 400 kVA :Building Structure | 0.4 | --> | 0.4 | 0 | 0 | Constrained, otherwise capacity available =400 kVA | --> | 0.38 | 0 | 0 | 0.38 | 0 |  | --> | C20 ex COLLEGE PARK | College Park [T101,T102,T103] | COLLEGE PARK |  | 53.3886 | -6.3639
1374036 | MV/LV Substation TU***4036 |  | 10 kV | _ | LV | 50 kVA :Pole Substation | 0.05 | --> | 0.05 | 0.049 | 2.18 |  | --> | 0.048 | 0 | 0 | 0 | 0 | Constrained, otherwise capacity available =47 kW | --> | C17 ex BALLYRICKARD | Ballyrickard [T41,T42] | TRALEE |  | 52.3209 | -9.7538
071166 | MV/LV Substation CH***166 |  | 10 kV | _ | LV | 200 kVA :Pole Substation | 0.2 | --> | 0.2 | 0 | 0 | Constrained, otherwise capacity available =176 kVA | --> | 0.19 | 0 | 0 | 0.187 | 0 |  | --> | C22 ex GREYSTONES | Greystones [T41,T42] | FASSAROE |  | 53.1307 | -6.0567
066043Y | MV/LV Substation SU***043Y |  | 20 kV | _ | LV | 400 kVA :Kiosk Substation | 0.4 | --> | 0.4 | 0 | 0 | Constrained, otherwise capacity available =276 kVA | --> | 0.38 | 0 | 0.075 | 0 | 0 | Constrained, otherwise capacity available =307 kW | --> | E17 ex BALTRASNA | Baltrasna [T121,T122] | BALTRASNA |  | 53.5094 | -6.5445
039777 | MV/LV Substation CI***777 |  | 10 kV | _ | LV | 630 kVA :Building Structure | 0.63 | --> | 0.63 | 0 | 0 | Constrained, otherwise capacity available =132 kVA | --> | 0.598 | 0 | 0.06 | 0 | 0 | Constrained, otherwise capacity available =504 kW | --> | C17 ex HEADFORD ROAD | Headford Road [T41,T42] | GALWAY 110KV |  | 53.2803 | -9.0495
0734174 | MV/LV Substation MO***4174 |  | 20 kV | _ | LV | 400 kVA :Kiosk Substation | 0.4 | --> | 0.4 | 0 | 0 |  | --> | 0.38 | 0 | 0 | 0 | 0 | Constrained, otherwise capacity available =366 kW | --> | C16 ex MOATE | Moate [T41,T42] | ATHLONE |  | 53.3957 | -7.7056
204188X | MV/LV Substation 02***188X |  | 20 kV | _ | LV | 50 kVA :Pole Substation | 0.05 | --> | 0.05 | 0 | 0 | Constrained, otherwise capacity available =48 kVA | --> | 0.048 | 0 | 0 | 0 | 0 | Constrained, otherwise capacity available =47 kW | --> | E17 ex BUNCRANA | Buncrana [T421,T422] | TRILLICK |  | 55.168 | -7.2414
037532X | MV/LV Substation OA***532X |  | 10 kV | _ | LV | 400 kVA :Kiosk Substation | 0.4 | --> | 0.4 | 0.34 | 13.05 |  | --> | 0.38 | 0 | 0.07 | 0.32 | 0 |  | --> | C17 ex ENNIS | Ennis [T101,T102] | ENNIS |  | 52.8568 | -8.9696
0634041 | MV/LV Substation MU***4041 |  | 10 kV | _ | LV | 50 kVA :Pole Substation | 0.05 | --> | 0.05 | 0 | 0 | Constrained, otherwise capacity available =50 kVA | --> | 0.048 | 0 | 0 | 0 | 0 | Constrained, otherwise capacity available =48 kW | --> | C16 ex STICKILLEN | Stickillen [T41,T42] | DRYBRIDGE |  | 53.8406 | -6.4778
204003 | MV/LV Substation VI***003 |  | 10 kV | _ | LV | 400 kVA :Kiosk Substation | 0.4 | --> | 0.4 | 0.119 | 2.02 |  | --> | 0.38 | 0 | 0.026 | 0 | 0 | Constrained, otherwise capacity available =321 kW | --> | E15 ex BALLYMACARRY | Ballymacarry [T421] | TRILLICK |  | 55.1297 | -7.4578
015899Z | MV/LV Substation GL***899Z |  | 20 kV | _ | LV | 400 kVA :Kiosk Substation | 0.4 | --> | 0.4 | 0 | 0 | Constrained, otherwise capacity available =340 kVA | --> | 0.38 | 0 | 0 | 0 | 0 | Constrained, otherwise capacity available =372 kW | --> | E13 ex BLESSINGTON | Blessington [T421,T422] | KILTEEL |  | 53.1743 | -6.5528
029885X | MV/LV Substation AR***885X |  | 10 kV | _ | LV | 400 kVA :Kiosk Substation | 0.4 | --> | 0.4 | 0 | 0 | Constrained, otherwise capacity available =368 kVA | --> | 0.38 | 0 | 0.005 | 0.372 | 0 |  | --> | C13 ex MIDLETON | Midleton [T101,T102] | MIDLETON |  | 51.9227 | -8.1754
034954X | MV/LV Substation RA***954X |  | 20 kV | _ | LV | 200 kVA :Pole Substation | 0.2 | --> | 0.2 | 0.187 | 0.57 |  | --> | 0.19 | 0 | 0 | 0 | 0 | Constrained, otherwise capacity available =188 kW | --> | E23 ex LAWLESSTOWN | Lawlesstown [T42,T421] | DOON |  | 52.3727 | -7.7795
377445X | MV/LV Substation GL***445X |  | 20 kV | _ | LV | 100 kVA :Pole Substation | 0.1 | --> | 0.1 | 0 | 0 | Constrained, otherwise capacity available =51 kVA | --> | 0.095 | 0 | 0 | 0 | 0 | Constrained, otherwise capacity available =88 kW | --> | E12 ex GURRANEBANE | Gurranebane [T421,T422] | OUGHTRAGH |  | 52.0589 | -9.9332
0674290 | MV/LV Substation DB***4290 |  | 20 kV | _ | LV | 630 kVA :Building Structure | 0.63 | --> | 0.63 | 0 | 0 | Constrained, otherwise capacity available =569 kVA | --> | 0.598 | 0 | 0 | 0 | 0 | Constrained, otherwise capacity available =590 kW | --> | E12 ex DRUMLINE | Drumline [T421,T422] | DRUMLINE |  | 52.7233 | -8.8658
005684X | MV/LV Substation SA***684X |  | 10 kV | _ | LV | 200 kVA :Kiosk Substation | 0.2 | --> | 0.2 | 0 | 0 | Constrained, otherwise capacity available =155 kVA | --> | 0.19 | 0 | 0.005 | 0 | 0 | Constrained, otherwise capacity available =180 kW | --> | C11 ex GARDEN CITY | Garden City [T41,T42] | ARKLOW |  | 52.6829 | -6.2082
1544191 | MV/LV Substation CO***4191 |  | 10 kV | _ | LV | 630 kVA :Kiosk Substation | 0.63 | --> | 0.63 | 0 | 0 | Constrained, otherwise capacity available =363 kVA | --> | 0.598 | 0 | 0.079 | 0 | 0 | Constrained, otherwise capacity available =502 kW | --> | C12 ex COOLMINE | Coolmine [T41,T42] | FINGLAS |  | 53.3846 | -6.3898
067284Y | MV/LV Substation S ***284Y |  | 20 kV | _ | LV | 400 kVA :Building Structure | 0.4 | --> | 0.4 | 0 | 0 | Constrained, otherwise capacity available =323 kVA | --> | 0.38 | 0 | 0 | 0 | 0 | Constrained, otherwise capacity available =369 kW | --> | E12 ex DRUMLINE | Drumline [T421,T422] | DRUMLINE |  | 52.7193 | -8.8621
288788 | MV/LV Substation BA***788 |  | 10 kV | _ | LV | 200 kVA :Pole Substation | 0.2 | --> | 0.2 | 0.041 | 0.04 | Constrained, otherwise capacity available =197 kVA | --> | 0.19 | 0 | 0 | 0.19 | 0 |  | --> | C21 ex LITTLE BRAY | Little Bray [T41,T42] | FASSAROE |  | 53.2105 | -6.2153
256885 | MV/LV Substation SE***885 |  | 20 kV | _ | LV | 50 kVA :Pole Substation | 0.05 | --> | 0.05 | 0.028 | 1.28 |  | --> | 0.048 | 0 | 0.004 | 0 | 0 | Constrained, otherwise capacity available =41 kW | --> | C22 ex CASTLEREA | Castlerea [T41,T42] | CARRICK ON SHANNON |  | 53.7752 | -8.4811
2934323 | MV/LV Substation RA***4323 |  | 20 kV | _ | LV | 200 kVA :Kiosk Substation | 0.2 | --> | 0.2 | 0 | 0 | Constrained, otherwise capacity available =129 kVA | --> | 0.19 | 0 | 0.04 | 0 | 0 | Constrained, otherwise capacity available =150 kW | --> | E13 ex BALTINGLASS | Baltinglass [T421,T422] | STRATFORD |  | 52.9116 | -6.8366
015722Z | MV/LV Substation CO***722Z |  | 20 kV | _ | LV | 200 kVA :Kiosk Substation | 0.2 | --> | 0.2 | 0 | 0 | Constrained, otherwise capacity available =170 kVA | --> | 0.19 | 0 | 0.005 | 0 | 0 | Constrained, otherwise capacity available =182 kW | --> | E13 ex BLESSINGTON | Blessington [T421,T422] | KILTEEL |  | 53.1787 | -6.5397
034143 | MV/LV Substation BA***143 |  | 20 kV | _ | LV | 50 kVA :Pole Substation | 0.05 | --> | 0.05 | 0.042 | 0.57 |  | --> | 0.048 | 0 | 0 | 0 | 0 | Constrained, otherwise capacity available =46 kW | --> | E23 ex LAWLESSTOWN | Lawlesstown [T42,T421] | DOON |  | 52.4108 | -7.7518
064104 | MV/LV Substation SE***104 |  | 20 kV | _ | LV | 400 kVA :Kiosk Substation | 0.4 | --> | 0.4 | 0 | 0 | Constrained, otherwise capacity available =305 kVA | --> | 0.38 | 0 | 0.003 | 0 | 0 | Constrained, otherwise capacity available =365 kW | --> | E16 ex JULIANSTOWN | Julianstown [T421,T422] | DRYBRIDGE |  | 53.6833 | -6.2417
111894Y | MV/LV Substation EN***894Y |  | 10 kV | _ | LV | 200 kVA :Pole Substation | 0.2 | --> | 0.2 | 0 | 0 | Constrained, otherwise capacity available =164 kVA | --> | 0.19 | 0 | 0.04 | 0 | 0 | Constrained, otherwise capacity available =155 kW | --> | C16 ex BANTRY | Bantry [T41,T42] | BALLYLICKY |  | 51.674 | -9.4661
003651X | MV/LV Substation RA***651X |  | 10 kV | _ | LV | 100 kVA :Pole Substation | 0.1 | --> | 0.1 | 0.073 | 0.48 |  | --> | 0.095 | 0 | 0.01 | 0 | 0 | Constrained, otherwise capacity available =84 kW | --> | C20 ex KILMARTIN | Kilmartin [T41] | ARKLOW |  | 53.0491 | -6.2542
082826X | MV/LV Substation KI***826X |  | 20 kV | _ | LV | 50 kVA :Pole Substation | 0.05 | --> | 0.05 | 0 | 0 | Constrained, otherwise capacity available =46 kVA | --> | 0.048 | 0 | 0.02 | 0 | 0 | Constrained, otherwise capacity available =32 kW | --> | E11 ex ACADEMY STREET | Academy Street [T421,T422,T44] | NAVAN |  | 53.5435 | -6.5993
0074348 | MV/LV Substation CH***4348 |  | 10 kV | _ | LV | 400 kVA :Kiosk Substation | 0.4 | --> | 0.4 | 0.4 | 0.9 |  | --> | 0.38 | 0 | 0 | 0 | 0 | Constrained, otherwise capacity available =380 kW | --> | C19 ex CLONARD | Clonard [T41,T42] | WEXFORD |  | 52.3214 | -6.4959
366978 | MV/LV Substation LE***978 |  | 20 kV | _ | LV | 100 kVA :Pole Substation | 0.1 | --> | 0.1 | 0.1 | 1.47 |  | --> | 0.095 | 0 | 0 | 0.095 | 0 |  | --> | C16 ex SCREEB | Screeb [T41] | SCREEB |  | 53.3094 | -9.634
204838 | MV/LV Substation CO***838 |  | 20 kV | _ | LV | 200 kVA :Pole Substation | 0.2 | --> | 0.2 | 0 | 0 | Constrained, otherwise capacity available =138 kVA | --> | 0.19 | 0 | 0 | 0 | 0 | Constrained, otherwise capacity available =181 kW | --> | E17 ex BUNCRANA | Buncrana [T421,T422] | TRILLICK |  | 55.0672 | -7.3251
1204066 | MV/LV Substation EN***4066 |  | 20 kV | _ | LV | 50 kVA :Pole Substation | 0.05 | --> | 0.05 | 0.05 | 3.5 |  | --> | 0.048 | 0 | 0 | 0 | 0 | Constrained, otherwise capacity available =48 kW | --> | E12 ex DUNFIRTH | Dunfirth [T122] | DUNFIRTH |  | 53.4173 | -6.8012
276839 | MV/LV Substation KE***839 |  | 10 kV | _ | LV | 630 kVA :Kiosk Substation | 0.63 | --> | 0.63 | 0.5 | 0.76 |  | --> | 0.598 | 0 | 0 | 0 | 0 | Constrained, otherwise capacity available =596 kW | --> | C14 ex WOODFORD | Woodford [T41,T42] | KNOCKEARAGH |  | 52.064 | -9.4686
288746 | MV/LV Substation FA***746 |  | 10 kV | _ | LV | 50 kVA :Pole Substation | 0.05 | --> | 0.05 | 0.034 | 2.36 |  | --> | 0.048 | 0 | 0.004 | 0.042 | 0 |  | --> | C11 ex BRAY | Bray [T41,T42] | FASSAROE |  | 53.1971 | -6.1462
111430X | MV/LV Substation DU***430X |  | 20 kV | _ | LV | 50 kVA :Pole Substation | 0.05 | --> | 0.05 | 0 | 0 | Constrained, otherwise capacity available =42 kVA | --> | 0.048 | 0 | 0 | 0 | 0 | Constrained, otherwise capacity available =46 kW | --> | C12 ex BANTRY | Bantry [T41,T42] | BALLYLICKY |  | 51.5976 | -9.5678
160455X | MV/LV Substation CO***455X |  | 20 kV | _ | LV | 100 kVA :Pole Substation | 0.1 | --> | 0.1 | 0 | 0 | Constrained, otherwise capacity available =43 kVA | --> | 0.095 | 0 | 0 | 0 | 0 | Constrained, otherwise capacity available =87 kW | --> | C11 ex MOUNTMELLICK | Mountmellick [T41,T42] | PORTLAOISE |  | 53.1542 | -7.5032
003759 | MV/LV Substation KN***759 |  | 10 kV | _ | LV | 50 kVA :Pole Substation | 0.05 | --> | 0.05 | 0 | 0 | Constrained, otherwise capacity available =45 kVA | --> | 0.048 | 0 | 0 | 0 | 0 | Constrained, otherwise capacity available =47 kW | --> | C16 ex RATHDRUM | Rathdrum [T42] | ARKLOW |  | 52.9712 | -6.275
265942X | MV/LV Substation BA***942X |  | 20 kV | _ | LV | 50 kVA :Pole Substation | 0.05 | --> | 0.05 | 0.05 | 0.07 |  | --> | 0.048 | 0 | 0 | 0 | 0 | Constrained, otherwise capacity available =48 kW | --> | E17 ex BALLYCONNELL | Ballyconnell [T421,T422] | GORTAWEE |  | 54.1219 | -7.6793
1374163 | MV/LV Substation RA***4163 |  | 10 kV | _ | LV | 100 kVA :Pole Substation | 0.1 | --> | 0.1 | 0.099 | 2 |  | --> | 0.095 | 0 | 0.037 | 0 | 0 | Constrained, otherwise capacity available =67 kW | --> | C19 ex CAUSEWAY | Causeway [T41,T42] | TRALEE |  | 52.4085 | -9.778
0824291 | MV/LV Substation GO***4291 |  | 10 kV | _ | LV | 400 kVA :Kiosk Substation | 0.4 | --> | 0.4 | 0.317 | 2.01 |  | --> | 0.38 | 0 | 0.14 | 0 | 0 | Constrained, otherwise capacity available =265 kW | --> | C11 ex ABBEYLAND | Abbeyland [T41,T42] | NAVAN |  | 53.6407 | -6.7047
032133Y | MV/LV Substation BA***133Y |  | 10 kV | _ | LV | 400 kVA :Kiosk Substation | 0.4 | --> | 0.4 | 0 | 0 | Constrained, otherwise capacity available =349 kVA | --> | 0.38 | 0 | 0.03 | 0 | 0 | Constrained, otherwise capacity available =351 kW | --> | C23 ex TRAMORE | Tramore [T41,T42] | BUTLERSTOWN |  | 52.1749 | -7.1538
039352X | MV/LV Substation DI***352X |  | 10 kV | _ | LV | 630 kVA :Kiosk Substation | 0.63 | --> | 0.63 | 0.5 | 11.03 |  | --> | 0.598 | 0 | 0 | 0.5 | 0 |  | --> | C34 ex SALTHILL | Salthill [T101,T102] | SALTHILL |  | 53.2814 | -9.063
012411X | MV/LV Substation QU***411X |  | 20 kV | _ | LV | 200 kVA :Kiosk Substation | 0.2 | --> | 0.2 | 0.188 | 1.99 |  | --> | 0.19 | 0 | 0 | 0 | 0 | Constrained, otherwise capacity available =188 kW | --> | C19 ex GRAIGUE | Graigue [T41,T42] | CARLOW |  | 52.778 | -6.9633
237602 | MV/LV Substation DR***602 |  | 10 kV | _ | LV | 200 kVA :Pole Substation | 0.2 | --> | 0.2 | 0 | 0 | Constrained, otherwise capacity available =79 kVA | --> | 0.19 | 0 | 0 | 0 | 0 | Constrained, otherwise capacity available =173 kW | --> | C12 ex KILSARAN | Kilsaran [T42] | DRYBRIDGE |  | 53.9079 | -6.3977
293713Y | MV/LV Substation BA***713Y |  | 20 kV | _ | LV | 50 kVA :Pole Substation | 0.05 | --> | 0.05 | 0 | 0 | Constrained, otherwise capacity available =50 kVA | --> | 0.048 | 0 | 0 | 0 | 0 | Constrained, otherwise capacity available =48 kW | --> | E13 ex SHILLELAGH | Shillelagh [T421,T422] | CARLOW |  | 52.7646 | -6.5497
012107 | MV/LV Substation LA***107 |  | 10 kV | _ | LV | 200 kVA :Kiosk Substation | 0.2 | --> | 0.2 | 0 | 0 | Constrained, otherwise capacity available =136 kVA | --> | 0.19 | 0 | 0.021 | 0 | 0 | Constrained, otherwise capacity available =165 kW | --> | C17 ex POLLERTON | Pollerton [T41,T42] | CARLOW |  | 52.8442 | -6.9214
0264241 | MV/LV Substation MA***4241 |  | 10 kV | _ | LV | 50 kVA :Pole Substation | 0.05 | --> | 0.05 | 0.05 | 8.66 |  | --> | 0.048 | 0 | 0 | 0 | 0 | Constrained, otherwise capacity available =48 kW | --> | C20 ex BANDON | Bandon [T101,T42] | BANDON |  | 51.7413 | -8.8571
011507Z | MV/LV Substation KI***507Z |  | 10 kV | _ | LV | 50 kVA :Pole Substation | 0.05 | --> | 0.05 | 0 | 0 | Constrained, otherwise capacity available =50 kVA | --> | 0.048 | 0 | 0 | 0 | 0 | Constrained, otherwise capacity available =48 kW | --> | C23 ex GORESBRIDGE | Goresbridge [T41,T42] | KILKENNY |  | 52.6511 | -7.0179
116476 | MV/LV Substation ST***476 |  | 10 kV | _ | LV | 200 kVA :Pole Substation | 0.2 | --> | 0.2 | 0.184 | 7.32 |  | --> | 0.19 | 0 | 0 | 0.188 | 0 |  | --> | C12 ex CARROWBEG | Carrowbeg [T41,T42] | CARROWBEG |  | 53.8047 | -9.5088
127640X | MV/LV Substation DE***640X |  | 10 kV | _ | LV | 50 kVA :Pole Substation | 0.05 | --> | 0.05 | 0.043 | 5.89 |  | --> | 0.048 | 0 | 0 | 0 | 0 | Constrained, otherwise capacity available =47 kW | --> | C17 ex CASHEL | Cashel [T41,T42] | CAHIR |  | 52.5105 | -7.9019
365385 | MV/LV Substation RA***385 |  | 10 kV | _ | LV | 400 kVA :Kiosk Substation | 0.4 | --> | 0.4 | 0 | 0 | Constrained, otherwise capacity available =235 kVA | --> | 0.38 | 0 | 0.014 | 0.346 | 0 |  | --> | C17 ex WHITESTOWN | Whitestown [T41,T42] | COOKSTOWN |  | 53.2852 | -6.3898
1274220 | MV/LV Substation EQ***4220 |  | 10 kV | _ | LV | 50 kVA :Pole Substation | 0.05 | --> | 0.05 | 0 | 0 | Constrained, otherwise capacity available =36 kVA | --> | 0.048 | 0 | 0 | 0 | 0 | Constrained, otherwise capacity available =46 kW | --> | C17 ex HOLYCROSS ROAD | Holycross Road [T41,T42] | THURLES |  | 52.7256 | -7.912
065503X | MV/LV Substation FL***503X |  | 20 kV | _ | LV | 50 kVA :Pole Substation | 0.05 | --> | 0.05 | 0 | 0 | Constrained, otherwise capacity available =44 kVA | --> | 0.048 | 0 | 0 | 0.047 | 0 |  | --> | C22 ex STEPHENSTOWN | Stephenstown [T101,T102] | FINGLAS |  | 53.6176 | -6.2146
1164270 | MV/LV Substation LI***4270 |  | 20 kV | _ | LV | 50 kVA :Pole Substation | 0.05 | --> | 0.05 | 0.05 | 8.1 |  | --> | 0.048 | 0 | 0 | 0 | 0 | Constrained, otherwise capacity available =48 kW | --> | E16 ex WESTPORT | Westport [T421,T422] | CASTLEBAR |  | 53.7387 | -9.5527
007009X | MV/LV Substation BA***009X |  | 20 kV | _ | LV | 200 kVA :Kiosk Substation | 0.2 | --> | 0.2 | 0.17 | 1.4 |  | --> | 0.19 | 0 | 0 | 0 | 0 | Constrained, otherwise capacity available =186 kW | --> | E12 ex KILLINICK | Killinick [T421,T422] | WEXFORD |  | 52.2425 | -6.3416
075647X | MV/LV Substation DE***647X |  | 20 kV | _ | LV | 100 kVA :Pole Substation | 0.1 | --> | 0.1 | 0.076 | 1.13 |  | --> | 0.095 | 0 | 0.03 | 0 | 0 | Constrained, otherwise capacity available =69 kW | --> | E22 ex BUNCLODY | Bunclody [T421,T422] | CRANE |  | 52.6775 | -6.676
130272X | MV/LV Substation WO***272X |  | 20 kV | _ | LV | 100 kVA :Pole Substation | 0.1 | --> | 0.1 | 0.081 | 0.21 |  | --> | 0.095 | 0 | 0 | 0 | 0 | Constrained, otherwise capacity available =92 kW | --> | E17 ex LONGFORD | Longford [T421,T422] | RICHMOND |  | 53.7448 | -7.7178
365200 | MV/LV Substation AR***200 |  | 10 kV | _ | LV | 400 kVA :Building Structure | 0.4 | --> | 0.4 | 0.365 | 13.91 |  | --> | 0.38 | 0 | 0 | 0.375 | 0 |  | --> | C18 ex COOKSTOWN | Cookstown [T101,T102] | CARRICKMINES |  | 53.288 | -6.3734
009794X | MV/LV Substation BU***794X |  | 10 kV | _ | LV | 400 kVA :Kiosk Substation | 0.4 | --> | 0.4 | 0.25 | 0.95 |  | --> | 0.38 | 0 | 0 | 0 | 0 | Constrained, otherwise capacity available =359 kW | --> | C22 ex TYCOR | Tycor [T41,T42] | WATERFORD |  | 52.2586 | -7.1549
0144305 | MV/LV Substation KI***4305 |  | 10 kV | _ | LV | 100 kVA :Pole Substation | 0.1 | --> | 0.1 | 0 | 0 | Constrained, otherwise capacity available =100 kVA | --> | 0.095 | 0 | 0 | 0 | 0 | Constrained, otherwise capacity available =95 kW | --> | C18 ex KILDARE | Kildare [T41,T42] | NEWBRIDGE |  | 53.1365 | -6.9212
066771Z | MV/LV Substation MA***771Z |  | 10 kV | _ | LV | 200 kVA :Kiosk Substation | 0.2 | --> | 0.2 | 0 | 0 | Constrained, otherwise capacity available =194 kVA | --> | 0.19 | 0 | 0 | 0 | 0 | Constrained, otherwise capacity available =189 kW | --> | C19 ex MALAHIDE | Malahide [T41,T42] | GLASMORE |  | 53.443 | -6.1579
0114388 | MV/LV Substation RA***4388 |  | 10 kV | _ | LV | 50 kVA :Pole Substation | 0.05 | --> | 0.05 | 0.037 | 0.04 | Constrained, otherwise capacity available =37 kVA | --> | 0.048 | 0 | 0 | 0 | 0 | Constrained, otherwise capacity available =46 kW | --> | C18 ex CALLAN | Callan [T41,T42] | KILKENNY |  | 52.5373 | -7.3199
125560 | MV/LV Substation BA***560 |  | 20 kV | _ | LV | 200 kVA :Pole Substation | 0.2 | --> | 0.2 | 0 | 0 | Constrained, otherwise capacity available =200 kVA | --> | 0.19 | 0 | 0 | 0 | 0 | Constrained, otherwise capacity available =190 kW | --> | C15 ex CLOONLOUGH | Cloonlough [T41,T42] | BARRYMORE |  | 52.2181 | -8.3157
030016 | MV/LV Substation GR***016 |  | 20 kV | _ | LV | 100 kVA :Pole Substation | 0.1 | --> | 0.1 | 0 | 0 | Constrained, otherwise capacity available =83 kVA | --> | 0.095 | 0 | 0.005 | 0 | 0 | Constrained, otherwise capacity available =89 kW | --> | E17 ex FOXHOLE | Foxhole [T421,T422] | DUNGARVAN |  | 51.9395 | -7.8578
0114450 | MV/LV Substation LI***4450 |  | 10 kV | _ | LV | 400 kVA :Building Structure | 0.4 | --> | 0.4 | 0 | 0 | Constrained, otherwise capacity available =228 kVA | --> | 0.38 | 0 | 0 | 0 | 0 | Constrained, otherwise capacity available =365 kW | --> | C19 ex ROSEHILL | Rosehill [T41,T42] | KILKENNY |  | 52.6406 | -7.2478
184172 | MV/LV Substation DR***172 |  | 10 kV | _ | LV | 50 kVA :Pole Substation | 0.05 | --> | 0.05 | 0.048 | 3.38 |  | --> | 0.048 | 0 | 0 | 0 | 0 | Constrained, otherwise capacity available =47 kW | --> | C18 ex CASTLEBLAYNEY | Castleblayney [T41,T42] | DUNDALK |  | 54.1387 | -6.7255
118994 | MV/LV Substation NO***994 |  | 20 kV | _ | LV | 100 kVA :Pole Substation | 0.1 | --> | 0.1 | 0 | 0 | Constrained, otherwise capacity available =94 kVA | --> | 0.095 | 0 | 0 | 0 | 0 | Constrained, otherwise capacity available =94 kW | --> | E17 ex CREAGH | Creagh [T421,T422] | ATHLONE |  | 53.3251 | -8.3558
2494159 | MV/LV Substation KN***4159 |  | 20 kV | _ | LV | 50 kVA :Pole Substation | 0.05 | --> | 0.05 | 0 | 0 | Constrained, otherwise capacity available =50 kVA | --> | 0.048 | 0 | 0 | 0 | 0 | Constrained, otherwise capacity available =48 kW | --> | C25 ex KILCLOHER | Kilcloher [T41,T42] | DUNGARVAN |  | 52.2199 | -7.7386
042503X | MV/LV Substation RA***503X |  | 10 kV | _ | LV | 50 kVA :Pole Substation | 0.05 | --> | 0.05 | 0.028 | 1.93 |  | --> | 0.048 | 0 | 0.009 | 0 | 0 | Constrained, otherwise capacity available =38 kW | --> | C16 ex TURLOUGH ROAD | Turlough Road [T41,T42] | CASTLEBAR |  | 53.8628 | -9.3073
157486 | MV/LV Substation GD***486 |  | 20 kV | _ | LV | 100 kVA :Pole Substation | 0.1 | --> | 0.1 | 0.088 | 1.55 |  | --> | 0.095 | 0 | 0 | 0 | 0 | Constrained, otherwise capacity available =93 kW | --> | E17 ex CARRIGALLEN | Carrigallen [T421] | CARRICK ON SHANNON |  | 53.946 | -7.7871
0204030 | MV/LV Substation HS***4030 |  | 10 kV | _ | LV | 400 kVA :Building Structure | 0.4 | --> | 0.4 | 0 | 0 | Constrained, otherwise capacity available =257 kVA | --> | 0.38 | 0 | 0.015 | 0 | 0 | Constrained, otherwise capacity available =349 kW | --> | C15 ex COOLCORCORAN | Coolcorcoran [T41,T42] | KNOCKEARAGH |  | 52.0677 | -9.518
011474Y | MV/LV Substation NE***474Y |  | 10 kV | _ | LV | 200 kVA :Pole Substation | 0.2 | --> | 0.2 | 0.198 | 5.05 |  | --> | 0.19 | 0 | 0 | 0 | 0 | Constrained, otherwise capacity available =190 kW | --> | C13 ex MCDONAGH | Mcdonagh [T41,T42] | KILKENNY |  | 52.6655 | -7.2416
012269Y | MV/LV Substation HE***269Y |  | 10 kV | _ | LV | 400 kVA :Kiosk Substation | 0.4 | --> | 0.4 | 0.4 | 1.99 |  | --> | 0.38 | 0 | 0 | 0 | 0 | Constrained, otherwise capacity available =380 kW | --> | C18 ex GRAIGUE | Graigue [T41,T42] | CARLOW |  | 52.8439 | -6.9412
253228Y | MV/LV Substation CO***228Y |  | 10 kV | _ | LV | 50 kVA :Pole Substation | 0.05 | --> | 0.05 | 0.034 | 10.7 |  | --> | 0.048 | 0 | 0 | 0 | 0 | Constrained, otherwise capacity available =45 kW | --> | C14 ex CLOON | Cloon [T42,T421] | CLOON |  | 53.438 | -8.8705
027824 | MV/LV Substation DR***824 |  | 20 kV | _ | LV | 50 kVA :Pole Substation | 0.05 | --> | 0.05 | 0.024 | 7.79 |  | --> | 0.048 | 0 | 0 | 0 | 0 | Constrained, otherwise capacity available =44 kW | --> | E12 ex DUNMANWAY | Dunmanway [T422,T43] | DUNMANWAY |  | 51.6494 | -9.1519
081265Y | MV/LV Substation GR***265Y |  | 10 kV | _ | LV | 100 kVA :Pole Substation | 0.1 | --> | 0.1 | 0 | 0 | Constrained, otherwise capacity available =93 kVA | --> | 0.095 | 0 | 0 | 0 | 0 | Constrained, otherwise capacity available =94 kW | --> | C15 ex MONEYCOOLEY | Moneycooley [T41,T42,T44] | GRIFFINRATH |  | 53.3433 | -6.5653
064436X | MV/LV Substation PR***436X |  | 20 kV | _ | LV | 50 kVA :Pole Substation | 0.05 | --> | 0.05 | 0 | 0 | Constrained, otherwise capacity available =47 kVA | --> | 0.048 | 0 | 0 | 0 | 0 | Constrained, otherwise capacity available =47 kW | --> | E15 ex JULIANSTOWN | Julianstown [T421,T422] | DRYBRIDGE |  | 53.6349 | -6.2676
249221Z | MV/LV Substation BA***221Z |  | 20 kV | _ | LV | 50 kVA :Pole Substation | 0.05 | --> | 0.05 | 0 | 0 | Constrained, otherwise capacity available =41 kVA | --> | 0.048 | 0 | 0 | 0 | 0 | Constrained, otherwise capacity available =46 kW | --> | C25 ex KILCLOHER | Kilcloher [T41,T42] | DUNGARVAN |  | 52.1958 | -7.7425
162575 | MV/LV Substation CH***575 |  | 20 kV | _ | LV | 50 kVA :Pole Substation | 0.05 | --> | 0.05 | 0.032 | 0.25 |  | --> | 0.048 | 0 | 0 | 0 | 0 | Constrained, otherwise capacity available =45 kW | --> | C12 ex ROSSGEIR | Rossgeir [T41,T42] | LETTERKENNY |  | 54.8084 | -7.5313
0114153 | MV/LV Substation HE***4153 |  | 10 kV | _ | LV | 200 kVA :Pole Substation | 0.2 | --> | 0.2 | 0.128 | 5.05 |  | --> | 0.19 | 0 | 0 | 0 | 0 | Constrained, otherwise capacity available =180 kW | --> | C20 ex MCDONAGH | Mcdonagh [T41,T42] | KILKENNY |  | 52.6709 | -7.1111
068534X | MV/LV Substation CL***534X |  | 10 kV | _ | LV | 1000 kVA :Building Structure | 1 | --> | 1 | 0.5 | 11.14 |  | --> | 0.95 | 0 | 0.029 | 0.5 | 0 |  | --> | C12 ex CABRA | Cabra [T101,T102] | FINGLAS |  | 53.3771 | -6.3173
082954Y | MV/LV Substation BA***954Y |  | 20 kV | _ | LV | 50 kVA :Pole Substation | 0.05 | --> | 0.05 | 0 | 0 | Constrained, otherwise capacity available =50 kVA | --> | 0.048 | 0 | 0 | 0 | 0 | Constrained, otherwise capacity available =48 kW | --> | E16 ex ACADEMY STREET | Academy Street [T421,T422,T44] | NAVAN |  | 53.6202 | -6.6908
0674333 | MV/LV Substation CO***4333 |  | 10 kV | _ | LV | 630 kVA :Kiosk Substation | 0.63 | --> | 0.63 | 0 | 0 | Constrained, otherwise capacity available =528 kVA | --> | 0.598 | 0 | 0.01 | 0 | 0 | Constrained, otherwise capacity available =577 kW | --> | C13 ex DOCK ROAD | Dock Road [T41,T42] | LIMERICK |  | 52.6377 | -8.6789
093580 | MV/LV Substation BR***580 |  | 10 kV | _ | LV | 100 kVA :Pole Substation | 0.1 | --> | 0.1 | 0 | 0 | Constrained, otherwise capacity available =26 kVA | --> | 0.095 | 0 | 0.003 | 0 | 0 | Constrained, otherwise capacity available =82 kW | --> | E11 ex ASHBOURNE | Ashbourne [T421,T422] | FINGLAS |  | 53.4316 | -6.3317
015653X | MV/LV Substation GO***653X |  | 10 kV | _ | LV | 630 kVA :Kiosk Substation | 0.63 | --> | 0.63 | 0 | 0 | Constrained, otherwise capacity available =563 kVA | --> | 0.598 | 0 | 0 | 0 | 0 | Constrained, otherwise capacity available =589 kW | --> | C16 ex JOHNSTOWN | Johnstown [T41,T42] | KILTEEL |  | 53.2478 | -6.6045
029699Y | MV/LV Substation WA***699Y |  | 10 kV | _ | LV | 630 kVA :Building Structure | 0.63 | --> | 0.63 | 0 | 0 | Constrained, otherwise capacity available =560 kVA | --> | 0.598 | 0 | 0 | 0.5 | 0 |  | --> | C17 ex MIDLETON | Midleton [T101,T102] | MIDLETON |  | 51.9122 | -8.1769
0544196 | MV/LV Substation PO***4196 |  | 20 kV | _ | LV | 400 kVA :Building Structure | 0.4 | --> | 0.4 | 0 | 0 | Constrained, otherwise capacity available =317 kVA | --> | 0.38 | 0 | 0.011 | 0 | 0 | Constrained, otherwise capacity available =360 kW | --> | E19 ex PORTLAOISE | Portlaoise [T423,T424] | PORTLAOISE |  | 53.0284 | -7.275
015056Y | MV/LV Substation BU***056Y |  | 20 kV | _ | LV | 200 kVA :Pole Substation | 0.2 | --> | 0.2 | 0 | 0 | Constrained, otherwise capacity available =152 kVA | --> | 0.19 | 0 | 0 | 0 | 0 | Constrained, otherwise capacity available =183 kW | --> | E13 ex BLESSINGTON | Blessington [T421,T422] | KILTEEL |  | 53.1627 | -6.5498
0374001 | MV/LV Substation CL***4001 |  | 20 kV | _ | LV | 50 kVA :Pole Substation | 0.05 | --> | 0.05 | 0 | 0 | Constrained, otherwise capacity available =46 kVA | --> | 0.048 | 0 | 0 | 0 | 0 | Constrained, otherwise capacity available =47 kW | --> | C11 ex ENNIS NORTH | Ennis North [T41,T42] | ENNIS |  | 52.9054 | -8.9986
068994 | MV/LV Substation RA***994 |  | 10 kV | _ | LV | 400 kVA :Building Structure | 0.4 | --> | 0.4 | 0 | 0 | Constrained, otherwise capacity available =365 kVA | --> | 0.38 | 0 | 0 | 0.375 | 0 |  | --> | C21 ex PHIBSBORO | Phibsboro [T41,T42] | FINGLAS |  | 53.3568 | -6.2883
1094057 | MV/LV Substation MO***4057 |  | 10 kV | _ | LV | 50 kVA :Pole Substation | 0.05 | --> | 0.05 | 0.049 | 0.38 |  | --> | 0.048 | 0 | 0 | 0.047 | 0 |  | --> | C14 ex RINEANNA | Rineanna [T41,T42] | DRUMLINE |  | 52.7863 | -8.8913
064084Z | MV/LV Substation M1***084Z |  | 10 kV | _ | LV | 630 kVA :Building Structure | 0.63 | --> | 0.63 | 0 | 0 | Constrained, otherwise capacity available =412 kVA | --> | 0.598 | 0 | 0 | 0 | 0 | Constrained, otherwise capacity available =568 kW | --> | C19 ex DRYBRIDGE | Drybridge [T41,T42] | DRYBRIDGE |  | 53.7259 | -6.3897
018743 | MV/LV Substation FI***743 |  | 10 kV | _ | LV | 100 kVA :Pole Substation | 0.1 | --> | 0.1 | 0.078 | 3.75 |  | --> | 0.095 | 0 | 0 | 0 | 0 | Constrained, otherwise capacity available =92 kW | --> | C18 ex SMEARLA | Smearla [T41,T42] | TRIEN |  | 52.424 | -9.5366
001239 | MV/LV Substation LO***239 |  | 10 kV | _ | LV | 400 kVA :Kiosk Substation | 0.4 | --> | 0.4 | 0.247 | 4.01 |  | --> | 0.38 | 0 | 0.043 | 0.327 | 0 |  | --> | C15 ex BALLINCLEA | Ballinclea [T41] | CHERRYWOOD |  | 53.274 | -6.1153
021749 | MV/LV Substation WI***749 |  | 10 kV | _ | LV | 200 kVA :Pole Substation | 0.2 | --> | 0.2 | 0 | 0 | Constrained, otherwise capacity available =160 kVA | --> | 0.19 | 0 | 0.046 | 0 | 0 | Constrained, otherwise capacity available =150 kW | --> | C16 ex KILLACLOYNE | Killacloyne [T41,T42] | MIDLETON |  | 51.9201 | -8.3191
0584447 | MV/LV Substation CU***4447 |  | 20 kV | _ | LV | 50 kVA :Pole Substation | 0.05 | --> | 0.05 | 0.05 | 0.18 |  | --> | 0.048 | 0 | 0 | 0 | 0 | Constrained, otherwise capacity available =48 kW | --> | C18 ex TOOMEVARA | Toomevara [T42] | NENAGH |  | 52.7725 | -8.0266
154304Z | MV/LV Substation GL***304Z |  | 10 kV | _ | LV | 630 kVA :Building Structure | 0.63 | --> | 0.63 | 0 | 0 | Constrained, otherwise capacity available =361 kVA | --> | 0.598 | 0 | 0.05 | 0 | 0 | Constrained, otherwise capacity available =524 kW | --> | C26 ex MONEYCOOLEY | Moneycooley [T41,T42,T44] | GRIFFINRATH |  | 53.3797 | -6.5869
0454001 | MV/LV Substation GA***4001 |  | 10 kV | _ | LV | 50 kVA :Pole Substation | 0.05 | --> | 0.05 | 0.049 | 2.45 |  | --> | 0.048 | 0 | 0.01 | 0 | 0 | Constrained, otherwise capacity available =40 kW | --> | C20 ex GURTEEN | Gurteen [T41] | TONROE |  | 54.038 | -8.5787
055815X | MV/LV Substation CL***815X |  | 10 kV | _ | LV | 100 kVA :Pole Substation | 0.1 | --> | 0.1 | 0 | 0 | Constrained, otherwise capacity available =73 kVA | --> | 0.095 | 0 | 0.009 | 0 | 0 | Constrained, otherwise capacity available =85 kW | --> | C18 ex TEMPLEMORE | Templemore [T41,T42] | IKERRIN |  | 52.829 | -7.7662
066380Z | MV/LV Substation NE***380Z |  | 10 kV | _ | LV | 400 kVA :Building Structure | 0.4 | --> | 0.4 | 0 | 0 | Constrained, otherwise capacity available =320 kVA | --> | 0.38 | 0 | 0 | 0.369 | 0 |  | --> | C11 ex MOUNTGORRY | Mountgorry [T41,T42] | GRANGE (DR) |  | 53.4572 | -6.2206
081337X | MV/LV Substation A ***337X |  | 10 kV | _ | LV | 400 kVA :Kiosk Substation | 0.4 | --> | 0.4 | 0 | 0 | Constrained, otherwise capacity available =332 kVA | --> | 0.38 | 0 | 0 | 0.371 | 0 |  | --> | C20 ex BALGADDY | Balgaddy [T41,T42] | GRANGE CASTLE |  | 53.3471 | -6.442
068294X | MV/LV Substation DC***294X |  | 10 kV | _ | LV | 630 kVA :Building Structure | 0.63 | --> | 0.63 | 0 | 0 | Constrained, otherwise capacity available =345 kVA | --> | 0.598 | 0 | 0 | 0.5 | 0 |  | --> | C17 ex WHITEHALL | Whitehall [T41] | FINGLAS |  | 53.3813 | -6.2669
039191 | MV/LV Substation CO***191 |  | 10 kV | _ | LV | 400 kVA :Kiosk Substation | 0.4 | --> | 0.4 | 0.307 | 11.03 |  | --> | 0.38 | 0 | 0.019 | 0.353 | 0 |  | --> | C33 ex SALTHILL | Salthill [T101,T102] | SALTHILL |  | 53.2746 | -9.0817
081049Z | MV/LV Substation B.***049Z |  | 10 kV | _ | LV | 630 kVA :Building Structure | 0.63 | --> | 0.63 | 0 | 0 | Constrained, otherwise capacity available =476 kVA | --> | 0.598 | 0 | 0.05 | 0.5 | 0 |  | --> | C31 ex SEMPERIT | Semperit [T41,T42,T43] | GRANGE CASTLE |  | 53.3318 | -6.3709
007243X | MV/LV Substation GR***243X |  | 20 kV | _ | LV | 200 kVA :Kiosk Substation | 0.2 | --> | 0.2 | 0.186 | 1.4 |  | --> | 0.19 | 0 | 0 | 0 | 0 | Constrained, otherwise capacity available =188 kW | --> | E11 ex KILLINICK | Killinick [T421,T422] | WEXFORD |  | 52.2051 | -6.55
034030X | MV/LV Substation MO***030X |  | 20 kV | _ | LV | 50 kVA :Pole Substation | 0.05 | --> | 0.05 | 0.044 | 0.57 |  | --> | 0.048 | 0 | 0.005 | 0 | 0 | Constrained, otherwise capacity available =43 kW | --> | E25 ex LAWLESSTOWN | Lawlesstown [T42,T421] | DOON |  | 52.3771 | -7.6776
365006 | MV/LV Substation LI***006 |  | 10 kV | _ | LV | 400 kVA :Kiosk Substation | 0.4 | --> | 0.4 | 0 | 0 | Constrained, otherwise capacity available =380 kVA | --> | 0.38 | 0 | 0 | 0.377 | 0 |  | --> | C16 ex SAGGART | Saggart [T41,T42] | GRANGE CASTLE |  | 53.2809 | -6.4705
063777X | MV/LV Substation LO***777X |  | 10 kV | _ | LV | 400 kVA :Kiosk Substation | 0.4 | --> | 0.4 | 0 | 0 | Constrained, otherwise capacity available =282 kVA | --> | 0.38 | 0 | 0.007 | 0 | 0 | Constrained, otherwise capacity available =358 kW | --> | C18 ex BALLYBAILIE | Ballybailie [T41,T42] | DUNDALK |  | 53.9505 | -6.5403
001155 | MV/LV Substation CA***155 |  | 10 kV | _ | LV | 400 kVA :Kiosk Substation | 0.4 | --> | 0.4 | 0.246 | 4.37 |  | --> | 0.38 | 0 | 0.064 | 0.311 | 0 |  | --> | C14 ex DUN LAOGHAIRE | Dun Laoghaire [T41,T42] | BLACKROCK |  | 53.291 | -6.1516
067135Z | MV/LV Substation KN***135Z |  | 10 kV | _ | LV | 400 kVA :Kiosk Substation | 0.4 | --> | 0.4 | 0 | 0 | Constrained, otherwise capacity available =333 kVA | --> | 0.38 | 0 | 0.004 | 0 | 0 | Constrained, otherwise capacity available =368 kW | --> | C18 ex CAHERDAVIN | Caherdavin [T41,T42] | ARDNACRUSHA |  | 52.6674 | -8.6666
196311X | MV/LV Substation HA***311X |  | 10 kV | _ | LV | 630 kVA :Kiosk Substation | 0.63 | --> | 0.63 | 0 | 0 | Constrained, otherwise capacity available =481 kVA | --> | 0.598 | 0 | 0.027 | 0 | 0 | Constrained, otherwise capacity available =558 kW | --> | C18 ex TRIM | Trim [T41,T42] | NAVAN |  | 53.5581 | -6.7881
095005X | MV/LV Substation CA***005X |  | 10 kV | _ | LV | 50 kVA :Pole Substation | 0.05 | --> | 0.05 | 0.046 | 0.7 |  | --> | 0.048 | 0 | 0.006 | 0 | 0 | Constrained, otherwise capacity available =42 kW | --> | C11 ex KILRUSH | Kilrush [T41,T42] | TULLABRACK |  | 52.6572 | -9.4162
027512 | MV/LV Substation SH***512 |  | 10 kV | _ | LV | 50 kVA :Pole Substation | 0.05 | --> | 0.05 | 0.043 | 3.16 |  | --> | 0.048 | 0 | 0 | 0 | 0 | Constrained, otherwise capacity available =46 kW | --> | C20 ex ENNISKEANE | Enniskeane [T41,T42] | BANDON |  | 51.7905 | -8.9702
053249X | MV/LV Substation CA***249X |  | 20 kV | _ | LV | 50 kVA :Pole Substation | 0.05 | --> | 0.05 | 0.05 | 0.89 |  | --> | 0.048 | 0 | 0 | 0 | 0 | Constrained, otherwise capacity available =48 kW | --> | E24 ex BIRR | Birr [T41,T422] | DALLOW |  | 53.1395 | -7.6728
0814188 | MV/LV Substation KI***4188 |  | 10 kV | _ | LV | 50 kVA :Pole Substation | 0.05 | --> | 0.05 | 0 | 0 | Constrained, otherwise capacity available =35 kVA | --> | 0.048 | 0 | 0.027 | 0 | 0 | Constrained, otherwise capacity available =26 kW | --> | C19 ex CELBRIDGE | Celbridge [T41,T42] | GRIFFINRATH |  | 53.3228 | -6.5694
281071Z | MV/LV Substation RO***071Z |  | 10 kV | _ | LV | 400 kVA :Kiosk Substation | 0.4 | --> | 0.4 | 0 | 0 | Constrained, otherwise capacity available =386 kVA | --> | 0.38 | 0 | 0 | 0 | 0 | Constrained, otherwise capacity available =378 kW | --> | C16 ex DOUGLAS | Douglas [T41,T42] | TRABEG |  | 51.8939 | -8.4195
377901 | MV/LV Substation PU***901 |  | 20 kV | _ | LV | 50 kVA :Pole Substation | 0.05 | --> | 0.05 | 0 | 0 | Constrained, otherwise capacity available =46 kVA | --> | 0.048 | 0 | 0 | 0 | 0 | Constrained, otherwise capacity available =47 kW | --> | E16 ex GURRANEBANE | Gurranebane [T421,T422] | OUGHTRAGH |  | 51.8426 | -10.1908
365976X | MV/LV Substation BE***976X |  | 10 kV | _ | LV | 630 kVA :Building Structure | 0.63 | --> | 0.63 | 0 | 0 | Constrained, otherwise capacity available =473 kVA | --> | 0.598 | 0 | 0 | 0.5 | 0 |  | --> | C17 ex BELGARD | Belgard [T41,T42] | COOKSTOWN |  | 53.2931 | -6.373
156203Z | MV/LV Substation GA***203Z |  | 10 kV | _ | LV | 400 kVA :Kiosk Substation | 0.4 | --> | 0.4 | 0.364 | 2.47 |  | --> | 0.38 | 0 | 0.015 | 0 | 0 | Constrained, otherwise capacity available =364 kW | --> | C18 ex TELAYDON | Telaydon [T42,T421] | LISDRUM |  | 54.2562 | -6.9805
014193Z | MV/LV Substation MI***193Z |  | 10 kV | _ | LV | 200 kVA :Pole Substation | 0.2 | --> | 0.2 | 0 | 0 | Constrained, otherwise capacity available =152 kVA | --> | 0.19 | 0 | 0.025 | 0 | 0 | Constrained, otherwise capacity available =165 kW | --> | C14 ex ATHGARVAN | Athgarvan [T41,T44] | NEWBRIDGE |  | 53.1502 | -6.7773
0174086 | MV/LV Substation ET***4086 |  | 20 kV | _ | LV | 50 kVA :Pole Substation | 0.05 | --> | 0.05 | 0.045 | 1.98 |  | --> | 0.048 | 0 | 0 | 0 | 0 | Constrained, otherwise capacity available =47 kW | --> | E14 ex RATHKEALE | Rathkeale [T421,T422] | RATHKEALE |  | 52.5345 | -8.8689
156038 | MV/LV Substation DR***038 |  | 20 kV | _ | LV | 200 kVA :Pole Substation | 0.2 | --> | 0.2 | 0.159 | 2.47 |  | --> | 0.19 | 0 | 0.003 | 0 | 0 | Constrained, otherwise capacity available =182 kW | --> | E13 ex TELAYDON | Telaydon [T42,T421] | LISDRUM |  | 54.258 | -6.983
068956 | MV/LV Substation CA***956 |  | 10 kV | _ | LV | 630 kVA :Kiosk Substation | 0.63 | --> | 0.63 | 0.5 | 1.47 |  | --> | 0.598 | 0 | 0 | 0.5 | 0 |  | --> | C15 ex MARROWBONE LANE | Marrowbone Lane [T42] | INCHICORE 220KV |  | 53.3368 | -6.3038
054532Y | MV/LV Substation CH***532Y |  | 10 kV | _ | LV | 200 kVA :Kiosk Substation | 0.2 | --> | 0.2 | 0.121 | 0.12 | Constrained, otherwise capacity available =156 kVA | --> | 0.19 | 0 | 0.008 | 0.178 | 0 |  | --> | C21 ex ATHY | Athy [T101,T102] | ATHY |  | 53.0163 | -7.1385
0064292 | MV/LV Substation QU***4292 |  | 10 kV | _ | LV | 630 kVA :Kiosk Substation | 0.63 | --> | 0.63 | 0.5 | 3.12 |  | --> | 0.598 | 0 | 0 | 0 | 0 | Constrained, otherwise capacity available =597 kW | --> | C14 ex BELLFIELD | Bellfield [T41,T42] | CRANE |  | 52.5165 | -6.5665
082327Z | MV/LV Substation HE***327Z |  | 10 kV | _ | LV | 400 kVA :Building Structure | 0.4 | --> | 0.4 | 0.357 | 2.01 |  | --> | 0.38 | 0 | 0 | 0 | 0 | Constrained, otherwise capacity available =374 kW | --> | C16 ex ABBEYLAND | Abbeyland [T41,T42] | NAVAN |  | 53.6508 | -6.7002
039772 | MV/LV Substation DO***772 |  | 10 kV | _ | LV | 50 kVA :Pole Substation | 0.05 | --> | 0.05 | 0 | 0 | Constrained, otherwise capacity available =46 kVA | --> | 0.048 | 0 | 0 | 0 | 0 | Constrained, otherwise capacity available =47 kW | --> | C16 ex ORANMORE | Oranmore [T41,T44] | GALWAY 110KV |  | 53.2789 | -8.9741
068444 | MV/LV Substation CE***444 |  | 10 kV | _ | LV | 1000 kVA :Building Structure | 1 | --> | 1 | 0 | 0 | Constrained, otherwise capacity available =588 kVA | --> | 0.95 | 0 | 0.082 | 0.5 | 0 |  | --> | C18 ex CLONTARF | Clontarf [T42] | FINGLAS |  | 53.3695 | -6.2007
293389Y | MV/LV Substation SH***389Y |  | 20 kV | _ | LV | 100 kVA :Pole Substation | 0.1 | --> | 0.1 | 0 | 0 | Constrained, otherwise capacity available =57 kVA | --> | 0.095 | 0 | 0 | 0 | 0 | Constrained, otherwise capacity available =89 kW | --> | E13 ex SHILLELAGH | Shillelagh [T421,T422] | CARLOW |  | 52.7433 | -6.4911
0334177 | MV/LV Substation CL***4177 |  | 20 kV | _ | LV | 50 kVA :Pole Substation | 0.05 | --> | 0.05 | 0 | 0 | Constrained, otherwise capacity available =42 kVA | --> | 0.048 | 0 | 0.016 | 0 | 0 | Constrained, otherwise capacity available =34 kW | --> | C18 ex DEERPARK | Deerpark [T41,T42] | BALLYDINE |  | 52.4604 | -7.5983
026063Z | MV/LV Substation SP***063Z |  | 10 kV | _ | LV | 400 kVA :Kiosk Substation | 0.4 | --> | 0.4 | 0 | 0 | Constrained, otherwise capacity available =339 kVA | --> | 0.38 | 0 | 0.009 | 0 | 0 | Constrained, otherwise capacity available =365 kW | --> | E41 ex KINSALE | Kinsale [T423] | TRABEG |  | 51.7042 | -8.5336
305727 | MV/LV Substation BA***727 |  | 20 kV | _ | LV | 200 kVA :Pole Substation | 0.2 | --> | 0.2 | 0.158 | 4.61 |  | --> | 0.19 | 0 | 0.017 | 0 | 0 | Constrained, otherwise capacity available =172 kW | --> | E12 ex LUMCLOON | Lumcloon [T421,T422] | DALLOW |  | 53.2715 | -7.8334
021714X | MV/LV Substation LO***714X |  | 10 kV | _ | LV | 400 kVA :Kiosk Substation | 0.4 | --> | 0.4 | 0 | 0 | Constrained, otherwise capacity available =356 kVA | --> | 0.38 | 0 | 0.005 | 0.37 | 0 |  | --> | C11 ex MAYFIELD | Mayfield [T41,T42] | KILBARRY |  | 51.9167 | -8.4223
015836 | MV/LV Substation AR***836 |  | 20 kV | _ | LV | 50 kVA :Pole Substation | 0.05 | --> | 0.05 | 0 | 0 | Constrained, otherwise capacity available =50 kVA | --> | 0.048 | 0 | 0 | 0 | 0 | Constrained, otherwise capacity available =48 kW | --> | E13 ex BLESSINGTON | Blessington [T421,T422] | KILTEEL |  | 53.1267 | -6.6491
068559X | MV/LV Substation O ***559X |  | 10 kV | _ | LV | 1000 kVA :Building Structure | 1 | --> | 1 | 0 | 0 | Constrained, otherwise capacity available =653 kVA | --> | 0.95 | 0 | 0 | 0.5 | 0 |  | --> | C21 ex GRANBY ROW | Granby Row [T41] | MCDERMOTT |  | 53.3512 | -6.2627
0904033 | MV/LV Substation KI***4033 |  | 10 kV | _ | LV | 50 kVA :Pole Substation | 0.05 | --> | 0.05 | 0.05 | 3.16 |  | --> | 0.048 | 0 | 0 | 0 | 0 | Constrained, otherwise capacity available =48 kW | --> | C20 ex ENNISKEANE | Enniskeane [T41,T42] | BANDON |  | 51.7045 | -8.916
111669Y | MV/LV Substation FU***669Y |  | 20 kV | _ | LV | 75 kVA :Pole Substation | 0.075 | --> | 0.075 | 0.074 | 3.48 |  | --> | 0.071 | 0 | 0 | 0 | 0 | Constrained, otherwise capacity available =71 kW | --> | E14 ex GLENGARRIFF | Glengarriff [T421] | BALLYLICKY |  | 51.7274 | -9.5752
049177Z | MV/LV Substation TH***177Z |  | 20 kV | _ | LV | 200 kVA :Kiosk Substation | 0.2 | --> | 0.2 | 0.164 | 1.31 |  | --> | 0.19 | 0 | 0.004 | 0 | 0 | Constrained, otherwise capacity available =182 kW | --> | C17 ex ROOSKY | Roosky [T41] | RICHMOND |  | 53.7744 | -8.1163
1564288 | MV/LV Substation NO***4288 |  | 10 kV | _ | LV | 400 kVA :Building Structure | 0.4 | --> | 0.4 | 0 | 0 | Constrained, otherwise capacity available =400 kVA | --> | 0.38 | 0 | 0 | 0 | 0 | Constrained, otherwise capacity available =380 kW | --> | C19 ex DRUMBEAR | Drumbear [T41,T42] | LISDRUM |  | 54.2409 | -6.9928
021329 | MV/LV Substation LO***329 |  | 10 kV | _ | LV | 630 kVA :Kiosk Substation | 0.63 | --> | 0.63 | 0 | 0 | Constrained, otherwise capacity available =503 kVA | --> | 0.598 | 0 | 0.029 | 0.5 | 0 |  | --> | C12 ex MAYFIELD | Mayfield [T41,T42] | KILBARRY |  | 51.9122 | -8.4229
2534045 | MV/LV Substation MY***4045 |  | 20 kV | _ | LV | 50 kVA :Pole Substation | 0.05 | --> | 0.05 | 0 | 0 | Constrained, otherwise capacity available =50 kVA | --> | 0.048 | 0 | 0 | 0 | 0 | Constrained, otherwise capacity available =48 kW | --> | E13 ex HEADFORD | Headford [T41,T42] | CLOON |  | 53.4981 | -9.0815
288034 | MV/LV Substation SP***034 |  | 10 kV | _ | LV | 50 kVA :Pole Substation | 0.05 | --> | 0.05 | 0 | 0 | Constrained, otherwise capacity available =50 kVA | --> | 0.048 | 0 | 0 | 0.047 | 0 |  | --> | C17 ex CARRICKMINES | Carrickmines [T41,T42] | CARRICKMINES |  | 53.2451 | -6.1811
377404 | MV/LV Substation CA***404 |  | 20 kV | _ | LV | 630 kVA :Kiosk Substation | 0.63 | --> | 0.63 | 0 | 0 | Constrained, otherwise capacity available =516 kVA | --> | 0.598 | 0 | 0 | 0 | 0 | Constrained, otherwise capacity available =583 kW | --> | E16 ex GURRANEBANE | Gurranebane [T421,T422] | OUGHTRAGH |  | 51.8315 | -10.1712
066729Z | MV/LV Substation RO***729Z |  | 10 kV | _ | LV | 400 kVA :Kiosk Substation | 0.4 | --> | 0.4 | 0 | 0 | Constrained, otherwise capacity available =338 kVA | --> | 0.38 | 0 | 0.005 | 0 | 0 | Constrained, otherwise capacity available =368 kW | --> | C16 ex MALAHIDE | Malahide [T41,T42] | GLASMORE |  | 53.4445 | -6.1388
031611 | MV/LV Substation TH***611 |  | 20 kV | _ | LV | 100 kVA :Pole Substation | 0.1 | --> | 0.1 | 0 | 0 | Constrained, otherwise capacity available =84 kVA | --> | 0.095 | 0 | 0 | 0 | 0 | Constrained, otherwise capacity available =93 kW | --> | E17 ex SPRINGS | Springs [T421,T422] | DUNGARVAN |  | 52.1084 | -7.6675
252278 | MV/LV Substation RE***278 |  | 10 kV | _ | LV | 630 kVA :Kiosk Substation | 0.63 | --> | 0.63 | 0.5 | 2.76 |  | --> | 0.598 | 0 | 0 | 0.5 | 0 |  | --> | C13 ex RECESS | Recess [T41] | SCREEB |  | 53.4671 | -9.7309
154780 | MV/LV Substation WO***780 |  | 10 kV | _ | LV | 400 kVA :Kiosk Substation | 0.4 | --> | 0.4 | 0 | 0 | Constrained, otherwise capacity available =320 kVA | --> | 0.38 | 0 | 0.019 | 0.355 | 0 |  | --> | C23 ex MACETOWN | Macetown [T101,T102] | MACETOWN |  | 53.4146 | -6.4711
137866 | MV/LV Substation RA***866 |  | 10 kV | _ | LV | 100 kVA :Pole Substation | 0.1 | --> | 0.1 | 0.091 | 2 |  | --> | 0.095 | 0 | 0.005 | 0 | 0 | Constrained, otherwise capacity available =90 kW | --> | C19 ex CAUSEWAY | Causeway [T41,T42] | TRALEE |  | 52.4096 | -9.7692
0524671 | MV/LV Substation GL***4671 |  | 10 kV | _ | LV | 400 kVA :Kiosk Substation | 0.4 | --> | 0.4 | 0 | 0 | Constrained, otherwise capacity available =348 kVA | --> | 0.38 | 0 | 0 | 0 | 0 | Constrained, otherwise capacity available =373 kW | --> | C17 ex BALLINDERRY | Ballinderry [T41,T422] | MULLINGAR |  | 53.5268 | -7.311
067114 | MV/LV Substation IN***114 |  | 10 kV | _ | LV | 200 kVA :Building Structure | 0.2 | --> | 0.2 | 0 | 0 | Constrained, otherwise capacity available =187 kVA | --> | 0.19 | 0 | 0 | 0 | 0 | Constrained, otherwise capacity available =188 kW | --> | C18 ex CASTLETROY | Castletroy [T41,T42] | ARDNACRUSHA |  | 52.6709 | -8.5527
0684732 | MV/LV Substation TA***4732 |  | 10 kV | _ | LV | 1000 kVA :Building Structure | 1 | --> | 1 | 0.5 | 6.65 |  | --> | 0.95 | 0 | 0 | 0.5 | 0 |  | --> | C14 ex EAST WALL ROAD | East Wall Road [T41,T42] | MCDERMOTT |  | 53.351 | -6.233
064442X | MV/LV Substation GA***442X |  | 20 kV | _ | LV | 100 kVA :Pole Substation | 0.1 | --> | 0.1 | 0 | 0 | Constrained, otherwise capacity available =92 kVA | --> | 0.095 | 0 | 0.005 | 0 | 0 | Constrained, otherwise capacity available =90 kW | --> | C21 ex TERMONFECKIN ROAD | Termonfeckin Road [T41,T42] | DRYBRIDGE |  | 53.7709 | -6.247
047346 | MV/LV Substation C ***346 |  | 10 kV | _ | LV | 50 kVA :Pole Substation | 0.05 | --> | 0.05 | 0.029 | 1.04 |  | --> | 0.048 | 0 | 0 | 0 | 0 | Constrained, otherwise capacity available =44 kW | --> | C17 ex BOYLE | Boyle [T41,T42] | CARRICK ON SHANNON |  | 53.9635 | -8.2615
067579 | MV/LV Substation GL***579 |  | 20 kV | _ | LV | 400 kVA :Kiosk Substation | 0.4 | --> | 0.4 | 0.385 | 6.81 |  | --> | 0.38 | 0 | 0.005 | 0.374 | 0 |  | --> | C03 ex AHANE | Ahane [T102] | AHANE |  | 52.6662 | -8.537
495613X | MV/LV Substation CA***613X |  | 20 kV | _ | LV | 50 kVA :Pole Substation | 0.05 | --> | 0.05 | 0.036 | 1.5 |  | --> | 0.048 | 0 | 0 | 0.046 | 0 |  | --> | E17 ex ACHILL | Achill [T422] | CARROWBEG |  | 53.9527 | -9.9706
216125X | MV/LV Substation PE***125X |  | 10 kV | _ | LV | 50 kVA :Pole Substation | 0.05 | --> | 0.05 | 0 | 0 | Constrained, otherwise capacity available =24 kVA | --> | 0.048 | 0 | 0 | 0 | 0 | Constrained, otherwise capacity available =44 kW | --> | C23 ex GLENTIES | Glenties [T41,T42] | BINBANE |  | 54.7601 | -8.4193
248984 | MV/LV Substation BA***984 |  | 20 kV | _ | LV | 200 kVA :Pole Substation | 0.2 | --> | 0.2 | 0 | 0 | Constrained, otherwise capacity available =126 kVA | --> | 0.19 | 0 | 0 | 0 | 0 | Constrained, otherwise capacity available =180 kW | --> | E19 ex KILCOCK | Kilcock [T421,T422] | GRIFFINRATH |  | 53.3496 | -6.6923
017122Z | MV/LV Substation TH***122Z |  | 20 kV | _ | LV | 400 kVA :Kiosk Substation | 0.4 | --> | 0.4 | 0.239 | 1.98 |  | --> | 0.38 | 0 | 0.013 | 0 | 0 | Constrained, otherwise capacity available =348 kW | --> | E12 ex RATHKEALE | Rathkeale [T421,T422] | RATHKEALE |  | 52.4731 | -8.8614
180489X | MV/LV Substation WE***489X |  | 10 kV | _ | LV | 50 kVA :Pole Substation | 0.05 | --> | 0.05 | 0.027 | 0.68 |  | --> | 0.048 | 0 | 0 | 0 | 0 | Constrained, otherwise capacity available =44 kW | --> | C24 ex MULLAGH | Mullagh [T44] | MEATH HILL |  | 53.8112 | -6.9151
046015 | MV/LV Substation PE***015 |  | 10 kV | _ | LV | 400 kVA :Building Structure | 0.4 | --> | 0.4 | 0 | 0 | Constrained, otherwise capacity available =395 kVA | --> | 0.38 | 0 | 0 | 0.379 | 0 |  | --> | C17 ex CRANMORE | Cranmore [T41,T42] | SLIGO |  | 54.2714 | -8.4765
015421Z | MV/LV Substation EA***421Z |  | 10 kV | _ | LV | 200 kVA :Kiosk Substation | 0.2 | --> | 0.2 | 0 | 0 | Constrained, otherwise capacity available =137 kVA | --> | 0.19 | 0 | 0.018 | 0 | 0 | Constrained, otherwise capacity available =168 kW | --> | C16 ex JOHNSTOWN | Johnstown [T41,T42] | KILTEEL |  | 53.2482 | -6.583
165946 | MV/LV Substation GA***946 |  | 10 kV | _ | LV | 50 kVA :Pole Substation | 0.05 | --> | 0.05 | 0.041 | 0.88 |  | --> | 0.048 | 0 | 0 | 0 | 0 | Constrained, otherwise capacity available =46 kW | --> | C12 ex ROSS CARBERY | Ross Carbery [T41,T42] | DUNMANWAY |  | 51.59 | -8.9704
281544 | MV/LV Substation KI***544 |  | 10 kV | _ | LV | 100 kVA :Pole Substation | 0.1 | --> | 0.1 | 0 | 0 | Constrained, otherwise capacity available =82 kVA | --> | 0.095 | 0 | 0.01 | 0 | 0 | Constrained, otherwise capacity available =85 kW | --> | C17 ex CARRIGALINE | Carrigaline [T41,T42] | BARNAHELY |  | 51.7768 | -8.3077
238696 | MV/LV Substation LU***696 |  | 20 kV | _ | LV | 100 kVA :Pole Substation | 0.1 | --> | 0.1 | 0 | 0 | Constrained, otherwise capacity available =67 kVA | --> | 0.095 | 0 | 0.015 | 0 | 0 | Constrained, otherwise capacity available =79 kW | --> | C21 ex KNOCKAPHUNTA | Knockaphunta [T41,T42] | CASTLEBAR |  | 53.7606 | -9.3053
011496Z | MV/LV Substation JO***496Z |  | 10 kV | _ | LV | 630 kVA :Building Structure | 0.63 | --> | 0.63 | 0.49 | 5.05 |  | --> | 0.598 | 0 | 0.148 | 0 | 0 | Constrained, otherwise capacity available =469 kW | --> | C18 ex MCDONAGH | Mcdonagh [T41,T42] | KILKENNY |  | 52.6606 | -7.2408
150382 | MV/LV Substation LO***382 |  | 20 kV | _ | LV | 50 kVA :Pole Substation | 0.05 | --> | 0.05 | 0.05 | 3.96 |  | --> | 0.048 | 0 | 0 | 0 | 0 | Constrained, otherwise capacity available =48 kW | --> | E19 ex STRANORLAR | Stranorlar [T421,T422] | LETTERKENNY |  | 54.8555 | -8.1304
059747Y | MV/LV Substation KE***747Y |  | 10 kV | _ | LV | 400 kVA :Kiosk Substation | 0.4 | --> | 0.4 | 0 | 0 | Constrained, otherwise capacity available =358 kVA | --> | 0.38 | 0 | 0 | 0 | 0 | Constrained, otherwise capacity available =374 kW | --> | C11 ex DERRYCRAMPH | Derrycramph [T41,T42] | SHANKILL |  | 53.976 | -7.3527
056640X | MV/LV Substation BA***640X |  | 20 kV | _ | LV | 50 kVA :Pole Substation | 0.05 | --> | 0.05 | 0.04 | 0.89 |  | --> | 0.048 | 0 | 0.004 | 0 | 0 | Constrained, otherwise capacity available =43 kW | --> | E20 ex BIRR | Birr [T41,T422] | DALLOW |  | 53.0864 | -7.9305
011274Z | MV/LV Substation RA***274Z |  | 10 kV | _ | LV | 50 kVA :Pole Substation | 0.05 | --> | 0.05 | 0 | 0 | Constrained, otherwise capacity available =41 kVA | --> | 0.048 | 0 | 0 | 0 | 0 | Constrained, otherwise capacity available =46 kW | --> | C21 ex TALBOTS INCH | Talbots Inch [T41,T42] | KILKENNY |  | 52.6909 | -7.2363
154276Y | MV/LV Substation MU***276Y |  | 20 kV | _ | LV | 50 kVA :Pole Substation | 0.05 | --> | 0.05 | 0 | 0 | Constrained, otherwise capacity available =2 kVA | --> | 0.048 | 0 | 0.002 | 0 | 0 | Constrained, otherwise capacity available =39 kW | --> | E18 ex KILCOCK | Kilcock [T421,T422] | GRIFFINRATH |  | 53.3974 | -6.6016
0154236 | MV/LV Substation LO***4236 |  | 10 kV | _ | LV | 400 kVA :Kiosk Substation | 0.4 | --> | 0.4 | 0 | 0 | Constrained, otherwise capacity available =341 kVA | --> | 0.38 | 0 | 0.005 | 0 | 0 | Constrained, otherwise capacity available =368 kW | --> | C11 ex NAAS | Naas [T41,T42] | KILTEEL |  | 53.2075 | -6.6445
067675 | MV/LV Substation DR***675 |  | 20 kV | _ | LV | 50 kVA :Pole Substation | 0.05 | --> | 0.05 | 0.035 | 13.8 |  | --> | 0.048 | 0 | 0 | 0.045 | 0 |  | --> | C14 ex SINGLAND | Singland [T101,T102] | SINGLAND |  | 52.6224 | -8.5661
069693 | MV/LV Substation IR***693 |  | 10 kV | _ | LV | 630 kVA :Building Structure | 0.63 | --> | 0.63 | 0 | 0 | Constrained, otherwise capacity available =576 kVA | --> | 0.598 | 0 | 0.003 | 0.5 | 0 |  | --> | C13 ex DONNYBROOK | Donnybrook [T41,T42] | MILLTOWN (DR) |  | 53.32 | -6.2329
067089X | MV/LV Substation LE***089X |  | 20 kV | _ | LV | 50 kVA :Pole Substation | 0.05 | --> | 0.05 | 0 | 0 | Constrained, otherwise capacity available =49 kVA | --> | 0.048 | 0 | 0 | 0.047 | 0 |  | --> | C11 ex RAHEEN | Raheen [T41,T42] | LIMERICK |  | 52.5959 | -8.6435
050002 | MV/LV Substation BA***002 |  | 10 kV | _ | LV | 400 kVA :Kiosk Substation | 0.4 | --> | 0.4 | 0 | 0 | Constrained, otherwise capacity available =228 kVA | --> | 0.38 | 0 | 0.005 | 0 | 0 | Constrained, otherwise capacity available =352 kW | --> | C14 ex ATHLONE | Athlone [T41,T42] | ATHLONE |  | 53.4217 | -7.9443
281168Y | MV/LV Substation CH***168Y |  | 10 kV | _ | LV | 400 kVA :Kiosk Substation | 0.4 | --> | 0.4 | 0.198 | 5.49 |  | --> | 0.38 | 0 | 0.063 | 0.305 | 0 |  | --> | C18 ex TRABEG | Trabeg [T101,T102] | TRABEG |  | 51.8736 | -8.4383
237080X | MV/LV Substation MO***080X |  | 10 kV | _ | LV | 50 kVA :Pole Substation | 0.05 | --> | 0.05 | 0 | 0 | Constrained, otherwise capacity available =50 kVA | --> | 0.048 | 0 | 0 | 0 | 0 | Constrained, otherwise capacity available =48 kW | --> | C18 ex DUNLEER | Dunleer [T41,T42] | DRYBRIDGE |  | 53.8361 | -6.4133
030967 | MV/LV Substation GR***967 |  | 20 kV | _ | LV | 200 kVA :Kiosk Substation | 0.2 | --> | 0.2 | 0 | 0 | Constrained, otherwise capacity available =156 kVA | --> | 0.19 | 0 | 0.004 | 0 | 0 | Constrained, otherwise capacity available =181 kW | --> | E17 ex FOXHOLE | Foxhole [T421,T422] | DUNGARVAN |  | 51.9387 | -7.8615
0934176 | MV/LV Substation WA***4176 |  | 10 kV | _ | LV | 630 kVA :Kiosk Substation | 0.63 | --> | 0.63 | 0 | 0 | Constrained, otherwise capacity available =498 kVA | --> | 0.598 | 0 | 0.072 | 0.5 | 0 |  | --> | C22 ex GRANGE (DR) | Grange (dr) [T41,T42] | GRANGE (DR) |  | 53.4036 | -6.1663
015212Y | MV/LV Substation KE***212Y |  | 10 kV | _ | LV | 50 kVA :Pole Substation | 0.05 | --> | 0.05 | 0.043 | 12.6 |  | --> | 0.048 | 0 | 0 | 0.046 | 0 |  | --> | C22 ex MONREAD | Monread [T101,T102] | MONREAD |  | 53.2288 | -6.6722
066613X | MV/LV Substation MA***613X |  | 10 kV | _ | LV | 200 kVA :Kiosk Substation | 0.2 | --> | 0.2 | 0 | 0 | Constrained, otherwise capacity available =200 kVA | --> | 0.19 | 0 | 0 | 0 | 0 | Constrained, otherwise capacity available =190 kW | --> | C15 ex MALAHIDE | Malahide [T41,T42] | GLASMORE |  | 53.4406 | -6.1565
046332X | MV/LV Substation TH***332X |  | 10 kV | _ | LV | 400 kVA :Kiosk Substation | 0.4 | --> | 0.4 | 0.352 | 4.13 |  | --> | 0.38 | 0 | 0.013 | 0.364 | 0 |  | --> | C18 ex AGHAGAD | Aghagad [T41,T42] | SLIGO |  | 54.3939 | -8.5265
058082X | MV/LV Substation LI***082X |  | 10 kV | _ | LV | 200 kVA :Building Structure | 0.2 | --> | 0.2 | 0 | 0 | Constrained, otherwise capacity available =174 kVA | --> | 0.19 | 0 | 0.029 | 0 | 0 | Constrained, otherwise capacity available =165 kW | --> | C16 ex KYLEERAGH | Kyleeragh [T41,T42] | NENAGH |  | 52.8684 | -8.1831
069448 | MV/LV Substation SA***448 |  | 10 kV | _ | LV | 400 kVA :Kiosk Substation | 0.4 | --> | 0.4 | 0.199 | 4.47 |  | --> | 0.38 | 0 | 0.088 | 0.286 | 0 |  | --> | C20 ex TEMPLEOGUE | Templeogue [T41,T42] | MILLTOWN (DR) |  | 53.2835 | -6.3324
065428X | MV/LV Substation BA***428X |  | 10 kV | _ | LV | 400 kVA :Kiosk Substation | 0.4 | --> | 0.4 | 0 | 0 | Constrained, otherwise capacity available =287 kVA | --> | 0.38 | 0 | 0.043 | 0.332 | 0 |  | --> | C26 ex STEPHENSTOWN | Stephenstown [T101,T102] | FINGLAS |  | 53.589 | -6.1869
266436 | MV/LV Substation PO***436 |  | 20 kV | _ | LV | 200 kVA :Pole Substation | 0.2 | --> | 0.2 | 0 | 0 | Constrained, otherwise capacity available =127 kVA | --> | 0.19 | 0 | 0.016 | 0 | 0 | Constrained, otherwise capacity available =168 kW | --> | E14 ex CARNDONAGH | Carndonagh [T421,T422] | TRILLICK |  | 55.2495 | -7.2706
081380Z | MV/LV Substation RO***380Z |  | 10 kV | _ | LV | 1000 kVA :Building Structure | 1 | --> | 1 | 0 | 0 | Constrained, otherwise capacity available =1000 kVA | --> | 0.95 | 0 | 0 | 0.5 | 0 |  | --> | C18 ex BALGADDY | Balgaddy [T41,T42] | GRANGE CASTLE |  | 53.3409 | -6.4157
062850Y | MV/LV Substation LI***850Y |  | 10 kV | _ | LV | 200 kVA :Kiosk Substation | 0.2 | --> | 0.2 | 0.126 | 5.69 |  | --> | 0.19 | 0 | 0 | 0 | 0 | Constrained, otherwise capacity available =180 kW | --> | C19 ex RAMPARTS | Ramparts [T41,T42] | DUNDALK |  | 54.0197 | -6.4028
008051Z | MV/LV Substation FO***051Z |  | 20 kV | _ | LV | 100 kVA :Pole Substation | 0.1 | --> | 0.1 | 0.095 | 0.2 |  | --> | 0.095 | 0 | 0 | 0 | 0 | Constrained, otherwise capacity available =94 kW | --> | E15 ex BEALISTOWN | Bealistown [T421,T422] | GREAT ISLAND |  | 52.3127 | -6.7508
014155 | MV/LV Substation MO***155 |  | 10 kV | _ | LV | 400 kVA :Building Structure | 0.4 | --> | 0.4 | 0 | 0 | Constrained, otherwise capacity available =230 kVA | --> | 0.38 | 0 | 0.043 | 0 | 0 | Constrained, otherwise capacity available =324 kW | --> | C17 ex MORRISTOWN | Morristown [T41,T42] | NEWBRIDGE |  | 53.1764 | -6.81
0664252 | MV/LV Substation BL***4252 |  | 10 kV | _ | LV | 400 kVA :Kiosk Substation | 0.4 | --> | 0.4 | 0 | 0 | Constrained, otherwise capacity available =361 kVA | --> | 0.38 | 0 | 0 | 0.375 | 0 |  | --> | C11 ex HOWTH JUNCTION | Howth Junction [T41,T42] | GRANGE (DR) |  | 53.3823 | -6.1507
058724Y | MV/LV Substation TO***724Y |  | 10 kV | _ | LV | 100 kVA :Pole Substation | 0.1 | --> | 0.1 | 0.096 | 0.18 |  | --> | 0.095 | 0 | 0 | 0 | 0 | Constrained, otherwise capacity available =94 kW | --> | C16 ex TOOMEVARA | Toomevara [T42] | NENAGH |  | 52.8494 | -8.0414
209044 | MV/LV Substation KI***044 |  | 10 kV | _ | LV | 50 kVA :Pole Substation | 0.05 | --> | 0.05 | 0 | 0 | Constrained, otherwise capacity available =42 kVA | --> | 0.048 | 0 | 0.01 | 0 | 0 | Constrained, otherwise capacity available =39 kW | --> | C19 ex MILFORD (NR) | Milford (nr) [T41,T42] | LETTERKENNY |  | 55.1006 | -7.5337
066139Z | MV/LV Substation GL***139Z |  | 10 kV | _ | LV | 50 kVA :Pole Substation | 0.05 | --> | 0.05 | 0 | 0 | Constrained, otherwise capacity available =50 kVA | --> | 0.048 | 0 | 0 | 0.048 | 0 |  | --> | C20 ex COLLINSTOWN | Collinstown [T41,T42] | GRANGE (DR) |  | 53.4416 | -6.2261
008452X | MV/LV Substation MT***452X |  | 10 kV | _ | LV | 50 kVA :Pole Substation | 0.05 | --> | 0.05 | 0 | 0 | Constrained, otherwise capacity available =16 kVA | --> | 0.048 | 0 | 0.014 | 0 | 0 | Constrained, otherwise capacity available =32 kW | --> | C14 ex KNOCKMULLEN | Knockmullen [T42,T421] | GREAT ISLAND |  | 52.4139 | -6.938
429001 | MV/LV Substation CO***001 |  | 10 kV | _ | LV | 200 kVA :Pole Substation | 0.2 | --> | 0.2 | 0.147 | 5.75 |  | --> | 0.19 | 0 | 0 | 0 | 0 | Constrained, otherwise capacity available =183 kW | --> | E15 ex ABBEYFEALE | Abbeyfeale [T421] | TRIEN |  | 52.3847 | -9.2962
021653Z | MV/LV Substation EA***653Z |  | 10 kV | _ | LV | 1000 kVA :Building Structure | 1 | --> | 1 | 0.5 | 6.78 |  | --> | 0.95 | 0 | 0 | 0.5 | 0 |  | --> | C40 ex CASTLEVIEW | Castleview [T101,T102] | CASTLEVIEW |  | 51.9061 | -8.36
182567X | MV/LV Substation MO***567X |  | 20 kV | _ | LV | 400 kVA :Building Structure | 0.4 | --> | 0.4 | 0 | 0 | Constrained, otherwise capacity available =394 kVA | --> | 0.38 | 0 | 0 | 0 | 0 | Constrained, otherwise capacity available =379 kW | --> | C16 ex TULLA | Tulla [T41,T42] | ENNIS |  | 52.7988 | -8.6147
365268Y | MV/LV Substation TA***268Y |  | 10 kV | _ | LV | 630 kVA :Building Structure | 0.63 | --> | 0.63 | 0 | 0 | Constrained, otherwise capacity available =221 kVA | --> | 0.598 | 0 | 0 | 0.5 | 0 |  | --> | C21 ex BELGARD | Belgard [T41,T42] | COOKSTOWN |  | 53.2876 | -6.3547
066853 | MV/LV Substation NE***853 |  | 20 kV | _ | LV | 100 kVA :Pole Substation | 0.1 | --> | 0.1 | 0 | 0 | Constrained, otherwise capacity available =90 kVA | --> | 0.095 | 0 | 0.004 | 0 | 0 | Constrained, otherwise capacity available =91 kW | --> | E15 ex BATTER LANE TEMPORARY | Batter Lane Temporary 38kv [T421] | GLASMORE |  | 53.507 | -6.1762
503842 | MV/LV Substation TO***842 |  | 10 kV | _ | LV | 400 kVA :Building Structure | 0.4 | --> | 0.4 | 0.396 | 1.69 |  | --> | 0.38 | 0 | 0 | 0 | 0 | Constrained, otherwise capacity available =380 kW | --> | C11 ex NEWTOWNCUNNINGHAM | Newtowncunningham [T41,T42] | LETTERKENNY |  | 54.9801 | -7.4167
002164 | MV/LV Substation CL***164 |  | 10 kV | _ | LV | 400 kVA :Kiosk Substation | 0.4 | --> | 0.4 | 0.292 | 2.36 |  | --> | 0.38 | 0 | 0.039 | 0.336 | 0 |  | --> | C16 ex BRAY | Bray [T41,T42] | FASSAROE |  | 53.1907 | -6.1297
012180Y | MV/LV Substation GR***180Y |  | 10 kV | _ | LV | 630 kVA :Building Structure | 0.63 | --> | 0.63 | 0.5 | 1.99 |  | --> | 0.598 | 0 | 0.03 | 0 | 0 | Constrained, otherwise capacity available =564 kW | --> | C18 ex GRAIGUE | Graigue [T41,T42] | CARLOW |  | 52.8409 | -6.9521
067773Y | MV/LV Substation TO***773Y |  | 20 kV | _ | LV | 50 kVA :Pole Substation | 0.05 | --> | 0.05 | 0 | 0 | Constrained, otherwise capacity available =32 kVA | --> | 0.048 | 0 | 0 | 0.045 | 0 |  | --> | C11 ex RAHEEN | Raheen [T41,T42] | LIMERICK |  | 52.6365 | -8.6889
037290 | MV/LV Substation CR***290 |  | 10 kV | _ | LV | 50 kVA :Pole Substation | 0.05 | --> | 0.05 | 0.047 | 13.05 |  | --> | 0.048 | 0 | 0 | 0.047 | 0 |  | --> | C19 ex ENNIS | Ennis [T101,T102] | ENNIS |  | 52.8387 | -8.9504
293927X | MV/LV Substation KE***927X |  | 20 kV | _ | LV | 50 kVA :Pole Substation | 0.05 | --> | 0.05 | 0 | 0 | Constrained, otherwise capacity available =49 kVA | --> | 0.048 | 0 | 0 | 0 | 0 | Constrained, otherwise capacity available =47 kW | --> | E12 ex BALTINGLASS | Baltinglass [T421,T422] | STRATFORD |  | 52.9879 | -6.6098
065429Z | MV/LV Substation GA***429Z |  | 20 kV | _ | LV | 100 kVA :Pole Substation | 0.1 | --> | 0.1 | 0 | 0 | Constrained, otherwise capacity available =61 kVA | --> | 0.095 | 0 | 0 | 0 | 0 | Constrained, otherwise capacity available =90 kW | --> | E23 ex BALTRASNA | Baltrasna [T121,T122] | BALTRASNA |  | 53.568 | -6.3798
066367Z | MV/LV Substation LE***367Z |  | 20 kV | _ | LV | 400 kVA :Kiosk Substation | 0.4 | --> | 0.4 | 0 | 0 | Constrained, otherwise capacity available =296 kVA | --> | 0.38 | 0 | 0.054 | 0 | 0 | Constrained, otherwise capacity available =326 kW | --> | E18 ex BALTRASNA | Baltrasna [T121,T122] | BALTRASNA |  | 53.5128 | -6.4612
0014223 | MV/LV Substation AL***4223 |  | 10 kV | _ | LV | 630 kVA :Building Structure | 0.63 | --> | 0.63 | 0.5 | 1.55 |  | --> | 0.598 | 0 | 0 | 0.5 | 0 |  | --> | C20 ex MONKSTOWN | Monkstown [T41,T42] | BLACKROCK |  | 53.3021 | -6.1906
007438X | MV/LV Substation GL***438X |  | 20 kV | _ | LV | 100 kVA :Pole Substation | 0.1 | --> | 0.1 | 0.089 | 16.12 |  | --> | 0.095 | 0 | 0 | 0.094 | 0 |  | --> | E21 ex WEXFORD | Wexford [T121,T122] | WEXFORD |  | 52.3998 | -6.4033
151779X | MV/LV Substation FE***779X |  | 20 kV | _ | LV | 100 kVA :Pole Substation | 0.1 | --> | 0.1 | 0 | 0 | Constrained, otherwise capacity available =99 kVA | --> | 0.095 | 0 | 0 | 0.095 | 0 |  | --> | E17 ex BRUFF | Bruff [T42,T421] | LIMERICK |  | 52.5491 | -8.5984
066390X | MV/LV Substation BR***390X |  | 10 kV | _ | LV | 100 kVA :Pole Substation | 0.1 | --> | 0.1 | 0 | 0 | Constrained, otherwise capacity available =85 kVA | --> | 0.095 | 0 | 0.005 | 0 | 0 | Constrained, otherwise capacity available =89 kW | --> | C15 ex MALAHIDE | Malahide [T41,T42] | GLASMORE |  | 53.4402 | -6.1553
003808X | MV/LV Substation KI***808X |  | 10 kV | _ | LV | 100 kVA :Pole Substation | 0.1 | --> | 0.1 | 0 | 0 | Constrained, otherwise capacity available =97 kVA | --> | 0.095 | 0 | 0 | 0 | 0 | Constrained, otherwise capacity available =95 kW | --> | C11 ex RATHDRUM | Rathdrum [T42] | ARKLOW |  | 52.8856 | -6.1841
125572 | MV/LV Substation KI***572 |  | 20 kV | _ | LV | 50 kVA :Pole Substation | 0.05 | --> | 0.05 | 0 | 0 | Constrained, otherwise capacity available =31 kVA | --> | 0.048 | 0 | 0.011 | 0 | 0 | Constrained, otherwise capacity available =37 kW | --> | C15 ex CLOONLOUGH | Cloonlough [T41,T42] | BARRYMORE |  | 52.2169 | -8.3306
047055X | MV/LV Substation SE***055X |  | 20 kV | _ | LV | 50 kVA :Pole Substation | 0.05 | --> | 0.05 | 0.032 | 1.04 |  | --> | 0.048 | 0 | 0.003 | 0 | 0 | Constrained, otherwise capacity available =43 kW | --> | C16 ex BOYLE | Boyle [T41,T42] | CARRICK ON SHANNON |  | 54.0974 | -8.253
377015Y | MV/LV Substation CH***015Y |  | 20 kV | _ | LV | 630 kVA :Kiosk Substation | 0.63 | --> | 0.63 | 0 | 0 | Constrained, otherwise capacity available =570 kVA | --> | 0.598 | 0 | 0.004 | 0 | 0 | Constrained, otherwise capacity available =587 kW | --> | E15 ex GURRANEBANE | Gurranebane [T421,T422] | OUGHTRAGH |  | 51.9478 | -10.2247
210149Y | MV/LV Substation MU***149Y |  | 10 kV | _ | LV | 50 kVA :Pole Substation | 0.05 | --> | 0.05 | 0 | 0 | Constrained, otherwise capacity available =50 kVA | --> | 0.048 | 0 | 0 | 0 | 0 | Constrained, otherwise capacity available =47 kW | --> | C21 ex CARRICKMACROSS | Carrickmacross [T41,T42] | MEATH HILL |  | 53.9758 | -6.7266
095354 | MV/LV Substation LA***354 |  | 10 kV | _ | LV | 50 kVA :Pole Substation | 0.05 | --> | 0.05 | 0.039 | 0.7 |  | --> | 0.048 | 0 | 0 | 0 | 0 | Constrained, otherwise capacity available =46 kW | --> | C11 ex KILRUSH | Kilrush [T41,T42] | TULLABRACK |  | 52.6196 | -9.2584
116204Y | MV/LV Substation LE***204Y |  | 20 kV | _ | LV | 100 kVA :Pole Substation | 0.1 | --> | 0.1 | 0.096 | 8.1 |  | --> | 0.095 | 0 | 0 | 0 | 0 | Constrained, otherwise capacity available =94 kW | --> | E11 ex WESTPORT | Westport [T421,T422] | CASTLEBAR |  | 53.7767 | -9.6937
037008 | MV/LV Substation TO***008 |  | 10 kV | _ | LV | 200 kVA :Pole Substation | 0.2 | --> | 0.2 | 0 | 0 | Constrained, otherwise capacity available =175 kVA | --> | 0.19 | 0 | 0 | 0 | 0 | Constrained, otherwise capacity available =187 kW | --> | C20 ex CAHIRCALLA | Cahircalla [T41,T42] | ENNIS |  | 52.8311 | -9.0194
109116 | MV/LV Substation CA***116 |  | 10 kV | _ | LV | 400 kVA :Building Structure | 0.4 | --> | 0.4 | 0.381 | 0.38 | Constrained, otherwise capacity available =387 kVA | --> | 0.38 | 0 | 0 | 0.378 | 0 |  | --> | C22 ex RINEANNA | Rineanna [T41,T42] | DRUMLINE |  | 52.6946 | -8.93
3684048 | MV/LV Substation ME***4048 |  | 20 kV | _ | LV | 50 kVA :Pole Substation | 0.05 | --> | 0.05 | 0 | 0 | Constrained, otherwise capacity available =50 kVA | --> | 0.048 | 0 | 0 | 0 | 0 | Constrained, otherwise capacity available =48 kW | --> | C15 ex BALLYHAUNIS | Ballyhaunis [T41,T42] | DALTON |  | 53.6843 | -8.7051
034327Y | MV/LV Substation MA***327Y |  | 20 kV | _ | LV | 200 kVA :Kiosk Substation | 0.2 | --> | 0.2 | 0.2 | 0.57 |  | --> | 0.19 | 0 | 0 | 0 | 0 | Constrained, otherwise capacity available =190 kW | --> | E23 ex LAWLESSTOWN | Lawlesstown [T42,T421] | DOON |  | 52.3457 | -7.7639
015013Z | MV/LV Substation OS***013Z |  | 10 kV | _ | LV | 200 kVA :Kiosk Substation | 0.2 | --> | 0.2 | 0.105 | 12.6 |  | --> | 0.19 | 0 | 0.034 | 0.151 | 0 |  | --> | C23 ex MONREAD | Monread [T101,T102] | MONREAD |  | 53.2482 | -6.6678
051955 | MV/LV Substation MO***955 |  | 20 kV | _ | LV | 50 kVA :Pole Substation | 0.05 | --> | 0.05 | 0.05 | 2.22 |  | --> | 0.048 | 0 | 0 | 0.048 | 0 |  | --> | E12 ex CLARA | Clara [T421,T422] | THORNSBERRY |  | 53.3406 | -7.4118
030103 | MV/LV Substation AV***103 |  | 20 kV | _ | LV | 400 kVA :Building Structure | 0.4 | --> | 0.4 | 0 | 0 | Constrained, otherwise capacity available =395 kVA | --> | 0.38 | 0 | 0 | 0 | 0 | Constrained, otherwise capacity available =379 kW | --> | E17 ex FOXHOLE | Foxhole [T421,T422] | DUNGARVAN |  | 51.9691 | -7.8645
093116 | MV/LV Substation ST***116 |  | 10 kV | _ | LV | 400 kVA :Kiosk Substation | 0.4 | --> | 0.4 | 0 | 0 | Constrained, otherwise capacity available =232 kVA | --> | 0.38 | 0 | 0.018 | 0.343 | 0 |  | --> | C20 ex MERVILLE | Merville [T41,T42] | FINGLAS |  | 53.3877 | -6.3064
046158 | MV/LV Substation TH***158 |  | 10 kV | _ | LV | 200 kVA :Kiosk Substation | 0.2 | --> | 0.2 | 0 | 0 | Constrained, otherwise capacity available =156 kVA | --> | 0.19 | 0 | 0.005 | 0.18 | 0 |  | --> | C12 ex CRANMORE | Cranmore [T41,T42] | SLIGO |  | 54.259 | -8.4626
288183 | MV/LV Substation BE***183 |  | 10 kV | _ | LV | 400 kVA :Kiosk Substation | 0.4 | --> | 0.4 | 0 | 0 | Constrained, otherwise capacity available =340 kVA | --> | 0.38 | 0 | 0.022 | 0.355 | 0 |  | --> | C18 ex CARRICKMINES | Carrickmines [T41,T42] | CARRICKMINES |  | 53.2544 | -6.2174
130048X | MV/LV Substation LI***048X |  | 20 kV | _ | LV | 50 kVA :Pole Substation | 0.05 | --> | 0.05 | 0.048 | 0.21 |  | --> | 0.048 | 0 | 0 | 0 | 0 | Constrained, otherwise capacity available =47 kW | --> | E18 ex LONGFORD | Longford [T421,T422] | RICHMOND |  | 53.7045 | -7.6915
011572 | MV/LV Substation WA***572 |  | 10 kV | _ | LV | 50 kVA :Pole Substation | 0.05 | --> | 0.05 | 0.037 | 2.8 |  | --> | 0.048 | 0 | 0 | 0 | 0 | Constrained, otherwise capacity available =46 kW | --> | C13 ex PURCELLS INCH | Purcells Inch [T41,T42] | KILKENNY |  | 52.6324 | -7.2224
429813 | MV/LV Substation CO***813 |  | 10 kV | _ | LV | 200 kVA :Pole Substation | 0.2 | --> | 0.2 | 0.2 | 5.75 |  | --> | 0.19 | 0 | 0 | 0 | 0 | Constrained, otherwise capacity available =190 kW | --> | E15 ex ABBEYFEALE | Abbeyfeale [T421] | TRIEN |  | 52.3875 | -9.2962
066323Z | MV/LV Substation CA***323Z |  | 10 kV | _ | LV | 400 kVA :Kiosk Substation | 0.4 | --> | 0.4 | 0 | 0 | Constrained, otherwise capacity available =299 kVA | --> | 0.38 | 0 | 0.048 | 0 | 0 | Constrained, otherwise capacity available =330 kW | --> | C18 ex MALAHIDE | Malahide [T41,T42] | GLASMORE |  | 53.4449 | -6.1407
063662X | MV/LV Substation TI***662X |  | 10 kV | _ | LV | 400 kVA :Kiosk Substation | 0.4 | --> | 0.4 | 0 | 0 | Constrained, otherwise capacity available =320 kVA | --> | 0.38 | 0 | 0.045 | 0 | 0 | Constrained, otherwise capacity available =336 kW | --> | C17 ex STICKILLEN | Stickillen [T41,T42] | DRYBRIDGE |  | 53.8557 | -6.5358
069709 | MV/LV Substation NI***709 |  | 10 kV | _ | LV | 630 kVA :Kiosk Substation | 0.63 | --> | 0.63 | 0.5 | 7.75 |  | --> | 0.598 | 0 | 0 | 0.5 | 0 |  | --> | C20 ex MILLTOWN (DR) | Milltown (dr) [T101,T102] | INCHICORE 220KV |  | 53.3086 | -6.2513
127037 | MV/LV Substation LI***037 |  | 10 kV | _ | LV | 630 kVA :Kiosk Substation | 0.63 | --> | 0.63 | 0 | 0 | Constrained, otherwise capacity available =428 kVA | --> | 0.598 | 0 | 0.012 | 0 | 0 | Constrained, otherwise capacity available =562 kW | --> | C14 ex HOLYCROSS ROAD | Holycross Road [T41,T42] | THURLES |  | 52.6744 | -7.812
041982X | MV/LV Substation MA***982X |  | 10 kV | _ | LV | 50 kVA :Pole Substation | 0.05 | --> | 0.05 | 0 | 0 | Constrained, otherwise capacity available =46 kVA | --> | 0.048 | 0 | 0 | 0 | 0 | Constrained, otherwise capacity available =47 kW | --> | E12 ex DALTON | Dalton [T421,T422] | DALTON |  | 53.7194 | -9.0182
066190Z | MV/LV Substation RI***190Z |  | 10 kV | _ | LV | 400 kVA :Kiosk Substation | 0.4 | --> | 0.4 | 0 | 0 | Constrained, otherwise capacity available =320 kVA | --> | 0.38 | 0 | 0.01 | 0 | 0 | Constrained, otherwise capacity available =362 kW | --> | E17 ex GLASMORE | Glasmore [T421,T422] | GLASMORE |  | 53.4472 | -6.25
109033 | MV/LV Substation FR***033 |  | 10 kV | _ | LV | 400 kVA :Building Structure | 0.4 | --> | 0.4 | 0 | 0 | Constrained, otherwise capacity available =183 kVA | --> | 0.38 | 0 | 0 | 0.349 | 0 |  | --> | C16 ex SHANNON | Shannon [T41,T42] | DRUMLINE |  | 52.6902 | -8.9138
058340 | MV/LV Substation AR***340 |  | 10 kV | _ | LV | 100 kVA :Pole Substation | 0.1 | --> | 0.1 | 0.092 | 0.18 |  | --> | 0.095 | 0 | 0 | 0 | 0 | Constrained, otherwise capacity available =94 kW | --> | C16 ex TOOMEVARA | Toomevara [T42] | NENAGH |  | 52.8662 | -7.9669
1424245 | MV/LV Substation CA***4245 |  | 20 kV | _ | LV | 50 kVA :Pole Substation | 0.05 | --> | 0.05 | 0 | 0 | Constrained, otherwise capacity available =50 kVA | --> | 0.048 | 0 | 0 | 0 | 0 | Constrained, otherwise capacity available =48 kW | --> | E23 ex ATHENRY | Athenry [T423] | GALWAY 110KV |  | 53.2973 | -8.4768
156882 | MV/LV Substation LI***882 |  | 20 kV | _ | LV | 100 kVA :Pole Substation | 0.1 | --> | 0.1 | 0 | 0 | Constrained, otherwise capacity available =74 kVA | --> | 0.095 | 0 | 0.04 | 0 | 0 | Constrained, otherwise capacity available =62 kW | --> | C17 ex CLONES | Clones [T41,T42] | SHANKILL |  | 54.2179 | -7.121
064269Z | MV/LV Substation CO***269Z |  | 20 kV | _ | LV | 100 kVA :Pole Substation | 0.1 | --> | 0.1 | 0 | 0 | Constrained, otherwise capacity available =86 kVA | --> | 0.095 | 0 | 0 | 0 | 0 | Constrained, otherwise capacity available =93 kW | --> | E14 ex DULEEK | Duleek [T421,T422] | DRYBRIDGE |  | 53.6709 | -6.4496
001556 | MV/LV Substation AS***556 |  | 10 kV | _ | LV | 400 kVA :Kiosk Substation | 0.4 | --> | 0.4 | 0.307 | 1.16 |  | --> | 0.38 | 0 | 0.004 | 0.364 | 0 |  | --> | C24 ex MOUNT MERRION | Mount Merrion [T41,T42] | CARRICKMINES |  | 53.2974 | -6.2027
1564356 | MV/LV Substation ST***4356 |  | 10 kV | _ | LV | 630 kVA :Kiosk Substation | 0.63 | --> | 0.63 | 0.5 | 2.47 |  | --> | 0.598 | 0 | 0 | 0 | 0 | Constrained, otherwise capacity available =589 kW | --> | E21 ex TELAYDON | Telaydon [T42,T421] | LISDRUM |  | 54.2529 | -6.9722
021744Y | MV/LV Substation MA***744Y |  | 10 kV | _ | LV | 50 kVA :Pole Substation | 0.05 | --> | 0.05 | 0 | 0 | Constrained, otherwise capacity available =42 kVA | --> | 0.048 | 0 | 0 | 0.046 | 0 |  | --> | C15 ex MAYFIELD | Mayfield [T41,T42] | KILBARRY |  | 51.9146 | -8.4159
0934189 | MV/LV Substation DU***4189 |  | 10 kV | _ | LV | 630 kVA :Building Structure | 0.63 | --> | 0.63 | 0 | 0 | Constrained, otherwise capacity available =117 kVA | --> | 0.598 | 0 | 0 | 0.5 | 0 |  | --> | C25 ex POPPINTREE | Poppintree [T101,T102] | FINGLAS |  | 53.417 | -6.3109
062646 | MV/LV Substation RI***646 |  | 20 kV | _ | LV | 100 kVA :Pole Substation | 0.1 | --> | 0.1 | 0.094 | 4.25 |  | --> | 0.095 | 0 | 0 | 0 | 0 | Constrained, otherwise capacity available =94 kW | --> | E16 ex JENKINSTOWN | Jenkinstown [T421,T422] | DUNDALK |  | 53.9939 | -6.2213
033019 | MV/LV Substation RA***019 |  | 10 kV | _ | LV | 200 kVA :Kiosk Substation | 0.2 | --> | 0.2 | 0 | 0 | Constrained, otherwise capacity available =46 kVA | --> | 0.19 | 0 | 0.023 | 0 | 0 | Constrained, otherwise capacity available =151 kW | --> | C15 ex DEERPARK | Deerpark [T41,T42] | BALLYDINE |  | 52.3449 | -7.418
192851 | MV/LV Substation DE***851 |  | 10 kV | _ | LV | 200 kVA :Pole Substation | 0.2 | --> | 0.2 | 0.198 | 1.56 |  | --> | 0.19 | 0 | 0 | 0 | 0 | Constrained, otherwise capacity available =190 kW | --> | C15 ex DERRYBEG | Derrybeg [T41,T42] | ARDNAGAPPARY |  | 55.0784 | -8.2909
008335Z | MV/LV Substation RA***335Z |  | 10 kV | _ | LV | 100 kVA :Pole Substation | 0.1 | --> | 0.1 | 0.076 | 0.2 |  | --> | 0.095 | 0 | 0 | 0 | 0 | Constrained, otherwise capacity available =92 kW | --> | E16 ex BEALISTOWN | Bealistown [T421,T422] | GREAT ISLAND |  | 52.2484 | -6.9196
059124X | MV/LV Substation M+***124X |  | 10 kV | _ | LV | 50 kVA :Pole Substation | 0.05 | --> | 0.05 | 0 | 0 | Constrained, otherwise capacity available =46 kVA | --> | 0.048 | 0 | 0 | 0 | 0 | Constrained, otherwise capacity available =47 kW | --> | C11 ex DERRYCRAMPH | Derrycramph [T41,T42] | SHANKILL |  | 53.9698 | -7.355
0464062 | MV/LV Substation FI***4062 |  | 10 kV | _ | LV | 50 kVA :Pole Substation | 0.05 | --> | 0.05 | 0.04 | 5.78 |  | --> | 0.048 | 0 | 0 | 0.046 | 0 |  | --> | C14 ex OAKFIELD | Oakfield [T41,T42] | SLIGO |  | 54.2623 | -8.4972
066019 | MV/LV Substation HO***019 |  | 10 kV | _ | LV | 400 kVA :Kiosk Substation | 0.4 | --> | 0.4 | 0 | 0 | Constrained, otherwise capacity available =264 kVA | --> | 0.38 | 0 | 0.046 | 0.327 | 0 |  | --> | C11 ex SUTTON | Sutton [T41,T42] | GRANGE (DR) |  | 53.3907 | -6.0852
2664093 | MV/LV Substation LI***4093 |  | 20 kV | _ | LV | 400 kVA :Building Structure | 0.4 | --> | 0.4 | 0 | 0 | Constrained, otherwise capacity available =400 kVA | --> | 0.38 | 0 | 0 | 0 | 0 | Constrained, otherwise capacity available =380 kW | --> | E14 ex CARNDONAGH | Carndonagh [T421,T422] | TRILLICK |  | 55.2535 | -7.2638
2934577 | MV/LV Substation PE***4577 |  | 20 kV | _ | LV | 630 kVA :Kiosk Substation | 0.63 | --> | 0.63 | 0.431 | 0.43 | Constrained, otherwise capacity available =516 kVA | --> | 0.598 | 0 | 0.004 | 0 | 0 | Constrained, otherwise capacity available =580 kW | --> | E18 ex TULLOW | Tullow [T421,T422] | CARLOW |  | 52.8656 | -6.561
007003Z | MV/LV Substation PI***003Z |  | 10 kV | _ | LV | 50 kVA :Pole Substation | 0.05 | --> | 0.05 | 0 | 0.9 |  | --> | 0.048 | 0 | 0 | 0 | 0 | Constrained, otherwise capacity available =39 kW | --> | C19 ex CLONARD | Clonard [T41,T42] | WEXFORD |  | 52.2847 | -6.4888
0664051 | MV/LV Substation MA***4051 |  | 10 kV | _ | LV | 400 kVA :Kiosk Substation | 0.4 | --> | 0.4 | 0 | 0 | Constrained, otherwise capacity available =399 kVA | --> | 0.38 | 0 | 0 | 0 | 0 | Constrained, otherwise capacity available =380 kW | --> | C21 ex MALAHIDE | Malahide [T41,T42] | GLASMORE |  | 53.4465 | -6.1585
003344Y | MV/LV Substation AV***344Y |  | 10 kV | _ | LV | 100 kVA :Pole Substation | 0.1 | --> | 0.1 | 0 | 0 | Constrained, otherwise capacity available =100 kVA | --> | 0.095 | 0 | 0 | 0 | 0 | Constrained, otherwise capacity available =95 kW | --> | C16 ex RATHDRUM | Rathdrum [T42] | ARKLOW |  | 52.949 | -6.2458
109002 | MV/LV Substation TE***002 |  | 10 kV | _ | LV | 1000 kVA :Building Structure | 1 | --> | 1 | 0.381 | 0.38 | Constrained, otherwise capacity available =758 kVA | --> | 0.95 | 0 | 0 | 0.5 | 0 |  | --> | C22 ex RINEANNA | Rineanna [T41,T42] | DRUMLINE |  | 52.6906 | -8.9179
002877 | MV/LV Substation KI***877 |  | 10 kV | _ | LV | 400 kVA :Kiosk Substation | 0.4 | --> | 0.4 | 0 | 0 | Constrained, otherwise capacity available =372 kVA | --> | 0.38 | 0 | 0 | 0.376 | 0 |  | --> | C14 ex GREYSTONES | Greystones [T41,T42] | FASSAROE |  | 53.1538 | -6.1646
062109 | MV/LV Substation UN***109 |  | 10 kV | _ | LV | 630 kVA :Building Structure | 0.63 | --> | 0.63 | 0.5 | 0.72 |  | --> | 0.598 | 0 | 0 | 0 | 0 | Constrained, otherwise capacity available =596 kW | --> | C11 ex COES ROAD | Coes Road [T41,T42] | DUNDALK |  | 53.9999 | -6.3783
052202X | MV/LV Substation WA***202X |  | 20 kV | _ | LV | 100 kVA :Pole Substation | 0.1 | --> | 0.1 | 0 | 0 | Constrained, otherwise capacity available =96 kVA | --> | 0.095 | 0 | 0 | 0 | 0 | Constrained, otherwise capacity available =94 kW | --> | E20 ex BALLINDERRY | Ballinderry [T41,T422] | MULLINGAR |  | 53.4435 | -7.3715
248375X | MV/LV Substation MA***375X |  | 20 kV | _ | LV | 400 kVA :Building Structure | 0.4 | --> | 0.4 | 0 | 0 | Constrained, otherwise capacity available =377 kVA | --> | 0.38 | 0 | 0 | 0 | 0 | Constrained, otherwise capacity available =377 kW | --> | E14 ex KILCOCK | Kilcock [T421,T422] | GRIFFINRATH |  | 53.4821 | -6.7259
281603Z | MV/LV Substation GU***603Z |  | 10 kV | _ | LV | 400 kVA :Kiosk Substation | 0.4 | --> | 0.4 | 0 | 0 | Constrained, otherwise capacity available =343 kVA | --> | 0.38 | 0 | 0.004 | 0 | 0 | Constrained, otherwise capacity available =369 kW | --> | C16 ex TOGHER | Togher [T41,T42] | TRABEG |  | 51.8737 | -8.5154
368425X | MV/LV Substation CO***425X |  | 20 kV | _ | LV | 50 kVA :Pole Substation | 0.05 | --> | 0.05 | 0 | 0 | Constrained, otherwise capacity available =48 kVA | --> | 0.048 | 0 | 0 | 0 | 0 | Constrained, otherwise capacity available =47 kW | --> | C15 ex BALLYHAUNIS | Ballyhaunis [T41,T42] | DALTON |  | 53.7416 | -8.6268
111814Z | MV/LV Substation KI***814Z |  | 20 kV | _ | LV | 100 kVA :Pole Substation | 0.1 | --> | 0.1 | 0 | 0 | Constrained, otherwise capacity available =96 kVA | --> | 0.095 | 0 | 0 | 0 | 0 | Constrained, otherwise capacity available =94 kW | --> | C12 ex BANTRY | Bantry [T41,T42] | BALLYLICKY |  | 51.5811 | -9.7058
0074114 | MV/LV Substation SK***4114 |  | 10 kV | _ | LV | 630 kVA :Kiosk Substation | 0.63 | --> | 0.63 | 0.143 | 0.14 | Constrained, otherwise capacity available =630 kVA | --> | 0.598 | 0 | 0 | 0 | 0 | Constrained, otherwise capacity available =598 kW | --> | C12 ex CARRIGLAWN | Carriglawn [T41,T42] | WEXFORD |  | 52.3422 | -6.4634
082084Z | MV/LV Substation BA***084Z |  | 20 kV | _ | LV | 630 kVA :Kiosk Substation | 0.63 | --> | 0.63 | 0 | 0 | Constrained, otherwise capacity available =566 kVA | --> | 0.598 | 0 | 0 | 0 | 0 | Constrained, otherwise capacity available =590 kW | --> | E12 ex ACADEMY STREET | Academy Street [T421,T422,T44] | NAVAN |  | 53.6431 | -6.6604
139326Y | MV/LV Substation BR***326Y |  | 20 kV | _ | LV | 200 kVA :Pole Substation | 0.2 | --> | 0.2 | 0.155 | 2.68 |  | --> | 0.19 | 0 | 0.06 | 0 | 0 | Constrained, otherwise capacity available =145 kW | --> | E12 ex OLDCASTLE | Oldcastle [T41,T422] | MULLINGAR |  | 53.765 | -7.2427
093319Z | MV/LV Substation ME***319Z |  | 10 kV | _ | LV | 630 kVA :Kiosk Substation | 0.63 | --> | 0.63 | 0 | 0 | Constrained, otherwise capacity available =509 kVA | --> | 0.598 | 0 | 0.021 | 0.5 | 0 |  | --> | C20 ex UNIDARE | Unidare [T41,T42] | FINGLAS |  | 53.4012 | -6.2942
152024 | MV/LV Substation DR***024 |  | 20 kV | _ | LV | 50 kVA :Pole Substation | 0.05 | --> | 0.05 | 0 | 0 | Constrained, otherwise capacity available =28 kVA | --> | 0.048 | 0 | 0 | 0 | 0 | Constrained, otherwise capacity available =44 kW | --> | E33 ex CAPPAMORE | Cappamore [T41,T42] | ARDNACRUSHA |  | 52.5725 | -8.3377
167272Z | MV/LV Substation BL***272Z |  | 20 kV | _ | LV | 1000 kVA :Kiosk Substation | 1 | --> | 1 | 0 | 0 | Constrained, otherwise capacity available =871 kVA | --> | 0.95 | 0 | 0 | 0 | 0 | Constrained, otherwise capacity available =932 kW | --> | E15 ex WHITECHURCH | Whitechurch [T421,T422] | KILBARRY |  | 51.936 | -8.5443
068199X | MV/LV Substation MO***199X |  | 10 kV | _ | LV | 630 kVA :Kiosk Substation | 0.63 | --> | 0.63 | 0.5 | 4.6 |  | --> | 0.598 | 0 | 0.004 | 0.5 | 0 |  | --> | C11 ex KINGSBRIDGE | Kingsbridge [T41,T42] | INCHICORE 220KV |  | 53.3493 | -6.2921
368632 | MV/LV Substation AB***632 |  | 10 kV | _ | LV | 100 kVA :Pole Substation | 0.1 | --> | 0.1 | 0 | 0 | Constrained, otherwise capacity available =89 kVA | --> | 0.095 | 0 | 0.018 | 0 | 0 | Constrained, otherwise capacity available =80 kW | --> | C17 ex BALLYHAUNIS | Ballyhaunis [T41,T42] | DALTON |  | 53.7584 | -8.7602
060276X | MV/LV Substation GR***276X |  | 10 kV | _ | LV | 50 kVA :Pole Substation | 0.05 | --> | 0.05 | 0.014 | 4 |  | --> | 0.048 | 0 | 0 | 0 | 0 | Constrained, otherwise capacity available =42 kW | --> | C18 ex BALLYJAMESDUFF | Ballyjamesduff [T41,T42] | SHANKILL |  | 53.9259 | -7.1177
021960X | MV/LV Substation CO***960X |  | 20 kV | _ | LV | 100 kVA :Pole Substation | 0.1 | --> | 0.1 | 0 | 0 | Constrained, otherwise capacity available =58 kVA | --> | 0.095 | 0 | 0.035 | 0 | 0 | Constrained, otherwise capacity available =63 kW | --> | E18 ex CURRALEIGH | Curraleigh [T421,T422] | KILBARRY |  | 51.9202 | -8.6147
368731 | MV/LV Substation CO***731 |  | 10 kV | _ | LV | 100 kVA :Pole Substation | 0.1 | --> | 0.1 | 0 | 0 | Constrained, otherwise capacity available =26 kVA | --> | 0.095 | 0 | 0.005 | 0 | 0 | Constrained, otherwise capacity available =81 kW | --> | C17 ex BALLYHAUNIS | Ballyhaunis [T41,T42] | DALTON |  | 53.7667 | -8.7807
243183X | MV/LV Substation CL***183X |  | 20 kV | _ | LV | 50 kVA :Pole Substation | 0.05 | --> | 0.05 | 0 | 0 | Constrained, otherwise capacity available =45 kVA | --> | 0.048 | 0 | 0 | 0 | 0 | Constrained, otherwise capacity available =47 kW | --> | E18 ex INCH | Inch [T421,T422] | OUGHTRAGH |  | 52.1527 | -10.0557
127171X | MV/LV Substation LO***171X |  | 10 kV | _ | LV | 100 kVA :Pole Substation | 0.1 | --> | 0.1 | 0 | 0 | Constrained, otherwise capacity available =82 kVA | --> | 0.095 | 0 | 0 | 0 | 0 | Constrained, otherwise capacity available =93 kW | --> | C11 ex TEMPLEMORE | Templemore [T41,T42] | IKERRIN |  | 52.757 | -7.8266
023326X | MV/LV Substation EM***326X |  | 10 kV | _ | LV | 400 kVA :Kiosk Substation | 0.4 | --> | 0.4 | 0 | 0 | Constrained, otherwise capacity available =162 kVA | --> | 0.38 | 0 | 0.01 | 0 | 0 | Constrained, otherwise capacity available =339 kW | --> | C21 ex COOLCARRON | Coolcarron [T41,T42] | BARRYMORE |  | 52.1357 | -8.2802
051936 | MV/LV Substation WO***936 |  | 20 kV | _ | LV | 50 kVA :Pole Substation | 0.05 | --> | 0.05 | 0.045 | 2.22 |  | --> | 0.048 | 0 | 0 | 0.047 | 0 |  | --> | E21 ex CLARA | Clara [T421,T422] | THORNSBERRY |  | 53.3669 | -7.6273
288143X | MV/LV Substation MA***143X |  | 10 kV | _ | LV | 200 kVA :Building Structure | 0.2 | --> | 0.2 | 0 | 0 | Constrained, otherwise capacity available =152 kVA | --> | 0.19 | 0 | 0 | 0.183 | 0 |  | --> | C13 ex SANDYFORD | Sandyford [T41,T42] | CARRICKMINES |  | 53.2681 | -6.2755
116521 | MV/LV Substation RO***521 |  | 20 kV | _ | LV | 50 kVA :Pole Substation | 0.05 | --> | 0.05 | 0.026 | 8.1 |  | --> | 0.048 | 0 | 0.04 | 0 | 0 | Constrained, otherwise capacity available =14 kW | --> | E16 ex WESTPORT | Westport [T421,T422] | CASTLEBAR |  | 53.7918 | -9.5516
127109Y | MV/LV Substation ST***109Y |  | 10 kV | _ | LV | 200 kVA :Pole Substation | 0.2 | --> | 0.2 | 0 | 0 | Constrained, otherwise capacity available =179 kVA | --> | 0.19 | 0 | 0 | 0 | 0 | Constrained, otherwise capacity available =187 kW | --> | C17 ex HOLYCROSS ROAD | Holycross Road [T41,T42] | THURLES |  | 52.7487 | -7.9598
093151Z | MV/LV Substation BE***151Z |  | 10 kV | _ | LV | 200 kVA :Kiosk Substation | 0.2 | --> | 0.2 | 0 | 0 | Constrained, otherwise capacity available =174 kVA | --> | 0.19 | 0 | 0.008 | 0.18 | 0 |  | --> | C22 ex HOWTH JUNCTION | Howth Junction [T41,T42] | GRANGE (DR) |  | 53.3844 | -6.1713
016029Z | MV/LV Substation CO***029Z |  | 10 kV | _ | LV | 50 kVA :Pole Substation | 0.05 | --> | 0.05 | 0 | 0 | Constrained, otherwise capacity available =50 kVA | --> | 0.048 | 0 | 0 | 0 | 0 | Constrained, otherwise capacity available =48 kW | --> | C15 ex MONEYCOOLEY | Moneycooley [T41,T42,T44] | GRIFFINRATH |  | 53.3521 | -6.64
081282Z | MV/LV Substation LV***282Z |  | 10 kV | _ | LV | 400 kVA :Building Structure | 0.4 | --> | 0.4 | 0 | 0 | Constrained, otherwise capacity available =309 kVA | --> | 0.38 | 0 | 0 | 0.367 | 0 |  | --> | C12 ex LIFFEY VALLEY | Liffey Valley [T41,T42] | INCHICORE 220KV |  | 53.3545 | -6.403
059334Y | MV/LV Substation TI***334Y |  | 10 kV | _ | LV | 200 kVA :Kiosk Substation | 0.2 | --> | 0.2 | 0 | 0 | Constrained, otherwise capacity available =144 kVA | --> | 0.19 | 0 | 0.002 | 0 | 0 | Constrained, otherwise capacity available =181 kW | --> | C11 ex DERRYCRAMPH | Derrycramph [T41,T42] | SHANKILL |  | 53.9781 | -7.351
253002 | MV/LV Substation RI***002 |  | 10 kV | _ | LV | 100 kVA :Pole Substation | 0.1 | --> | 0.1 | 0 | 0 | Constrained, otherwise capacity available =66 kVA | --> | 0.095 | 0 | 0 | 0 | 0 | Constrained, otherwise capacity available =90 kW | --> | C17 ex TUAM NORTH | Tuam North [T41,T42] | CLOON |  | 53.5066 | -8.8371
0234258 | MV/LV Substation BR***4258 |  | 20 kV | _ | LV | 400 kVA :Kiosk Substation | 0.4 | --> | 0.4 | 0 | 0 | Constrained, otherwise capacity available =385 kVA | --> | 0.38 | 0 | 0 | 0 | 0 | Constrained, otherwise capacity available =378 kW | --> | E11 ex CASTLELYONS | Castlelyons [T421,T422] | BARRYMORE |  | 52.0717 | -8.2827
004109Y | MV/LV Substation MI***109Y |  | 10 kV | _ | LV | 100 kVA :Pole Substation | 0.1 | --> | 0.1 | 0.051 | 18.08 |  | --> | 0.095 | 0 | 0.014 | 0.078 | 0 |  | --> | C22 ex ARKLOW | Arklow [T101,T102] | ARKLOW |  | 52.7927 | -6.1791
006036Y | MV/LV Substation CL***036Y |  | 20 kV | _ | LV | 200 kVA :Pole Substation | 0.2 | --> | 0.2 | 0 | 0 | Constrained, otherwise capacity available =151 kVA | --> | 0.19 | 0 | 0.005 | 0 | 0 | Constrained, otherwise capacity available =179 kW | --> | E15 ex CLONROCHE | Clonroche [T421,T422] | WEXFORD |  | 52.4485 | -6.7158
032875 | MV/LV Substation DA***875 |  | 10 kV | _ | LV | 200 kVA :Pole Substation | 0.2 | --> | 0.2 | 0 | 0 | Constrained, otherwise capacity available =154 kVA | --> | 0.19 | 0 | 0 | 0 | 0 | Constrained, otherwise capacity available =184 kW | --> | C20 ex KILMEADEN | Kilmeaden [T42] | BUTLERSTOWN |  | 52.2274 | -7.2326
266368 | MV/LV Substation AT***368 |  | 20 kV | _ | LV | 100 kVA :Pole Substation | 0.1 | --> | 0.1 | 0.098 | 3.03 |  | --> | 0.095 | 0 | 0 | 0 | 0 | Constrained, otherwise capacity available =95 kW | --> | E13 ex MOVILLE | Moville [T421,T422] | TRILLICK |  | 55.2996 | -7.1565
058330Y | MV/LV Substation RY***330Y |  | 10 kV | _ | LV | 200 kVA :Pole Substation | 0.2 | --> | 0.2 | 0.19 | 3 |  | --> | 0.19 | 0 | 0.011 | 0 | 0 | Constrained, otherwise capacity available =180 kW | --> | C21 ex NENAGH | Nenagh [T41,T42] | NENAGH |  | 52.8553 | -8.2332
034299Y | MV/LV Substation CO***299Y |  | 20 kV | _ | LV | 200 kVA :Pole Substation | 0.2 | --> | 0.2 | 0.157 | 5.88 |  | --> | 0.19 | 0 | 0 | 0 | 0 | Constrained, otherwise capacity available =184 kW | --> | C14 ex ARDGEEHA | Ardgeeha [T41,T42] | DOON |  | 52.399 | -7.7005
130145X | MV/LV Substation GR***145X |  | 20 kV | _ | LV | 200 kVA :Pole Substation | 0.2 | --> | 0.2 | 0.178 | 2.55 |  | --> | 0.19 | 0 | 0 | 0 | 0 | Constrained, otherwise capacity available =187 kW | --> | E13 ex EDGEWORTHSTOWN | Edgeworthstown [T421,T422] | RICHMOND |  | 53.7639 | -7.4943
281341 | MV/LV Substation WA***341 |  | 10 kV | _ | LV | 50 kVA :Pole Substation | 0.05 | --> | 0.05 | 0 | 0 | Constrained, otherwise capacity available =34 kVA | --> | 0.048 | 0 | 0 | 0.045 | 0 |  | --> | C24 ex BISHOPSTOWN | Bishopstown [T41,T42] | KILBARRY |  | 51.8677 | -8.5465
0814381 | MV/LV Substation AD***4381 |  | 20 kV | _ | LV | 400 kVA :Kiosk Substation | 0.4 | --> | 0.4 | 0 | 0 | Constrained, otherwise capacity available =400 kVA | --> | 0.38 | 0 | 0 | 0.38 | 0 |  | --> | E18 ex ADAMSTOWN | Adamstown [T121,T122] | INCHICORE 220KV |  | 53.3397 | -6.4784
144834 | MV/LV Substation GA***834 |  | 10 kV | _ | LV | 200 kVA :Pole Substation | 0.2 | --> | 0.2 | 0 | 0 | Constrained, otherwise capacity available =163 kVA | --> | 0.19 | 0 | 0.019 | 0 | 0 | Constrained, otherwise capacity available =171 kW | --> | C15 ex CASTLECOMER | Castlecomer [T41,T42] | BALLYRAGGET |  | 52.8404 | -7.1535
010002 | MV/LV Substation ST***002 |  | 20 kV | _ | LV | 630 kVA :Building Structure | 0.63 | --> | 0.63 | 0 | 0 | Constrained, otherwise capacity available =92 kVA | --> | 0.598 | 0 | 0 | 0 | 0 | Constrained, otherwise capacity available =570 kW | --> | E11 ex BALLYHALE | Ballyhale [T42,T421] | KILKENNY |  | 52.5297 | -7.133
033394Y | MV/LV Substation NO***394Y |  | 10 kV | _ | LV | 200 kVA :Kiosk Substation | 0.2 | --> | 0.2 | 0 | 0 | Constrained, otherwise capacity available =199 kVA | --> | 0.19 | 0 | 0 | 0.059 | 0 | Constrained, otherwise capacity available =190 kW | --> | C25 ex CREGG ROAD | Cregg Road [T41,T42] | BALLYDINE |  | 52.3441 | -7.4086
034584X | MV/LV Substation BE***584X |  | 20 kV | _ | LV | 50 kVA :Pole Substation | 0.05 | --> | 0.05 | 0 | 0 | Constrained, otherwise capacity available =44 kVA | --> | 0.048 | 0 | 0 | 0 | 0 | Constrained, otherwise capacity available =47 kW | --> | C18 ex DEERPARK | Deerpark [T41,T42] | BALLYDINE |  | 52.5086 | -7.5125
350498 | MV/LV Substation CR***498 |  | 10 kV | _ | LV | 50 kVA :Pole Substation | 0.05 | --> | 0.05 | 0.028 | 1.57 |  | --> | 0.048 | 0 | 0.005 | 0 | 0 | Constrained, otherwise capacity available =41 kW | --> | C15 ex BUNDORAN | Bundoran [T41,T42] | CATHALEENS FALL |  | 54.4385 | -8.4351
156858 | MV/LV Substation SM***858 |  | 20 kV | _ | LV | 200 kVA :Pole Substation | 0.2 | --> | 0.2 | 0 | 0 | Constrained, otherwise capacity available =102 kVA | --> | 0.19 | 0 | 0.01 | 0 | 0 | Constrained, otherwise capacity available =169 kW | --> | C17 ex CLONES | Clones [T41,T42] | SHANKILL |  | 54.2211 | -7.0974
377432X | MV/LV Substation GO***432X |  | 20 kV | _ | LV | 200 kVA :Pole Substation | 0.2 | --> | 0.2 | 0 | 0 | Constrained, otherwise capacity available =189 kVA | --> | 0.19 | 0 | 0 | 0 | 0 | Constrained, otherwise capacity available =188 kW | --> | E12 ex GURRANEBANE | Gurranebane [T421,T422] | OUGHTRAGH |  | 52.0459 | -9.9503
015775Z | MV/LV Substation AN***775Z |  | 10 kV | _ | LV | 400 kVA :Kiosk Substation | 0.4 | --> | 0.4 | 0 | 0 | Constrained, otherwise capacity available =323 kVA | --> | 0.38 | 0 | 0.003 | 0 | 0 | Constrained, otherwise capacity available =367 kW | --> | C19 ex SALLINS | Sallins [T41,T42] | GRIFFINRATH |  | 53.2904 | -6.7562
0664466 | MV/LV Substation CA***4466 |  | 20 kV | _ | LV | 1000 kVA :Building Structure | 1 | --> | 1 | 0 | 0 | Constrained, otherwise capacity available =1000 kVA | --> | 0.95 | 0 | 0 | 0 | 0 | Constrained, otherwise capacity available =950 kW | --> | E11 ex GLASMORE | Glasmore [T421,T422] | GLASMORE |  | 53.4847 | -6.1383
0814361 | MV/LV Substation TH***4361 |  | 20 kV | _ | LV | 1000 kVA :Building Structure | 1 | --> | 1 | 0 | 0 | Constrained, otherwise capacity available =827 kVA | --> | 0.95 | 0 | 0.024 | 0.5 | 0 |  | --> | E54 ex GRANGE CASTLE | Grange Castle [T124] | INCHICORE 220KV |  | 53.3307 | -6.4081
014585X | MV/LV Substation HA***585X |  | 10 kV | _ | LV | 100 kVA :Pole Substation | 0.1 | --> | 0.1 | 0 | 0 | Constrained, otherwise capacity available =66 kVA | --> | 0.095 | 0 | 0.012 | 0 | 0 | Constrained, otherwise capacity available =81 kW | --> | C16 ex MORRISTOWN | Morristown [T41,T42] | NEWBRIDGE |  | 53.1942 | -6.8251
068485X | MV/LV Substation GA***485X |  | 10 kV | _ | LV | 1000 kVA :Building Structure | 1 | --> | 1 | 0.5 | 9.02 |  | --> | 0.95 | 0 | 0 | 0.5 | 0 |  | --> | C13 ex MISERY HILL | Misery Hill [T101,T102] | POOLBEG |  | 53.3432 | -6.2392
009043 | MV/LV Substation BA***043 |  | 10 kV | _ | LV | 400 kVA :Kiosk Substation | 0.4 | --> | 0.4 | 0 | 0 | Constrained, otherwise capacity available =225 kVA | --> | 0.38 | 0 | 0.01 | 0 | 0 | Constrained, otherwise capacity available =348 kW | --> | C17 ex WATERFORD IND EST | Waterford Ind Est [T41,T42,T44] | BUTLERSTOWN |  | 52.2416 | -7.142
021116 | MV/LV Substation AR***116 |  | 10 kV | _ | LV | 630 kVA :Kiosk Substation | 0.63 | --> | 0.63 | 0 | 0 | Constrained, otherwise capacity available =531 kVA | --> | 0.598 | 0 | 0.039 | 0.5 | 0 |  | --> | C17 ex KILBARRY | Kilbarry [T101,T43] | KILBARRY |  | 51.9123 | -8.464
154267Z | MV/LV Substation BA***267Z |  | 10 kV | _ | LV | 200 kVA :Kiosk Substation | 0.2 | --> | 0.2 | 0 | 0 | Constrained, otherwise capacity available =102 kVA | --> | 0.19 | 0 | 0.009 | 0.169 | 0 |  | --> | C39 ex COLLEGE PARK | College Park [T101,T102,T103] | COLLEGE PARK |  | 53.4173 | -6.3856
0014056 | MV/LV Substation SO***4056 |  | 10 kV | _ | LV | 630 kVA :Building Structure | 0.63 | --> | 0.63 | 0 | 0 | Constrained, otherwise capacity available =506 kVA | --> | 0.598 | 0 | 0.007 | 0.5 | 0 |  | --> | C18 ex DUNDRUM | Dundrum [T41,T42] | BLACKROCK |  | 53.2999 | -6.2315
018227Z | MV/LV Substation BE***227Z |  | 20 kV | _ | LV | 100 kVA :Pole Substation | 0.1 | --> | 0.1 | 0.039 | 3.75 |  | --> | 0.095 | 0 | 0 | 0 | 0 | Constrained, otherwise capacity available =86 kW | --> | C18 ex SMEARLA | Smearla [T41,T42] | TRIEN |  | 52.4058 | -9.4805
405230 | MV/LV Substation CA***230 |  | 20 kV | _ | LV | 50 kVA :Pole Substation | 0.05 | --> | 0.05 | 0.049 | 3.03 |  | --> | 0.048 | 0 | 0 | 0 | 0 | Constrained, otherwise capacity available =47 kW | --> | E12 ex MOVILLE | Moville [T421,T422] | TRILLICK |  | 55.2039 | -6.9968
029103 | MV/LV Substation PU***103 |  | 10 kV | _ | LV | 100 kVA :Pole Substation | 0.1 | --> | 0.1 | 0 | 0 | Constrained, otherwise capacity available =51 kVA | --> | 0.095 | 0 | 0 | 0.088 | 0 |  | --> | C22 ex MIDLETON | Midleton [T101,T102] | MIDLETON |  | 51.9299 | -8.1841
288710 | MV/LV Substation HA***710 |  | 10 kV | _ | LV | 400 kVA :Kiosk Substation | 0.4 | --> | 0.4 | 0 | 0 | Constrained, otherwise capacity available =270 kVA | --> | 0.38 | 0 | 0.023 | 0.345 | 0 |  | --> | C13 ex SANDYFORD | Sandyford [T41,T42] | CARRICKMINES |  | 53.2691 | -6.2622
142057 | MV/LV Substation KE***057 |  | 20 kV | _ | LV | 200 kVA :Pole Substation | 0.2 | --> | 0.2 | 0 | 0 | Constrained, otherwise capacity available =176 kVA | --> | 0.19 | 0 | 0 | 0 | 0 | Constrained, otherwise capacity available =187 kW | --> | E21 ex ATHENRY | Athenry [T423] | GALWAY 110KV |  | 53.3452 | -8.7122
021004 | MV/LV Substation CO***004 |  | 10 kV | _ | LV | 400 kVA :Kiosk Substation | 0.4 | --> | 0.4 | 0 | 0 | Constrained, otherwise capacity available =343 kVA | --> | 0.38 | 0 | 0 | 0.372 | 0 |  | --> | C17 ex KILBARRY | Kilbarry [T101,T43] | KILBARRY |  | 51.9122 | -8.4609
068727X | MV/LV Substation HY***727X |  | 10 kV | _ | LV | 630 kVA :Building Structure | 0.63 | --> | 0.63 | 0.5 | 3 |  | --> | 0.598 | 0 | 0 | 0.5 | 0 |  | --> | C37 ex INCHICORE CENTRAL | Inchicore Central [T43,T45] | INCHICORE 220KV |  | 53.3394 | -6.3037
207169 | MV/LV Substation DA***169 |  | 10 kV | _ | LV | 630 kVA :Kiosk Substation | 0.63 | --> | 0.63 | 0.494 | 3.38 |  | --> | 0.598 | 0 | 0.019 | 0 | 0 | Constrained, otherwise capacity available =566 kW | --> | C15 ex GLENGOOLE | Glengoole [T41] | THURLES |  | 52.7196 | -7.5805
0814205 | MV/LV Substation HA***4205 |  | 10 kV | _ | LV | 50 kVA :Pole Substation | 0.05 | --> | 0.05 | 0 | 0 | Constrained, otherwise capacity available =39 kVA | --> | 0.048 | 0 | 0 | 0 | 0 | Constrained, otherwise capacity available =46 kW | --> | C20 ex CELBRIDGE | Celbridge [T41,T42] | GRIFFINRATH |  | 53.3207 | -6.5277
1604359 | MV/LV Substation PA***4359 |  | 10 kV | _ | LV | 200 kVA :Pole Substation | 0.2 | --> | 0.2 | 0 | 0 | Constrained, otherwise capacity available =200 kVA | --> | 0.19 | 0 | 0 | 0 | 0 | Constrained, otherwise capacity available =190 kW | --> | C15 ex MOUNTMELLICK | Mountmellick [T41,T42] | PORTLAOISE |  | 53.1219 | -7.3338
009437Y | MV/LV Substation GR***437Y |  | 10 kV | _ | LV | 200 kVA :Kiosk Substation | 0.2 | --> | 0.2 | 0.173 | 8.16 |  | --> | 0.19 | 0 | 0 | 0 | 0 | Constrained, otherwise capacity available =186 kW | --> | C12 ex MOUNT MISERY | Mount Misery [T41,T42] | WATERFORD |  | 52.2696 | -7.1032
039325X | MV/LV Substation AT***325X |  | 10 kV | _ | LV | 630 kVA :Kiosk Substation | 0.63 | --> | 0.63 | 0.5 | 3.45 |  | --> | 0.598 | 0 | 0 | 0.5 | 0 |  | --> | C11 ex TRIMMS LANE | Trimms Lane [T41,T42] | SALTHILL |  | 53.2603 | -9.0744
093610 | MV/LV Substation BA***610 |  | 10 kV | _ | LV | 200 kVA :Pole Substation | 0.2 | --> | 0.2 | 0 | 0 | Constrained, otherwise capacity available =181 kVA | --> | 0.19 | 0 | 0 | 0.187 | 0 |  | --> | C13 ex POPPINTREE | Poppintree [T101,T102] | FINGLAS |  | 53.4108 | -6.2673
093021 | MV/LV Substation BA***021 |  | 10 kV | _ | LV | 100 kVA :Pole Substation | 0.1 | --> | 0.1 | 0 | 0 | Constrained, otherwise capacity available =82 kVA | --> | 0.095 | 0 | 0 | 0.092 | 0 |  | --> | C13 ex POPPINTREE | Poppintree [T101,T102] | FINGLAS |  | 53.4085 | -6.2642
066198X | MV/LV Substation SC***198X |  | 10 kV | _ | LV | 630 kVA :Building Structure | 0.63 | --> | 0.63 | 0 | 0 | Constrained, otherwise capacity available =511 kVA | --> | 0.598 | 0 | 0.032 | 0.5 | 0 |  | --> | C18 ex GRANGE (DR) | Grange (dr) [T41,T42] | GRANGE (DR) |  | 53.3974 | -6.1611
405427 | MV/LV Substation GO***427 |  | 20 kV | _ | LV | 100 kVA :Pole Substation | 0.1 | --> | 0.1 | 0.091 | 3.03 |  | --> | 0.095 | 0 | 0.011 | 0 | 0 | Constrained, otherwise capacity available =86 kW | --> | E12 ex MOVILLE | Moville [T421,T422] | TRILLICK |  | 55.2116 | -6.9574
053492Y | MV/LV Substation DE***492Y |  | 20 kV | _ | LV | 200 kVA :Pole Substation | 0.2 | --> | 0.2 | 0 | 0 | Constrained, otherwise capacity available =144 kVA | --> | 0.19 | 0 | 0 | 0.182 | 0 |  | --> | E20 ex CLONMINCH | Clonminch [T41,T422] | THORNSBERRY |  | 53.3796 | -7.272
059347X | MV/LV Substation LA***347X |  | 20 kV | _ | LV | 200 kVA :Kiosk Substation | 0.2 | --> | 0.2 | 0 | 0 | Constrained, otherwise capacity available =151 kVA | --> | 0.19 | 0 | 0 | 0 | 0 | Constrained, otherwise capacity available =183 kW | --> | E17 ex CAVAN | Cavan [T42,T421] | SHANKILL |  | 54.0101 | -7.3591
022342 | MV/LV Substation BA***342 |  | 10 kV | _ | LV | 100 kVA :Pole Substation | 0.1 | --> | 0.1 | 0 | 0 | Constrained, otherwise capacity available =87 kVA | --> | 0.095 | 0 | 0 | 0 | 0 | Constrained, otherwise capacity available =93 kW | --> | C21 ex SCARTEEN | Scarteen [T41,T42] | MALLOW |  | 52.1357 | -8.6478
1564453 | MV/LV Substation MO***4453 |  | 10 kV | _ | LV | 50 kVA :Pole Substation | 0.05 | --> | 0.05 | 0.05 | 2.04 |  | --> | 0.048 | 0 | 0 | 0 | 0 | Constrained, otherwise capacity available =48 kW | --> | C18 ex BALLYBAY | Ballybay [T41,T42] | LISDRUM |  | 54.1776 | -6.9111
019040 | MV/LV Substation CA***040 |  | 10 kV | _ | LV | 630 kVA :Building Structure | 0.63 | --> | 0.63 | 0.483 | 2.18 |  | --> | 0.598 | 0 | 0 | 0 | 0 | Constrained, otherwise capacity available =578 kW | --> | C19 ex BALLYRICKARD | Ballyrickard [T41,T42] | TRALEE |  | 52.2725 | -9.7038
265187 | MV/LV Substation PO***187 |  | 20 kV | _ | LV | 200 kVA :Pole Substation | 0.2 | --> | 0.2 | 0.108 | 2.56 |  | --> | 0.19 | 0 | 0 | 0.177 | 0 |  | --> | C18 ex KILLESHANDRA | Killeshandra [T41,T42] | GORTAWEE |  | 53.9241 | -7.5847
046329 | MV/LV Substation MU***329 |  | 10 kV | _ | LV | 200 kVA :Pole Substation | 0.2 | --> | 0.2 | 0.072 | 4.13 |  | --> | 0.19 | 0 | 0.01 | 0.169 | 0 |  | --> | C13 ex AGHAGAD | Aghagad [T41,T42] | SLIGO |  | 54.466 | -8.4501
005713X | MV/LV Substation BE***713X |  | 20 kV | _ | LV | 630 kVA :Kiosk Substation | 0.63 | --> | 0.63 | 0.471 | 17.8 |  | --> | 0.598 | 0 | 0.019 | 0.5 | 0 |  | --> | E13 ex BANOGE | Banoge [T121,T122] | BANOGE |  | 52.6379 | -6.2303
049920Y | MV/LV Substation WA***920Y |  | 20 kV | _ | LV | 200 kVA :Kiosk Substation | 0.2 | --> | 0.2 | 0.148 | 1.31 |  | --> | 0.19 | 0 | 0.03 | 0 | 0 | Constrained, otherwise capacity available =160 kW | --> | C17 ex ROOSKY | Roosky [T41] | RICHMOND |  | 53.8306 | -7.9306
056020 | MV/LV Substation RA***020 |  | 10 kV | _ | LV | 400 kVA :Kiosk Substation | 0.4 | --> | 0.4 | 0.309 | 0.89 |  | --> | 0.38 | 0 | 0 | 0 | 0 | Constrained, otherwise capacity available =367 kW | --> | C17 ex BIRR | Birr [T41,T422] | DALLOW |  | 53.0893 | -7.9079
071835 | MV/LV Substation TO***835 |  | 10 kV | _ | LV | 400 kVA :Kiosk Substation | 0.4 | --> | 0.4 | 0 | 0 | Constrained, otherwise capacity available =294 kVA | --> | 0.38 | 0 | 0 | 0.365 | 0 |  | --> | C17 ex GREYSTONES | Greystones [T41,T42] | FASSAROE |  | 53.1456 | -6.0637
093103 | MV/LV Substation CA***103 |  | 10 kV | _ | LV | 400 kVA :Kiosk Substation | 0.4 | --> | 0.4 | 0 | 0 | Constrained, otherwise capacity available =180 kVA | --> | 0.38 | 0 | 0.008 | 0.343 | 0 |  | --> | C20 ex MERVILLE | Merville [T41,T42] | FINGLAS |  | 53.3916 | -6.308
001216 | MV/LV Substation MT***216 |  | 10 kV | _ | LV | 400 kVA :Building Structure | 0.4 | --> | 0.4 | 0 | 0 | Constrained, otherwise capacity available =274 kVA | --> | 0.38 | 0 | 0.074 | 0.308 | 0 |  | --> | C12 ex DUNDRUM | Dundrum [T41,T42] | BLACKROCK |  | 53.2957 | -6.2404
3504032 | MV/LV Substation DR***4032 |  | 10 kV | _ | LV | 50 kVA :Pole Substation | 0.05 | --> | 0.05 | 0.049 | 1.57 |  | --> | 0.048 | 0 | 0 | 0 | 0 | Constrained, otherwise capacity available =47 kW | --> | C15 ex BUNDORAN | Bundoran [T41,T42] | CATHALEENS FALL |  | 54.4149 | -8.3805
365691X | MV/LV Substation CI***691X |  | 10 kV | _ | LV | 1000 kVA :Building Structure | 1 | --> | 1 | 0 | 0 | Constrained, otherwise capacity available =739 kVA | --> | 0.95 | 0 | 0 | 0.5 | 0 |  | --> | C12 ex BELGARD | Belgard [T41,T42] | COOKSTOWN |  | 53.2889 | -6.3738
158261X | MV/LV Substation CA***261X |  | 20 kV | _ | LV | 50 kVA :Pole Substation | 0.05 | --> | 0.05 | 0 | 0 | Constrained, otherwise capacity available =45 kVA | --> | 0.048 | 0 | 0 | 0 | 0 | Constrained, otherwise capacity available =47 kW | --> | C19 ex ENNISTYMON | Ennistymon [T41,T42] | ENNIS |  | 53.1346 | -9.1089
068933X | MV/LV Substation DA***933X |  | 10 kV | _ | LV | 630 kVA :Building Structure | 0.63 | --> | 0.63 | 0.325 | 20.78 |  | --> | 0.598 | 0 | 0 | 0.5 | 0 |  | --> | C17 ex HEUSTON SQUARE | Heuston Square [T101,T102] | INCHICORE 220KV |  | 53.3448 | -6.2972
019366X | MV/LV Substation CH***366X |  | 10 kV | _ | LV | 100 kVA :Pole Substation | 0.1 | --> | 0.1 | 0.1 | 2.18 |  | --> | 0.095 | 0 | 0 | 0 | 0 | Constrained, otherwise capacity available =95 kW | --> | C12 ex BALLYRICKARD | Ballyrickard [T41,T42] | TRALEE |  | 52.2911 | -9.8231
054936X | MV/LV Substation SW***936X |  | 20 kV | _ | LV | 100 kVA :Pole Substation | 0.1 | --> | 0.1 | 0 | 0 | Constrained, otherwise capacity available =60 kVA | --> | 0.095 | 0 | 0 | 0 | 0 | Constrained, otherwise capacity available =89 kW | --> | E12 ex PORTLAOISE | Portlaoise [T423,T424] | PORTLAOISE |  | 52.8903 | -7.1628
068354X | MV/LV Substation AS***354X |  | 10 kV | _ | LV | 1000 kVA :Building Structure | 1 | --> | 1 | 0.5 | 7.91 |  | --> | 0.95 | 0 | 0.005 | 0.5 | 0 |  | --> | C29 ex PELLETSTOWN | Pelletstown [T101,T102] | FINGLAS |  | 53.3732 | -6.3323
066177 | MV/LV Substation FO***177 |  | 10 kV | _ | LV | 400 kVA :Building Structure | 0.4 | --> | 0.4 | 0 | 0 | Constrained, otherwise capacity available =397 kVA | --> | 0.38 | 0 | 0.005 | 0.376 | 0 |  | --> | C11 ex HOWTH JUNCTION | Howth Junction [T41,T42] | GRANGE (DR) |  | 53.381 | -6.1612
0114044 | MV/LV Substation KI***4044 |  | 10 kV | _ | LV | 200 kVA :Kiosk Substation | 0.2 | --> | 0.2 | 0 | 0 | Constrained, otherwise capacity available =177 kVA | --> | 0.19 | 0 | 0.006 | 0 | 0 | Constrained, otherwise capacity available =182 kW | --> | C19 ex ROSEHILL | Rosehill [T41,T42] | KILKENNY |  | 52.646 | -7.2421
062163 | MV/LV Substation MT***163 |  | 20 kV | _ | LV | 50 kVA :Pole Substation | 0.05 | --> | 0.05 | 0.034 | 4.25 |  | --> | 0.048 | 0 | 0.004 | 0 | 0 | Constrained, otherwise capacity available =42 kW | --> | E15 ex JENKINSTOWN | Jenkinstown [T421,T422] | DUNDALK |  | 54.034 | -6.3743
118731X | MV/LV Substation B ***731X |  | 20 kV | _ | LV | 200 kVA :Pole Substation | 0.2 | --> | 0.2 | 0 | 0 | Constrained, otherwise capacity available =200 kVA | --> | 0.19 | 0 | 0 | 0 | 0 | Constrained, otherwise capacity available =190 kW | --> | E11 ex CREAGH | Creagh [T421,T422] | ATHLONE |  | 53.4558 | -8.2747
015724X | MV/LV Substation DE***724X |  | 10 kV | _ | LV | 100 kVA :Pole Substation | 0.1 | --> | 0.1 | 0.1 | 12.6 |  | --> | 0.095 | 0 | 0 | 0.095 | 0 |  | --> | C18 ex MONREAD | Monread [T101,T102] | MONREAD |  | 53.2222 | -6.6989
117629X | MV/LV Substation LO***629X |  | 20 kV | _ | LV | 50 kVA :Pole Substation | 0.05 | --> | 0.05 | 0 | 0 | Constrained, otherwise capacity available =49 kVA | --> | 0.048 | 0 | 0 | 0 | 0 | Constrained, otherwise capacity available =47 kW | --> | E22 ex COLLOONEY | Collooney [T421,T422] | SLIGO |  | 54.2033 | -8.4232
011644Y | MV/LV Substation PI***644Y |  | 10 kV | _ | LV | 200 kVA :Pole Substation | 0.2 | --> | 0.2 | 0 | 0 | Constrained, otherwise capacity available =111 kVA | --> | 0.19 | 0 | 0.05 | 0 | 0 | Constrained, otherwise capacity available =140 kW | --> | C14 ex GORESBRIDGE | Goresbridge [T41,T42] | KILKENNY |  | 52.6113 | -6.9604
0664109 | MV/LV Substation TH***4109 |  | 10 kV | _ | LV | 400 kVA :Kiosk Substation | 0.4 | --> | 0.4 | 0 | 0 | Constrained, otherwise capacity available =400 kVA | --> | 0.38 | 0 | 0 | 0.38 | 0 |  | --> | C20 ex SUTTON | Sutton [T41,T42] | GRANGE (DR) |  | 53.3755 | -6.0591
249024 | MV/LV Substation NE***024 |  | 10 kV | _ | LV | 400 kVA :Kiosk Substation | 0.4 | --> | 0.4 | 0 | 0 | Constrained, otherwise capacity available =344 kVA | --> | 0.38 | 0 | 0.022 | 0 | 0 | Constrained, otherwise capacity available =356 kW | --> | C19 ex LISMORE | Lismore [T41,T42] | DUNGARVAN |  | 52.1342 | -7.9347
281057Y | MV/LV Substation WA***057Y |  | 10 kV | _ | LV | 200 kVA :Kiosk Substation | 0.2 | --> | 0.2 | 0 | 0 | Constrained, otherwise capacity available =97 kVA | --> | 0.19 | 0 | 0.052 | 0 | 0 | Constrained, otherwise capacity available =137 kW | --> | C21 ex DOUGLAS | Douglas [T41,T42] | TRABEG |  | 51.8764 | -8.4171
067927Y | MV/LV Substation SU***927Y |  | 10 kV | _ | LV | 1000 kVA :Building Structure | 1 | --> | 1 | 0 | 0 | Constrained, otherwise capacity available =750 kVA | --> | 0.95 | 0 | 0.04 | 0.5 | 0 |  | --> | C13 ex ROCHES STREET | Roches Street [T41,T42] | LIMERICK |  | 52.662 | -8.6198
249604X | MV/LV Substation KN***604X |  | 10 kV | _ | LV | 50 kVA :Pole Substation | 0.05 | --> | 0.05 | 0 | 0 | Constrained, otherwise capacity available =50 kVA | --> | 0.048 | 0 | 0 | 0 | 0 | Constrained, otherwise capacity available =48 kW | --> | C19 ex LISMORE | Lismore [T41,T42] | DUNGARVAN |  | 52.1793 | -8.059
046391X | MV/LV Substation SW***391X |  | 10 kV | _ | LV | 400 kVA :Kiosk Substation | 0.4 | --> | 0.4 | 0.4 | 5.48 |  | --> | 0.38 | 0 | 0 | 0.38 | 0 |  | --> | C14 ex BALLYTIVNAN | Ballytivnan [T41,T42] | SLIGO |  | 54.2733 | -8.4751
255310X | MV/LV Substation KE***310X |  | 10 kV | _ | LV | 50 kVA :Pole Substation | 0.05 | --> | 0.05 | 0.033 | 2.09 |  | --> | 0.048 | 0 | 0.006 | 0 | 0 | Constrained, otherwise capacity available =41 kW | --> | C15 ex KILCAR | Kilcar [T41] | BINBANE |  | 54.6357 | -8.5907
058201X | MV/LV Substation OR***201X |  | 10 kV | _ | LV | 400 kVA :Kiosk Substation | 0.4 | --> | 0.4 | 0 | 0 | Constrained, otherwise capacity available =331 kVA | --> | 0.38 | 0 | 0.006 | 0 | 0 | Constrained, otherwise capacity available =366 kW | --> | C15 ex KYLEERAGH | Kyleeragh [T41,T42] | NENAGH |  | 52.8684 | -8.1946
046704 | MV/LV Substation CR***704 |  | 10 kV | _ | LV | 400 kVA :Building Structure | 0.4 | --> | 0.4 | 0.259 | 5.48 |  | --> | 0.38 | 0 | 0.005 | 0.357 | 0 |  | --> | C17 ex BALLYTIVNAN | Ballytivnan [T41,T42] | SLIGO |  | 54.305 | -8.5147
058240 | MV/LV Substation BE***240 |  | 10 kV | _ | LV | 50 kVA :Pole Substation | 0.05 | --> | 0.05 | 0.04 | 0.18 |  | --> | 0.048 | 0 | 0.011 | 0 | 0 | Constrained, otherwise capacity available =38 kW | --> | C15 ex TOOMEVARA | Toomevara [T42] | NENAGH |  | 52.9731 | -8.0278
1364106 | MV/LV Substation ME***4106 |  | 10 kV | _ | LV | 400 kVA :Building Structure | 0.4 | --> | 0.4 | 0 | 0 | Constrained, otherwise capacity available =357 kVA | --> | 0.38 | 0 | 0.011 | 0 | 0 | Constrained, otherwise capacity available =366 kW | --> | C13 ex ROSCOMMON | Roscommon [T41,T42] | LANESBORO |  | 53.6273 | -8.1875
062946X | MV/LV Substation TO***946X |  | 20 kV | _ | LV | 50 kVA :Pole Substation | 0.05 | --> | 0.05 | 0.023 | 3.47 |  | --> | 0.048 | 0 | 0 | 0 | 0 | Constrained, otherwise capacity available =44 kW | --> | E15 ex BUSH | Bush [T421,T422] | DUNDALK |  | 54.0259 | -6.1359
062416 | MV/LV Substation FA***416 |  | 10 kV | _ | LV | 1000 kVA :Kiosk Substation | 1 | --> | 1 | 0.5 | 3.12 |  | --> | 0.95 | 0 | 0.029 | 0 | 0 | Constrained, otherwise capacity available =890 kW | --> | C21 ex MARSHES | Marshes [T41,T42] | DUNDALK |  | 53.9684 | -6.3866
1544077 | MV/LV Substation MA***4077 |  | 10 kV | _ | LV | 400 kVA :Building Structure | 0.4 | --> | 0.4 | 0 | 0 | Constrained, otherwise capacity available =296 kVA | --> | 0.38 | 0 | 0 | 0.366 | 0 |  | --> | C14 ex MACETOWN | Macetown [T101,T102] | MACETOWN |  | 53.4069 | -6.411
068456 | MV/LV Substation CO***456 |  | 10 kV | _ | LV | 400 kVA :Kiosk Substation | 0.4 | --> | 0.4 | 0.4 | 6.65 |  | --> | 0.38 | 0 | 0 | 0.38 | 0 |  | --> | C20 ex EAST WALL ROAD | East Wall Road [T41,T42] | MCDERMOTT |  | 53.3506 | -6.2083
0024050 | MV/LV Substation SO***4050 |  | 10 kV | _ | LV | 630 kVA :Building Structure | 0.63 | --> | 0.63 | 0.5 | 4.51 |  | --> | 0.598 | 0 | 0 | 0.5 | 0 |  | --> | C19 ex BOGHALL ROAD | Boghall Road [T41,T42] | FASSAROE |  | 53.1856 | -6.1135
081390X | MV/LV Substation PH***390X |  | 10 kV | _ | LV | 400 kVA :Kiosk Substation | 0.4 | --> | 0.4 | 0.243 | 7.91 |  | --> | 0.38 | 0 | 0.036 | 0.331 | 0 |  | --> | C26 ex PELLETSTOWN | Pelletstown [T101,T102] | FINGLAS |  | 53.3781 | -6.3543
021285 | MV/LV Substation ST***285 |  | 10 kV | _ | LV | 200 kVA :Pole Substation | 0.2 | --> | 0.2 | 0 | 0 | Constrained, otherwise capacity available =161 kVA | --> | 0.19 | 0 | 0.095 | 0 | 0 | Constrained, otherwise capacity available =114 kW | --> | C14 ex DENNEHYS CROSS | Dennehys Cross [T41,T42] | TRABEG |  | 51.8991 | -8.5097
249013Z | MV/LV Substation LI***013Z |  | 10 kV | _ | LV | 100 kVA :Pole Substation | 0.1 | --> | 0.1 | 0 | 0 | Constrained, otherwise capacity available =80 kVA | --> | 0.095 | 0 | 0 | 0 | 0 | Constrained, otherwise capacity available =92 kW | --> | C19 ex LISMORE | Lismore [T41,T42] | DUNGARVAN |  | 52.1307 | -7.9305
0164029 | MV/LV Substation MA***4029 |  | 10 kV | _ | LV | 200 kVA :Kiosk Substation | 0.2 | --> | 0.2 | 0 | 0 | Constrained, otherwise capacity available =200 kVA | --> | 0.19 | 0 | 0 | 0 | 0 | Constrained, otherwise capacity available =190 kW | --> | C28 ex MONEYCOOLEY | Moneycooley [T41,T42,T44] | GRIFFINRATH |  | 53.3664 | -6.5894
082399 | MV/LV Substation DE***399 |  | 20 kV | _ | LV | 50 kVA :Pole Substation | 0.05 | --> | 0.05 | 0 | 0 | Constrained, otherwise capacity available =50 kVA | --> | 0.048 | 0 | 0 | 0 | 0 | Constrained, otherwise capacity available =48 kW | --> | E11 ex ACADEMY STREET | Academy Street [T421,T422,T44] | NAVAN |  | 53.6036 | -6.5817
059384X | MV/LV Substation LO***384X |  | 20 kV | _ | LV | 400 kVA :Kiosk Substation | 0.4 | --> | 0.4 | 0 | 0 | Constrained, otherwise capacity available =348 kVA | --> | 0.38 | 0 | 0.019 | 0 | 0 | Constrained, otherwise capacity available =359 kW | --> | E17 ex CAVAN | Cavan [T42,T421] | SHANKILL |  | 54.0171 | -7.3703
252823X | MV/LV Substation CO***823X |  | 20 kV | _ | LV | 50 kVA :Pole Substation | 0.05 | --> | 0.05 | 0.048 | 1.32 |  | --> | 0.048 | 0 | 0 | 0.047 | 0 |  | --> | C24 ex CLIFDEN | Clifden [T41,T42] | SCREEB |  | 53.5211 | -10.1088
3654101 | MV/LV Substation RA***4101 |  | 10 kV | _ | LV | 400 kVA :Kiosk Substation | 0.4 | --> | 0.4 | 0 | 0 | Constrained, otherwise capacity available =393 kVA | --> | 0.38 | 0 | 0.02 | 0.364 | 0 |  | --> | C12 ex SAGGART | Saggart [T41,T42] | GRANGE CASTLE |  | 53.2754 | -6.4856
081534X | MV/LV Substation OA***534X |  | 10 kV | _ | LV | 200 kVA :Kiosk Substation | 0.2 | --> | 0.2 | 0.126 | 7.91 |  | --> | 0.19 | 0 | 0.095 | 0.109 | 0 |  | --> | C23 ex PELLETSTOWN | Pelletstown [T101,T102] | FINGLAS |  | 53.3765 | -6.3809
095425X | MV/LV Substation LO***425X |  | 10 kV | _ | LV | 100 kVA :Pole Substation | 0.1 | --> | 0.1 | 0.1 | 0.7 |  | --> | 0.095 | 0 | 0 | 0 | 0 | Constrained, otherwise capacity available =95 kW | --> | C14 ex KILRUSH | Kilrush [T41,T42] | TULLABRACK |  | 52.6339 | -9.5037
066608Z | MV/LV Substation HO***608Z |  | 10 kV | _ | LV | 400 kVA :Kiosk Substation | 0.4 | --> | 0.4 | 0 | 0 | Constrained, otherwise capacity available =325 kVA | --> | 0.38 | 0 | 0.008 | 0.364 | 0 |  | --> | C16 ex MOUNTGORRY | Mountgorry [T41,T42] | GRANGE (DR) |  | 53.445 | -6.2124
012531Y | MV/LV Substation CL***531Y |  | 20 kV | _ | LV | 50 kVA :Pole Substation | 0.05 | --> | 0.05 | 0.043 | 2.83 |  | --> | 0.048 | 0 | 0 | 0 | 0 | Constrained, otherwise capacity available =46 kW | --> | E12 ex BAGENALSTOWN | Bagenalstown [T421,T422] | CARLOW |  | 52.7065 | -6.9855
067791X | MV/LV Substation BA***791X |  | 10 kV | _ | LV | 50 kVA :Pole Substation | 0.05 | --> | 0.05 | 0 | 0 | Constrained, otherwise capacity available =34 kVA | --> | 0.048 | 0 | 0.005 | 0.042 | 0 |  | --> | C20 ex RAHEEN | Raheen [T41,T42] | LIMERICK |  | 52.6282 | -8.6186
237523 | MV/LV Substation MA***523 |  | 10 kV | _ | LV | 50 kVA :Pole Substation | 0.05 | --> | 0.05 | 0 | 0 | Constrained, otherwise capacity available =34 kVA | --> | 0.048 | 0 | 0 | 0 | 0 | Constrained, otherwise capacity available =45 kW | --> | C11 ex KILSARAN | Kilsaran [T42] | DRYBRIDGE |  | 53.8996 | -6.4445
060464Y | MV/LV Substation SC***464Y |  | 20 kV | _ | LV | 50 kVA :Pole Substation | 0.05 | --> | 0.05 | 0 | 0 | Constrained, otherwise capacity available =26 kVA | --> | 0.048 | 0 | 0.005 | 0 | 0 | Constrained, otherwise capacity available =40 kW | --> | C18 ex CLONES | Clones [T41,T42] | SHANKILL |  | 54.1219 | -7.2532
059193Y | MV/LV Substation TO***193Y |  | 20 kV | _ | LV | 200 kVA :Pole Substation | 0.2 | --> | 0.2 | 0 | 0 | Constrained, otherwise capacity available =137 kVA | --> | 0.19 | 0 | 0 | 0 | 0 | Constrained, otherwise capacity available =181 kW | --> | E11 ex CAVAN | Cavan [T42,T421] | SHANKILL |  | 54.0452 | -7.3176
004455Y | MV/LV Substation KI***455Y |  | 10 kV | _ | LV | 50 kVA :Pole Substation | 0.05 | --> | 0.05 | 0 | 0 | Constrained, otherwise capacity available =35 kVA | --> | 0.048 | 0 | 0 | 0 | 0 | Constrained, otherwise capacity available =45 kW | --> | C23 ex TINAHASK | Tinahask [T41,T42] | ARKLOW |  | 52.7283 | -6.292
068207X | MV/LV Substation IN***207X |  | 10 kV | _ | LV | 630 kVA :Kiosk Substation | 0.63 | --> | 0.63 | 0.5 | 3 |  | --> | 0.598 | 0 | 0 | 0.5 | 0 |  | --> | C33 ex INCHICORE CENTRAL | Inchicore Central [T43,T45] | INCHICORE 220KV |  | 53.3411 | -6.3237
034065Y | MV/LV Substation CA***065Y |  | 20 kV | _ | LV | 200 kVA :Pole Substation | 0.2 | --> | 0.2 | 0.189 | 5.88 |  | --> | 0.19 | 0 | 0 | 0 | 0 | Constrained, otherwise capacity available =188 kW | --> | C14 ex ARDGEEHA | Ardgeeha [T41,T42] | DOON |  | 52.3997 | -7.6904
069412 | MV/LV Substation ER***412 |  | 10 kV | _ | LV | 400 kVA :Kiosk Substation | 0.4 | --> | 0.4 | 0.136 | 3 |  | --> | 0.38 | 0 | 0.029 | 0.321 | 0 |  | --> | C31 ex INCHICORE CENTRAL | Inchicore Central [T43,T45] | INCHICORE 220KV |  | 53.3263 | -6.3216
033156 | MV/LV Substation CU***156 |  | 20 kV | _ | LV | 150 kVA :Pole Substation | 0.15 | --> | 0.15 | 0 | 0 | Constrained, otherwise capacity available =148 kVA | --> | 0.142 | 0 | 0 | 0 | 0 | Constrained, otherwise capacity available =142 kW | --> | C18 ex DEERPARK | Deerpark [T41,T42] | BALLYDINE |  | 52.4261 | -7.4171
142016Y | MV/LV Substation GO***016Y |  | 10 kV | _ | LV | 400 kVA :Kiosk Substation | 0.4 | --> | 0.4 | 0 | 0 | Constrained, otherwise capacity available =353 kVA | --> | 0.38 | 0 | 0.026 | 0 | 0 | Constrained, otherwise capacity available =354 kW | --> | C11 ex ATHENRY | Athenry [T41,T42] | GALWAY 110KV |  | 53.2902 | -8.7483
052064 | MV/LV Substation CL***064 |  | 10 kV | _ | LV | 400 kVA :Building Structure | 0.4 | --> | 0.4 | 0 | 0 | Constrained, otherwise capacity available =400 kVA | --> | 0.38 | 0 | 0 | 0 | 0 | Constrained, otherwise capacity available =380 kW | --> | C21 ex BALLINDERRY | Ballinderry [T41,T422] | MULLINGAR |  | 53.5165 | -7.3502
136027 | MV/LV Substation CO***027 |  | 10 kV | _ | LV | 100 kVA :Pole Substation | 0.1 | --> | 0.1 | 0 | 0 | Constrained, otherwise capacity available =67 kVA | --> | 0.095 | 0 | 0.01 | 0 | 0 | Constrained, otherwise capacity available =83 kW | --> | C13 ex ROSCOMMON | Roscommon [T41,T42] | LANESBORO |  | 53.6262 | -8.1883
366047 | MV/LV Substation RO***047 |  | 10 kV | _ | LV | 100 kVA :Pole Substation | 0.1 | --> | 0.1 | 0.09 | 1.47 |  | --> | 0.095 | 0 | 0.005 | 0.09 | 0 |  | --> | C15 ex SCREEB | Screeb [T41] | SCREEB |  | 53.3698 | -9.6265
125210Y | MV/LV Substation BL***210Y |  | 20 kV | _ | LV | 50 kVA :Pole Substation | 0.05 | --> | 0.05 | 0 | 0 | Constrained, otherwise capacity available =49 kVA | --> | 0.048 | 0 | 0 | 0 | 0 | Constrained, otherwise capacity available =47 kW | --> | C15 ex CLOONLOUGH | Cloonlough [T41,T42] | BARRYMORE |  | 52.247 | -8.3647
108594 | MV/LV Substation FE***594 |  | 20 kV | _ | LV | 50 kVA :Pole Substation | 0.05 | --> | 0.05 | 0.044 | 1.57 |  | --> | 0.048 | 0 | 0 | 0 | 0 | Constrained, otherwise capacity available =47 kW | --> | C17 ex BALLYSHANNON | Ballyshannon [T41,T42] | CATHALEENS FALL |  | 54.6074 | -7.8582
009183 | MV/LV Substation MO***183 |  | 10 kV | _ | LV | 200 kVA :Pole Substation | 0.2 | --> | 0.2 | 0 | 0 | Constrained, otherwise capacity available =119 kVA | --> | 0.19 | 0 | 0.003 | 0 | 0 | Constrained, otherwise capacity available =176 kW | --> | C12 ex GRANAGH | Granagh [T41,T42] | WATERFORD |  | 52.2977 | -7.2597
154121Z | MV/LV Substation HA***121Z |  | 10 kV | _ | LV | 200 kVA :Kiosk Substation | 0.2 | --> | 0.2 | 0 | 0 | Constrained, otherwise capacity available =120 kVA | --> | 0.19 | 0 | 0.018 | 0.165 | 0 |  | --> | C11 ex MACETOWN | Macetown [T101,T102] | MACETOWN |  | 53.4008 | -6.4327
039436X | MV/LV Substation TH***436X |  | 10 kV | _ | LV | 1000 kVA :Building Structure | 1 | --> | 1 | 0 | 0 | Constrained, otherwise capacity available =789 kVA | --> | 0.95 | 0 | 0 | 0 | 0 | Constrained, otherwise capacity available =922 kW | --> | C16 ex HEADFORD ROAD | Headford Road [T41,T42] | GALWAY 110KV |  | 53.2786 | -9.0487
2044074 | MV/LV Substation TR***4074 |  | 20 kV | _ | LV | 50 kVA :Pole Substation | 0.05 | --> | 0.05 | 0 | 0 | Constrained, otherwise capacity available =37 kVA | --> | 0.048 | 0 | 0 | 0 | 0 | Constrained, otherwise capacity available =46 kW | --> | E17 ex BUNCRANA | Buncrana [T421,T422] | TRILLICK |  | 55.1273 | -7.2055
0104122 | MV/LV Substation CO***4122 |  | 10 kV | _ | LV | 50 kVA :Pole Substation | 0.05 | --> | 0.05 | 0 | 0 | Constrained, otherwise capacity available =41 kVA | --> | 0.048 | 0 | 0.02 | 0 | 0 | Constrained, otherwise capacity available =31 kW | --> | C11 ex GRAIGUENAMANAGH | Graiguenamanagh [T41,T42] | KILKENNY |  | 52.5318 | -6.9184
039017 | MV/LV Substation TH***017 |  | 10 kV | _ | LV | 400 kVA :Kiosk Substation | 0.4 | --> | 0.4 | 0 | 0 | Constrained, otherwise capacity available =352 kVA | --> | 0.38 | 0 | 0 | 0 | 0 | Constrained, otherwise capacity available =373 kW | --> | C13 ex MONEENAGEISHA | Moneenageisha [T41,T42] | GALWAY 110KV |  | 53.2747 | -9.0448
002875 | MV/LV Substation RO***875 |  | 10 kV | _ | LV | 100 kVA :Pole Substation | 0.1 | --> | 0.1 | 0.039 | 0.48 |  | --> | 0.095 | 0 | 0.01 | 0 | 0 | Constrained, otherwise capacity available =79 kW | --> | C20 ex KILMARTIN | Kilmartin [T41] | ARKLOW |  | 53.0656 | -6.2216
053098Z | MV/LV Substation BA***098Z |  | 20 kV | _ | LV | 50 kVA :Pole Substation | 0.05 | --> | 0.05 | 0 | 0 | Constrained, otherwise capacity available =50 kVA | --> | 0.048 | 0 | 0 | 0.048 | 0 |  | --> | E20 ex CLONMINCH | Clonminch [T41,T422] | THORNSBERRY |  | 53.2858 | -7.3589
009187Y | MV/LV Substation BI***187Y |  | 10 kV | _ | LV | 400 kVA :Kiosk Substation | 0.4 | --> | 0.4 | 0 | 0 | Constrained, otherwise capacity available =318 kVA | --> | 0.38 | 0 | 0 | 0 | 0 | Constrained, otherwise capacity available =369 kW | --> | C12 ex GRANGE (SR) | Grange (sr) [T41,T42] | BUTLERSTOWN |  | 52.2377 | -7.1065
266975 | MV/LV Substation MO***975 |  | 20 kV | _ | LV | 100 kVA :Pole Substation | 0.1 | --> | 0.1 | 0 | 0 | Constrained, otherwise capacity available =66 kVA | --> | 0.095 | 0 | 0.015 | 0 | 0 | Constrained, otherwise capacity available =79 kW | --> | E18 ex CARNDONAGH | Carndonagh [T421,T422] | TRILLICK |  | 55.2484 | -7.2527
0664469 | MV/LV Substation CA***4469 |  | 20 kV | _ | LV | 630 kVA :Kiosk Substation | 0.63 | --> | 0.63 | 0 | 0 | Constrained, otherwise capacity available =630 kVA | --> | 0.598 | 0 | 0 | 0 | 0 | Constrained, otherwise capacity available =598 kW | --> | E11 ex GLASMORE | Glasmore [T421,T422] | GLASMORE |  | 53.4867 | -6.1355
305894 | MV/LV Substation BA***894 |  | 20 kV | _ | LV | 100 kVA :Pole Substation | 0.1 | --> | 0.1 | 0.083 | 4.61 |  | --> | 0.095 | 0 | 0 | 0 | 0 | Constrained, otherwise capacity available =93 kW | --> | E11 ex LUMCLOON | Lumcloon [T421,T422] | DALLOW |  | 53.222 | -7.8879
184130 | MV/LV Substation P ***130 |  | 10 kV | _ | LV | 200 kVA :Pole Substation | 0.2 | --> | 0.2 | 0.127 | 3.38 |  | --> | 0.19 | 0 | 0 | 0 | 0 | Constrained, otherwise capacity available =180 kW | --> | C20 ex CASTLEBLAYNEY | Castleblayney [T41,T42] | DUNDALK |  | 54.1158 | -6.7328
023695Y | MV/LV Substation MO***695Y |  | 20 kV | _ | LV | 50 kVA :Pole Substation | 0.05 | --> | 0.05 | 0 | 0 | Constrained, otherwise capacity available =34 kVA | --> | 0.048 | 0 | 0 | 0 | 0 | Constrained, otherwise capacity available =45 kW | --> | C14 ex FERMOY NORTH | Fermoy North [T41,T42] | BARRYMORE |  | 52.1842 | -8.3751
021733 | MV/LV Substation CO***733 |  | 10 kV | _ | LV | 200 kVA :Kiosk Substation | 0.2 | --> | 0.2 | 0.18 | 6.78 |  | --> | 0.19 | 0 | 0 | 0.187 | 0 |  | --> | C39 ex CASTLEVIEW | Castleview [T101,T102] | CASTLEVIEW |  | 51.9014 | -8.3336
032441 | MV/LV Substation BA***441 |  | 20 kV | _ | LV | 100 kVA :Pole Substation | 0.1 | --> | 0.1 | 0 | 0 | Constrained, otherwise capacity available =80 kVA | --> | 0.095 | 0 | 0.009 | 0 | 0 | Constrained, otherwise capacity available =86 kW | --> | C14 ex KILMEADEN | Kilmeaden [T42] | BUTLERSTOWN |  | 52.2327 | -7.2706
012083 | MV/LV Substation CO***083 |  | 10 kV | _ | LV | 630 kVA :Building Structure | 0.63 | --> | 0.63 | 0.5 | 1.99 |  | --> | 0.598 | 0 | 0.016 | 0 | 0 | Constrained, otherwise capacity available =580 kW | --> | C18 ex GRAIGUE | Graigue [T41,T42] | CARLOW |  | 52.8374 | -6.9443
008364 | MV/LV Substation QU***364 |  | 10 kV | _ | LV | 200 kVA :Pole Substation | 0.2 | --> | 0.2 | 0.2 | 0.2 |  | --> | 0.19 | 0 | 0 | 0 | 0 | Constrained, otherwise capacity available =190 kW | --> | E16 ex BEALISTOWN | Bealistown [T421,T422] | GREAT ISLAND |  | 52.2219 | -6.9338
068859X | MV/LV Substation ST***859X |  | 10 kV | _ | LV | 1000 kVA :Building Structure | 1 | --> | 1 | 0.5 | 2.6 |  | --> | 0.95 | 0 | 0 | 0.5 | 0 |  | --> | C28 ex WOLFE TONE STREET | Wolfe Tone Street [T101,T102] | FINGLAS |  | 53.3469 | -6.2654
281741Z | MV/LV Substation CA***741Z |  | 10 kV | _ | LV | 400 kVA :Kiosk Substation | 0.4 | --> | 0.4 | 0 | 0 | Constrained, otherwise capacity available =395 kVA | --> | 0.38 | 0 | 0 | 0 | 0 | Constrained, otherwise capacity available =379 kW | --> | C17 ex TOGHER | Togher [T41,T42] | TRABEG |  | 51.8744 | -8.482
009106 | MV/LV Substation TH***106 |  | 10 kV | _ | LV | 400 kVA :Kiosk Substation | 0.4 | --> | 0.4 | 0.329 | 8.16 |  | --> | 0.38 | 0 | 0.01 | 0 | 0 | Constrained, otherwise capacity available =363 kW | --> | C12 ex MOUNT MISERY | Mount Misery [T41,T42] | WATERFORD |  | 52.2689 | -7.1045
180029 | MV/LV Substation OR***029 |  | 10 kV | _ | LV | 200 kVA :Pole Substation | 0.2 | --> | 0.2 | 0.114 | 3.27 |  | --> | 0.19 | 0 | 0.005 | 0 | 0 | Constrained, otherwise capacity available =174 kW | --> | C12 ex LLOYD | Lloyd [T41,T42] | NAVAN |  | 53.7283 | -6.8848
099749 | MV/LV Substation SE***749 |  | 10 kV | _ | LV | 200 kVA :Pole Substation | 0.2 | --> | 0.2 | 0 | 0 | Constrained, otherwise capacity available =137 kVA | --> | 0.19 | 0 | 0 | 0 | 0 | Constrained, otherwise capacity available =181 kW | --> | C15 ex CULLION | Cullion [T41,T42] | LETTERKENNY |  | 54.9461 | -7.7098
281808Z | MV/LV Substation CA***808Z |  | 10 kV | _ | LV | 50 kVA :Pole Substation | 0.05 | --> | 0.05 | 0 | 0 | Constrained, otherwise capacity available =45 kVA | --> | 0.048 | 0 | 0 | 0.047 | 0 |  | --> | C26 ex BISHOPSTOWN | Bishopstown [T41,T42] | KILBARRY |  | 51.8939 | -8.5536
2814442 | MV/LV Substation WE***4442 |  | 20 kV | _ | LV | 200 kVA :Kiosk Substation | 0.2 | --> | 0.2 | 0.168 | 17.47 |  | --> | 0.19 | 0 | 0 | 0.186 | 0 |  | --> | E11 ex COOLROE | Coolroe [T121,T122] | COOLROE |  | 51.8876 | -8.6173
068629 | MV/LV Substation HA***629 |  | 10 kV | _ | LV | 630 kVA :Building Structure | 0.63 | --> | 0.63 | 0 | 0 | Constrained, otherwise capacity available =474 kVA | --> | 0.598 | 0 | 0 | 0.5 | 0 |  | --> | C21 ex PHIBSBORO | Phibsboro [T41,T42] | FINGLAS |  | 53.358 | -6.2874
046402X | MV/LV Substation CL***402X |  | 10 kV | _ | LV | 50 kVA :Pole Substation | 0.05 | --> | 0.05 | 0.029 | 4.13 |  | --> | 0.048 | 0 | 0 | 0.044 | 0 |  | --> | C13 ex AGHAGAD | Aghagad [T41,T42] | SLIGO |  | 54.4194 | -8.4768
127128Z | MV/LV Substation WA***128Z |  | 10 kV | _ | LV | 50 kVA :Pole Substation | 0.05 | --> | 0.05 | 0 | 0 | Constrained, otherwise capacity available =42 kVA | --> | 0.048 | 0 | 0 | 0 | 0 | Constrained, otherwise capacity available =46 kW | --> | C11 ex TEMPLEMORE | Templemore [T41,T42] | IKERRIN |  | 52.7589 | -7.8244
093373Z | MV/LV Substation PR***373Z |  | 10 kV | _ | LV | 630 kVA :Building Structure | 0.63 | --> | 0.63 | 0 | 0 | Constrained, otherwise capacity available =489 kVA | --> | 0.598 | 0 | 0 | 0.5 | 0 |  | --> | C16 ex MERVILLE | Merville [T41,T42] | FINGLAS |  | 53.38 | -6.2904
340754 | MV/LV Substation CL***754 |  | 10 kV | _ | LV | 100 kVA :Pole Substation | 0.1 | --> | 0.1 | 0 | 0 | Constrained, otherwise capacity available =93 kVA | --> | 0.095 | 0 | 0 | 0 | 0 | Constrained, otherwise capacity available =94 kW | --> | C18 ex DUNGLOE | Dungloe [T41,T42] | ARDNAGAPPARY |  | 54.9777 | -8.4944
056117Y | MV/LV Substation EA***117Y |  | 20 kV | _ | LV | 100 kVA :Pole Substation | 0.1 | --> | 0.1 | 0.098 | 0.89 |  | --> | 0.095 | 0 | 0 | 0 | 0 | Constrained, otherwise capacity available =95 kW | --> | E12 ex BIRR | Birr [T41,T422] | DALLOW |  | 53.1031 | -7.7078
255663 | MV/LV Substation HO***663 |  | 10 kV | _ | LV | 50 kVA :Pole Substation | 0.05 | --> | 0.05 | 0.038 | 2.09 |  | --> | 0.048 | 0 | 0 | 0 | 0 | Constrained, otherwise capacity available =46 kW | --> | C17 ex KILCAR | Kilcar [T41] | BINBANE |  | 54.7077 | -8.7323
013923Y | MV/LV Substation TH***923Y |  | 10 kV | _ | LV | 400 kVA :Kiosk Substation | 0.4 | --> | 0.4 | 0.121 | 0.12 | Constrained, otherwise capacity available =358 kVA | --> | 0.38 | 0 | 0.022 | 0.358 | 0 |  | --> | C21 ex ATHY | Athy [T101,T102] | ATHY |  | 52.9436 | -7.0461
2654089 | MV/LV Substation TO***4089 |  | 10 kV | _ | LV | 50 kVA :Pole Substation | 0.05 | --> | 0.05 | 0.05 | 0.07 |  | --> | 0.048 | 0 | 0 | 0 | 0 | Constrained, otherwise capacity available =48 kW | --> | E17 ex BALLYCONNELL | Ballyconnell [T421,T422] | GORTAWEE |  | 54.0809 | -7.6345
089212X | MV/LV Substation TE***212X |  | 10 kV | _ | LV | 630 kVA :Building Structure | 0.63 | --> | 0.63 | 0.5 | 9.1 |  | --> | 0.598 | 0 | 0 | 0 | 0 | Constrained, otherwise capacity available =591 kW | --> | C14 ex ARDNAREE | Ardnaree [T42,T421] | MOY |  | 54.1132 | -9.1592
021003Z | MV/LV Substation KI***003Z |  | 20 kV | _ | LV | 400 kVA :Kiosk Substation | 0.4 | --> | 0.4 | 0 | 0 | Constrained, otherwise capacity available =220 kVA | --> | 0.38 | 0 | 0.085 | 0 | 0 | Constrained, otherwise capacity available =292 kW | --> | E21 ex CURRALEIGH | Curraleigh [T421,T422] | KILBARRY |  | 51.9257 | -8.5983
068158X | MV/LV Substation GO***158X |  | 10 kV | _ | LV | 630 kVA :Building Structure | 0.63 | --> | 0.63 | 0.5 | 3 |  | --> | 0.598 | 0 | 0.025 | 0.5 | 0 |  | --> | C37 ex INCHICORE CENTRAL | Inchicore Central [T43,T45] | INCHICORE 220KV |  | 53.3356 | -6.321
1274434 | MV/LV Substation TO***4434 |  | 10 kV | _ | LV | 50 kVA :Pole Substation | 0.05 | --> | 0.05 | 0 | 0 | Constrained, otherwise capacity available =50 kVA | --> | 0.048 | 0 | 0 | 0 | 0 | Constrained, otherwise capacity available =48 kW | --> | C11 ex LOUGHTAGALLA | Loughtagalla [T41,T42] | THURLES |  | 52.6349 | -7.7466
0394210 | MV/LV Substation GA***4210 |  | 10 kV | _ | LV | 400 kVA :Kiosk Substation | 0.4 | --> | 0.4 | 0 | 0 | Constrained, otherwise capacity available =350 kVA | --> | 0.38 | 0 | 0 | 0 | 0 | Constrained, otherwise capacity available =373 kW | --> | C12 ex ORANMORE | Oranmore [T41,T44] | GALWAY 110KV |  | 53.2755 | -8.9818
139131 | MV/LV Substation TH***131 |  | 20 kV | _ | LV | 100 kVA :Pole Substation | 0.1 | --> | 0.1 | 0.099 | 2.68 |  | --> | 0.095 | 0 | 0 | 0 | 0 | Constrained, otherwise capacity available =95 kW | --> | E12 ex OLDCASTLE | Oldcastle [T41,T422] | MULLINGAR |  | 53.7252 | -7.0932
007419Z | MV/LV Substation CR***419Z |  | 20 kV | _ | LV | 50 kVA :Pole Substation | 0.05 | --> | 0.05 | 0.04 | 4.38 |  | --> | 0.048 | 0 | 0 | 0.046 | 0 |  | --> | E13 ex CRANE | Crane [T122] | CRANE |  | 52.4385 | -6.3571
119523X | MV/LV Substation AL***523X |  | 10 kV | _ | LV | 100 kVA :Pole Substation | 0.1 | --> | 0.1 | 0.098 | 4.16 |  | --> | 0.095 | 0 | 0 | 0.095 | 0 |  | --> | C22 ex NEWMARKET (SR) | Newmarket (sr) [T41,T42] | GLENLARA |  | 52.1927 | -8.969
008434 | MV/LV Substation WA***434 |  | 20 kV | _ | LV | 50 kVA :Pole Substation | 0.05 | --> | 0.05 | 0 | 0 | Constrained, otherwise capacity available =47 kVA | --> | 0.048 | 0 | 0.015 | 0 | 0 | Constrained, otherwise capacity available =36 kW | --> | C20 ex KNOCKMULLEN | Knockmullen [T42,T421] | GREAT ISLAND |  | 52.3235 | -6.9669
008630Y | MV/LV Substation RI***630Y |  | 10 kV | _ | LV | 200 kVA :Kiosk Substation | 0.2 | --> | 0.2 | 0 | 0 | Constrained, otherwise capacity available =166 kVA | --> | 0.19 | 0 | 0.033 | 0 | 0 | Constrained, otherwise capacity available =161 kW | --> | C18 ex KNOCKMULLEN | Knockmullen [T42,T421] | GREAT ISLAND |  | 52.3861 | -6.9425
067058X | MV/LV Substation DO***058X |  | 10 kV | _ | LV | 400 kVA :Building Structure | 0.4 | --> | 0.4 | 0 | 0 | Constrained, otherwise capacity available =374 kVA | --> | 0.38 | 0 | 0 | 0.376 | 0 |  | --> | C17 ex BALLINACURRA | Ballinacurra [T41,T42] | LIMERICK |  | 52.6567 | -8.6485
062491 | MV/LV Substation RA***491 |  | 20 kV | _ | LV | 50 kVA :Pole Substation | 0.05 | --> | 0.05 | 0.027 | 4.25 |  | --> | 0.048 | 0 | 0.01 | 0 | 0 | Constrained, otherwise capacity available =37 kW | --> | E15 ex JENKINSTOWN | Jenkinstown [T421,T422] | DUNDALK |  | 54.0531 | -6.3373
021045Y | MV/LV Substation ME***045Y |  | 10 kV | _ | LV | 630 kVA :Kiosk Substation | 0.63 | --> | 0.63 | 0 | 0 | Constrained, otherwise capacity available =451 kVA | --> | 0.598 | 0 | 0.042 | 0.5 | 0 |  | --> | C12 ex KILBARRY | Kilbarry [T101,T43] | KILBARRY |  | 51.921 | -8.4573
074056X | MV/LV Substation WO***056X |  | 20 kV | _ | LV | 100 kVA :Pole Substation | 0.1 | --> | 0.1 | 0 | 0 | Constrained, otherwise capacity available =87 kVA | --> | 0.095 | 0 | 0.005 | 0 | 0 | Constrained, otherwise capacity available =89 kW | --> | C14 ex CARRICK ON SHANNON | Carrick On Shannon [T41,T42] | CARRICK ON SHANNON |  | 53.9953 | -8.0658
006699Y | MV/LV Substation CA***699Y |  | 10 kV | _ | LV | 400 kVA :Kiosk Substation | 0.4 | --> | 0.4 | 0.309 | 1.29 |  | --> | 0.38 | 0 | 0 | 0 | 0 | Constrained, otherwise capacity available =370 kW | --> | C24 ex MONFIN | Monfin [T41,T42] | WEXFORD |  | 52.4929 | -6.5393
0814010 | MV/LV Substation OR***4010 |  | 10 kV | _ | LV | 400 kVA :Building Structure | 0.4 | --> | 0.4 | 0 | 0 | Constrained, otherwise capacity available =288 kVA | --> | 0.38 | 0 | 0 | 0 | 0 | Constrained, otherwise capacity available =364 kW | --> | C15 ex CASTLEKNOCK | Castleknock [T41,T42] | FINGLAS |  | 53.3635 | -6.3466
081648X | MV/LV Substation ST***648X |  | 10 kV | _ | LV | 400 kVA :Kiosk Substation | 0.4 | --> | 0.4 | 0 | 0 | Constrained, otherwise capacity available =312 kVA | --> | 0.38 | 0 | 0.029 | 0.346 | 0 |  | --> | C18 ex BALGADDY | Balgaddy [T41,T42] | GRANGE CASTLE |  | 53.3534 | -6.4233
066285 | MV/LV Substation AL***285 |  | 10 kV | _ | LV | 400 kVA :Kiosk Substation | 0.4 | --> | 0.4 | 0 | 0 | Constrained, otherwise capacity available =302 kVA | --> | 0.38 | 0 | 0.008 | 0.36 | 0 |  | --> | C20 ex HOWTH JUNCTION | Howth Junction [T41,T42] | GRANGE (DR) |  | 53.3892 | -6.15
071804 | MV/LV Substation GL***804 |  | 10 kV | _ | LV | 50 kVA :Pole Substation | 0.05 | --> | 0.05 | 0 | 0 | Constrained, otherwise capacity available =44 kVA | --> | 0.048 | 0 | 0 | 0.047 | 0 |  | --> | C14 ex GREYSTONES | Greystones [T41,T42] | FASSAROE |  | 53.1534 | -6.1073
255542 | MV/LV Substation HO***542 |  | 10 kV | _ | LV | 100 kVA :Pole Substation | 0.1 | --> | 0.1 | 0.078 | 2.09 |  | --> | 0.095 | 0 | 0 | 0 | 0 | Constrained, otherwise capacity available =92 kW | --> | C15 ex KILCAR | Kilcar [T41] | BINBANE |  | 54.6308 | -8.5923
081658X | MV/LV Substation CA***658X |  | 10 kV | _ | LV | 200 kVA :Kiosk Substation | 0.2 | --> | 0.2 | 0 | 0 | Constrained, otherwise capacity available =91 kVA | --> | 0.19 | 0 | 0.041 | 0.144 | 0 |  | --> | C18 ex BALGADDY | Balgaddy [T41,T42] | GRANGE CASTLE |  | 53.3463 | -6.4269
2884155 | MV/LV Substation ST***4155 |  | 10 kV | _ | LV | 630 kVA :Kiosk Substation | 0.63 | --> | 0.63 | 0.041 | 0.04 | Constrained, otherwise capacity available =630 kVA | --> | 0.598 | 0 | 0 | 0.5 | 0 |  | --> | C16 ex LITTLE BRAY | Little Bray [T41,T42] | FASSAROE |  | 53.2351 | -6.129
052041 | MV/LV Substation GR***041 |  | 10 kV | _ | LV | 630 kVA :Building Structure | 0.63 | --> | 0.63 | 0.363 | 10.9 |  | --> | 0.598 | 0 | 0 | 0.5 | 0 |  | --> | C21 ex MULLINGAR | Mullingar [T101,T102] | MULLINGAR |  | 53.5245 | -7.3481
1324297 | MV/LV Substation SI***4297 |  | 20 kV | _ | LV | 50 kVA :Pole Substation | 0.05 | --> | 0.05 | 0 | 0 | Constrained, otherwise capacity available =50 kVA | --> | 0.048 | 0 | 0 | 0 | 0 | Constrained, otherwise capacity available =48 kW | --> | E30 ex LOUGHREA | Loughrea [T41,T42] | SOMERSET |  | 53.2076 | -8.6004
0684500 | MV/LV Substation RO***4500 |  | 10 kV | _ | LV | 1000 kVA :Building Structure | 1 | --> | 1 | 0.5 | 2.6 |  | --> | 0.95 | 0 | 0 | 0.5 | 0 |  | --> | C35 ex WOLFE TONE STREET | Wolfe Tone Street [T101,T102] | FINGLAS |  | 53.3537 | -6.2628
009088 | MV/LV Substation PH***088 |  | 10 kV | _ | LV | 630 kVA :Kiosk Substation | 0.63 | --> | 0.63 | 0.422 | 3.82 |  | --> | 0.598 | 0 | 0.01 | 0 | 0 | Constrained, otherwise capacity available =562 kW | --> | C20 ex WATERFORD | Waterford [T41,T42] | WATERFORD |  | 52.2605 | -7.1207
137251 | MV/LV Substation FA***251 |  | 10 kV | _ | LV | 100 kVA :Pole Substation | 0.1 | --> | 0.1 | 0.088 | 3.74 |  | --> | 0.095 | 0 | 0 | 0 | 0 | Constrained, otherwise capacity available =93 kW | --> | C12 ex KILFLYNN | Kilflynn [T41,T42] | TRALEE |  | 52.408 | -9.6168
032402Y | MV/LV Substation KI***402Y |  | 20 kV | _ | LV | 50 kVA :Pole Substation | 0.05 | --> | 0.05 | 0 | 0 | Constrained, otherwise capacity available =46 kVA | --> | 0.048 | 0 | 0.005 | 0 | 0 | Constrained, otherwise capacity available =43 kW | --> | C21 ex TRAMORE | Tramore [T41,T42] | BUTLERSTOWN |  | 52.151 | -7.3267
015864X | MV/LV Substation PO***864X |  | 10 kV | _ | LV | 400 kVA :Kiosk Substation | 0.4 | --> | 0.4 | 0 | 0 | Constrained, otherwise capacity available =215 kVA | --> | 0.38 | 0 | 0 | 0 | 0 | Constrained, otherwise capacity available =354 kW | --> | C14 ex NAAS | Naas [T41,T42] | KILTEEL |  | 53.22 | -6.6617
1564359 | MV/LV Substation DR***4359 |  | 20 kV | _ | LV | 50 kVA :Pole Substation | 0.05 | --> | 0.05 | 0 | 0 | Constrained, otherwise capacity available =45 kVA | --> | 0.048 | 0 | 0 | 0 | 0 | Constrained, otherwise capacity available =47 kW | --> | E14 ex EMYVALE | Emyvale [T422] | LISDRUM |  | 54.3605 | -6.9253
0814271 | MV/LV Substation TA***4271 |  | 20 kV | _ | LV | 630 kVA :Kiosk Substation | 0.63 | --> | 0.63 | 0 | 0 | Constrained, otherwise capacity available =467 kVA | --> | 0.598 | 0 | 0.054 | 0.5 | 0 |  | --> | E17 ex ADAMSTOWN | Adamstown [T121,T122] | INCHICORE 220KV |  | 53.3451 | -6.4603
043296 | MV/LV Substation CO***296 |  | 10 kV | _ | LV | 50 kVA :Pole Substation | 0.05 | --> | 0.05 | 0.045 | 0.43 |  | --> | 0.048 | 0 | 0 | 0 | 0 | Constrained, otherwise capacity available =47 kW | --> | C13 ex SWINFORD | Swinford [T41,T42] | CASTLEBAR |  | 53.9358 | -8.9532
0344039 | MV/LV Substation KI***4039 |  | 10 kV | _ | LV | 50 kVA :Pole Substation | 0.05 | --> | 0.05 | 0.05 | 0.95 |  | --> | 0.048 | 0 | 0 | 0 | 0 | Constrained, otherwise capacity available =47 kW | --> | C18 ex SPA ROAD | Spa Road [T41,T42] | DOON |  | 52.3563 | -7.6644
251839 | MV/LV Substation CA***839 |  | 20 kV | _ | LV | 50 kVA :Pole Substation | 0.05 | --> | 0.05 | 0 | 0 | Constrained, otherwise capacity available =38 kVA | --> | 0.048 | 0 | 0.005 | 0 | 0 | Constrained, otherwise capacity available =42 kW | --> | E43 ex CLAREGALWAY | Claregalway [T42,T421] | GALWAY 110KV |  | 53.3607 | -8.9059
018267 | MV/LV Substation LE***267 |  | 20 kV | _ | LV | 50 kVA :Pole Substation | 0.05 | --> | 0.05 | 0.031 | 3.75 |  | --> | 0.048 | 0 | 0 | 0 | 0 | Constrained, otherwise capacity available =45 kW | --> | C14 ex SMEARLA | Smearla [T41,T42] | TRIEN |  | 52.5225 | -9.3727
023414Y | MV/LV Substation DU***414Y |  | 10 kV | _ | LV | 400 kVA :Kiosk Substation | 0.4 | --> | 0.4 | 0 | 0 | Constrained, otherwise capacity available =358 kVA | --> | 0.38 | 0 | 0.027 | 0 | 0 | Constrained, otherwise capacity available =354 kW | --> | C20 ex COOLCARRON | Coolcarron [T41,T42] | BARRYMORE |  | 52.1303 | -8.2835
009662X | MV/LV Substation HY***662X |  | 10 kV | _ | LV | 400 kVA :Building Structure | 0.4 | --> | 0.4 | 0.179 | 3.82 |  | --> | 0.38 | 0 | 0.004 | 0 | 0 | Constrained, otherwise capacity available =346 kW | --> | C20 ex WATERFORD | Waterford [T41,T42] | WATERFORD |  | 52.2605 | -7.1215
053935Y | MV/LV Substation DE***935Y |  | 10 kV | _ | LV | 200 kVA :Pole Substation | 0.2 | --> | 0.2 | 0 | 0 | Constrained, otherwise capacity available =183 kVA | --> | 0.19 | 0 | 0 | 0.188 | 0 |  | --> | C21 ex CLONMINCH | Clonminch [T41,T422] | THORNSBERRY |  | 53.2322 | -7.4723
062515X | MV/LV Substation DR***515X |  | 20 kV | _ | LV | 50 kVA :Pole Substation | 0.05 | --> | 0.05 | 0.05 | 2.33 |  | --> | 0.048 | 0 | 0 | 0 | 0 | Constrained, otherwise capacity available =48 kW | --> | C26 ex DUNDALK | Dundalk [T41,T42] | DUNDALK |  | 53.9884 | -6.5773
081090Z | MV/LV Substation GR***090Z |  | 10 kV | _ | LV | 200 kVA :Kiosk Substation | 0.2 | --> | 0.2 | 0 | 0 | Constrained, otherwise capacity available =187 kVA | --> | 0.19 | 0 | 0 | 0.188 | 0 |  | --> | C17 ex BALGADDY | Balgaddy [T41,T42] | GRANGE CASTLE |  | 53.3254 | -6.4314
127194 | MV/LV Substation DU***194 |  | 20 kV | _ | LV | 100 kVA :Pole Substation | 0.1 | --> | 0.1 | 0.082 | 5.89 |  | --> | 0.095 | 0 | 0 | 0 | 0 | Constrained, otherwise capacity available =92 kW | --> | C14 ex CASHEL | Cashel [T41,T42] | CAHIR |  | 52.6362 | -7.9969
0374122 | MV/LV Substation BA***4122 |  | 10 kV | _ | LV | 400 kVA :Kiosk Substation | 0.4 | --> | 0.4 | 0 | 0 | Constrained, otherwise capacity available =353 kVA | --> | 0.38 | 0 | 0.028 | 0 | 0 | Constrained, otherwise capacity available =353 kW | --> | C20 ex CAHIRCALLA | Cahircalla [T41,T42] | ENNIS |  | 52.8361 | -9.0075
1494087 | MV/LV Substation GL***4087 |  | 10 kV | _ | LV | 50 kVA :Pole Substation | 0.05 | --> | 0.05 | 0 | 0 | Constrained, otherwise capacity available =48 kVA | --> | 0.048 | 0 | 0 | 0 | 0 | Constrained, otherwise capacity available =47 kW | --> | C11 ex DONEGAL | Donegal [T41,T42] | CATHALEENS FALL |  | 54.6779 | -8.1466
032777 | MV/LV Substation CA***777 |  | 20 kV | _ | LV | 200 kVA :Pole Substation | 0.2 | --> | 0.2 | 0 | 0 | Constrained, otherwise capacity available =132 kVA | --> | 0.19 | 0 | 0.005 | 0 | 0 | Constrained, otherwise capacity available =177 kW | --> | E13 ex KILCARRAGH | Kilcarragh [T421,T422] | BUTLERSTOWN |  | 52.1507 | -7.0013
069517 | MV/LV Substation WH***517 |  | 10 kV | _ | LV | 400 kVA :Kiosk Substation | 0.4 | --> | 0.4 | 0 | 0 | Constrained, otherwise capacity available =263 kVA | --> | 0.38 | 0 | 0.107 | 0.282 | 0 |  | --> | C18 ex BALLYBODEN | Ballyboden [T41,T42] | COOKSTOWN |  | 53.2824 | -6.2884
041206Y | MV/LV Substation CA***206Y |  | 20 kV | _ | LV | 200 kVA :Kiosk Substation | 0.2 | --> | 0.2 | 0 | 0 | Constrained, otherwise capacity available =170 kVA | --> | 0.19 | 0 | 0.004 | 0 | 0 | Constrained, otherwise capacity available =183 kW | --> | E14 ex DALTON | Dalton [T421,T422] | DALTON |  | 53.7899 | -8.9249
062069Z | MV/LV Substation BR***069Z |  | 10 kV | _ | LV | 400 kVA :Building Structure | 0.4 | --> | 0.4 | 0.388 | 2.33 |  | --> | 0.38 | 0 | 0 | 0 | 0 | Constrained, otherwise capacity available =378 kW | --> | C19 ex DUNDALK | Dundalk [T41,T42] | DUNDALK |  | 53.9936 | -6.4152
288127X | MV/LV Substation BA***127X |  | 10 kV | _ | LV | 200 kVA :Kiosk Substation | 0.2 | --> | 0.2 | 0 | 0 | Constrained, otherwise capacity available =128 kVA | --> | 0.19 | 0 | 0 | 0.18 | 0 |  | --> | C17 ex CARRICKMINES | Carrickmines [T41,T42] | CARRICKMINES |  | 53.2564 | -6.1843
281724X | MV/LV Substation WI***724X |  | 10 kV | _ | LV | 100 kVA :Pole Substation | 0.1 | --> | 0.1 | 0 | 0 | Constrained, otherwise capacity available =98 kVA | --> | 0.095 | 0 | 0 | 0 | 0 | Constrained, otherwise capacity available =95 kW | --> | C17 ex DOUGLAS | Douglas [T41,T42] | TRABEG |  | 51.8577 | -8.4503
365193 | MV/LV Substation SL***193 |  | 10 kV | _ | LV | 630 kVA :Building Structure | 0.63 | --> | 0.63 | 0 | 0 | Constrained, otherwise capacity available =554 kVA | --> | 0.598 | 0 | 0 | 0.5 | 0 |  | --> | C17 ex FORTUNESTOWN | Fortunestown [T101,T102] | INCHICORE 220KV |  | 53.2798 | -6.4454
023750X | MV/LV Substation CA***750X |  | 20 kV | _ | LV | 200 kVA :Pole Substation | 0.2 | --> | 0.2 | 0 | 0 | Constrained, otherwise capacity available =176 kVA | --> | 0.19 | 0 | 0 | 0 | 0 | Constrained, otherwise capacity available =187 kW | --> | C14 ex FERMOY NORTH | Fermoy North [T41,T42] | BARRYMORE |  | 52.1986 | -8.1877
061561 | MV/LV Substation DO***561 |  | 10 kV | _ | LV | 50 kVA :Pole Substation | 0.05 | --> | 0.05 | 0.045 | 2.04 |  | --> | 0.048 | 0 | 0 | 0 | 0 | Constrained, otherwise capacity available =47 kW | --> | C19 ex BALLYBAY | Ballybay [T41,T42] | LISDRUM |  | 54.0514 | -6.8487
052521Z | MV/LV Substation BE***521Z |  | 10 kV | _ | LV | 400 kVA :Kiosk Substation | 0.4 | --> | 0.4 | 0 | 0 | Constrained, otherwise capacity available =338 kVA | --> | 0.38 | 0 | 0.004 | 0 | 0 | Constrained, otherwise capacity available =368 kW | --> | C21 ex BALLINDERRY | Ballinderry [T41,T422] | MULLINGAR |  | 53.512 | -7.335
015782 | MV/LV Substation RA***782 |  | 10 kV | _ | LV | 50 kVA :Pole Substation | 0.05 | --> | 0.05 | 0 | 0 | Constrained, otherwise capacity available =50 kVA | --> | 0.048 | 0 | 0 | 0 | 0 | Constrained, otherwise capacity available =48 kW | --> | C11 ex JOHNSTOWN | Johnstown [T41,T42] | KILTEEL |  | 53.2142 | -6.5701
255022X | MV/LV Substation DR***022X |  | 10 kV | _ | LV | 50 kVA :Pole Substation | 0.05 | --> | 0.05 | 0 | 0 | Constrained, otherwise capacity available =39 kVA | --> | 0.048 | 0 | 0 | 0 | 0 | Constrained, otherwise capacity available =46 kW | --> | E12 ex KILLYBEGS | Killybegs [T422] | BINBANE |  | 54.6463 | -8.307
156110X | MV/LV Substation BO***110X |  | 20 kV | _ | LV | 100 kVA :Pole Substation | 0.1 | --> | 0.1 | 0.097 | 2.47 |  | --> | 0.095 | 0 | 0 | 0 | 0 | Constrained, otherwise capacity available =94 kW | --> | E13 ex TELAYDON | Telaydon [T42,T421] | LISDRUM |  | 54.2745 | -7.0793
039365 | MV/LV Substation LA***365 |  | 10 kV | _ | LV | 400 kVA :Kiosk Substation | 0.4 | --> | 0.4 | 0.332 | 11.03 |  | --> | 0.38 | 0 | 0.025 | 0.352 | 0 |  | --> | C32 ex SALTHILL | Salthill [T101,T102] | SALTHILL |  | 53.2822 | -9.0774
055056 | MV/LV Substation KE***056 |  | 10 kV | _ | LV | 200 kVA :Pole Substation | 0.2 | --> | 0.2 | 0 | 0 | Constrained, otherwise capacity available =136 kVA | --> | 0.19 | 0 | 0.002 | 0 | 0 | Constrained, otherwise capacity available =180 kW | --> | C17 ex ROSCREA | Roscrea [T41,T42] | IKERRIN |  | 52.9419 | -7.7919
365185 | MV/LV Substation TA***185 |  | 10 kV | _ | LV | 1000 kVA :Building Structure | 1 | --> | 1 | 0.5 | 13.91 |  | --> | 0.95 | 0 | 0 | 0.5 | 0 |  | --> | C18 ex COOKSTOWN | Cookstown [T101,T102] | CARRICKMINES |  | 53.2875 | -6.3766
099099X | MV/LV Substation RA***099X |  | 10 kV | _ | LV | 100 kVA :Pole Substation | 0.1 | --> | 0.1 | 0 | 0 | Constrained, otherwise capacity available =94 kVA | --> | 0.095 | 0 | 0 | 0 | 0 | Constrained, otherwise capacity available =94 kW | --> | C15 ex CULLION | Cullion [T41,T42] | LETTERKENNY |  | 54.9384 | -7.6186
019363X | MV/LV Substation PE***363X |  | 10 kV | _ | LV | 630 kVA :Building Structure | 0.63 | --> | 0.63 | 0.5 | 1.54 |  | --> | 0.598 | 0 | 0 | 0 | 0 | Constrained, otherwise capacity available =598 kW | --> | C16 ex BALLYARD | Ballyard [T41,T42] | TRALEE |  | 52.27 | -9.7052
293788 | MV/LV Substation FA***788 |  | 20 kV | _ | LV | 200 kVA :Pole Substation | 0.2 | --> | 0.2 | 0.062 | 0.43 |  | --> | 0.19 | 0 | 0.036 | 0 | 0 | Constrained, otherwise capacity available =144 kW | --> | E18 ex TULLOW | Tullow [T421,T422] | CARLOW |  | 52.8628 | -6.5562
030256 | MV/LV Substation DY***256 |  | 20 kV | _ | LV | 200 kVA :Pole Substation | 0.2 | --> | 0.2 | 0 | 0 | Constrained, otherwise capacity available =199 kVA | --> | 0.19 | 0 | 0 | 0 | 0 | Constrained, otherwise capacity available =190 kW | --> | E17 ex FOXHOLE | Foxhole [T421,T422] | DUNGARVAN |  | 51.9388 | -7.8573
068063X | MV/LV Substation ME***063X |  | 10 kV | _ | LV | 1000 kVA :Building Structure | 1 | --> | 1 | 0.422 | 28.43 |  | --> | 0.95 | 0 | 0 | 0.5 | 0 |  | --> | C46 ex BEDFORD ROW | Bedford Row [T41,T42,T43,T44] | FRANCIS STREET |  | 53.3453 | -6.2652
154092Z | MV/LV Substation WE***092Z |  | 10 kV | _ | LV | 630 kVA :Building Structure | 0.63 | --> | 0.63 | 0 | 0 | Constrained, otherwise capacity available =516 kVA | --> | 0.598 | 0 | 0 | 0.5 | 0 |  | --> | C20 ex COLLEGE PARK | College Park [T101,T102,T103] | COLLEGE PARK |  | 53.3916 | -6.384
0234379 | MV/LV Substation LI***4379 |  | 20 kV | _ | LV | 630 kVA :Kiosk Substation | 0.63 | --> | 0.63 | 0 | 0 | Constrained, otherwise capacity available =618 kVA | --> | 0.598 | 0 | 0 | 0 | 0 | Constrained, otherwise capacity available =597 kW | --> | E11 ex CASTLELYONS | Castlelyons [T421,T422] | BARRYMORE |  | 52.0742 | -8.2861
007795X | MV/LV Substation KE***795X |  | 10 kV | _ | LV | 630 kVA :Building Structure | 0.63 | --> | 0.63 | 0 | 0 | Constrained, otherwise capacity available =144 kVA | --> | 0.598 | 0 | 0.011 | 0 | 0 | Constrained, otherwise capacity available =557 kW | --> | C18 ex MULGANNON | Mulgannon [T41,T42] | WEXFORD |  | 52.3142 | -6.4553
009226X | MV/LV Substation PA***226X |  | 10 kV | _ | LV | 400 kVA :Building Structure | 0.4 | --> | 0.4 | 0.297 | 0.53 |  | --> | 0.38 | 0 | 0.016 | 0 | 0 | Constrained, otherwise capacity available =354 kW | --> | C16 ex MANOR STREET | Manor Street [T41,T42] | WATERFORD |  | 52.2569 | -7.1015
003734 | MV/LV Substation PR***734 |  | 10 kV | _ | LV | 33 kVA :Pole Substation | 0.033 | --> | 0.033 | 0 | 0 | Constrained, otherwise capacity available =16 kVA | --> | 0.031 | 0 | 0 | 0 | 0 | Constrained, otherwise capacity available =29 kW | --> | C16 ex RATHDRUM | Rathdrum [T42] | ARKLOW |  | 52.9335 | -6.2562
2884113 | MV/LV Substation LA***4113 |  | 10 kV | _ | LV | 1000 kVA :Building Structure | 1 | --> | 1 | 0 | 0 | Constrained, otherwise capacity available =1000 kVA | --> | 0.95 | 0 | 0 | 0.5 | 0 |  | --> | C14 ex CARRICKMINES | Carrickmines [T41,T42] | CARRICKMINES |  | 53.2595 | -6.2055
003560Y | MV/LV Substation VA***560Y |  | 10 kV | _ | LV | 100 kVA :Pole Substation | 0.1 | --> | 0.1 | 0 | 0 | Constrained, otherwise capacity available =100 kVA | --> | 0.095 | 0 | 0 | 0 | 0 | Constrained, otherwise capacity available =95 kW | --> | C11 ex RATHDRUM | Rathdrum [T42] | ARKLOW |  | 52.8775 | -6.224
068413 | MV/LV Substation CH***413 |  | 10 kV | _ | LV | 630 kVA :Kiosk Substation | 0.63 | --> | 0.63 | 0.296 | 2.6 |  | --> | 0.598 | 0 | 0 | 0.5 | 0 |  | --> | C24 ex WOLFE TONE STREET | Wolfe Tone Street [T101,T102] | FINGLAS |  | 53.3469 | -6.2749
002928 | MV/LV Substation OA***928 |  | 10 kV | _ | LV | 200 kVA :Kiosk Substation | 0.2 | --> | 0.2 | 0.121 | 4.51 |  | --> | 0.19 | 0 | 0.049 | 0.142 | 0 |  | --> | C14 ex BOGHALL ROAD | Boghall Road [T41,T42] | FASSAROE |  | 53.184 | -6.1096
093150Z | MV/LV Substation SU***150Z |  | 10 kV | _ | LV | 400 kVA :Building Structure | 0.4 | --> | 0.4 | 0 | 0 | Constrained, otherwise capacity available =293 kVA | --> | 0.38 | 0 | 0.005 | 0.361 | 0 |  | --> | C20 ex SUTTON | Sutton [T41,T42] | GRANGE (DR) |  | 53.376 | -6.0944
293403Z | MV/LV Substation KN***403Z |  | 20 kV | _ | LV | 50 kVA :Pole Substation | 0.05 | --> | 0.05 | 0.05 | 0.43 |  | --> | 0.048 | 0 | 0 | 0 | 0 | Constrained, otherwise capacity available =48 kW | --> | E19 ex TULLOW | Tullow [T421,T422] | CARLOW |  | 52.8027 | -6.6836
067939X | MV/LV Substation DR***939X |  | 20 kV | _ | LV | 200 kVA :Pole Substation | 0.2 | --> | 0.2 | 0.11 | 13.8 |  | --> | 0.19 | 0 | 0.05 | 0.14 | 0 |  | --> | C14 ex SINGLAND | Singland [T101,T102] | SINGLAND |  | 52.6247 | -8.575
093291Z | MV/LV Substation TE***291Z |  | 10 kV | _ | LV | 1000 kVA :Building Structure | 1 | --> | 1 | 0 | 0 | Constrained, otherwise capacity available =834 kVA | --> | 0.95 | 0 | 0 | 0.5 | 0 |  | --> | C22 ex GRANGE (DR) | Grange (dr) [T41,T42] | GRANGE (DR) |  | 53.4017 | -6.1798
192783 | MV/LV Substation AN***783 |  | 10 kV | _ | LV | 400 kVA :Building Structure | 0.4 | --> | 0.4 | 0.285 | 1.7 |  | --> | 0.38 | 0 | 0.175 | 0 | 0 | Constrained, otherwise capacity available =234 kW | --> | E16 ex GWEEDORE | Gweedore [T421] | ARDNAGAPPARY |  | 55.0489 | -8.2231
152045 | MV/LV Substation LI***045 |  | 10 kV | _ | LV | 50 kVA :Pole Substation | 0.05 | --> | 0.05 | 0 | 0 | Constrained, otherwise capacity available =37 kVA | --> | 0.048 | 0 | 0 | 0 | 0 | Constrained, otherwise capacity available =46 kW | --> | C12 ex CAPPAMORE | Cappamore [T41,T42] | ARDNACRUSHA |  | 52.6493 | -8.3828
156132Z | MV/LV Substation ED***132Z |  | 10 kV | _ | LV | 100 kVA :Pole Substation | 0.1 | --> | 0.1 | 0.05 | 2.47 |  | --> | 0.095 | 0 | 0 | 0 | 0 | Constrained, otherwise capacity available =88 kW | --> | C12 ex TELAYDON | Telaydon [T42,T421] | LISDRUM |  | 54.2716 | -6.9508
0554435 | MV/LV Substation SO***4435 |  | 10 kV | _ | LV | 100 kVA :Pole Substation | 0.1 | --> | 0.1 | 0 | 0 | Constrained, otherwise capacity available =78 kVA | --> | 0.095 | 0 | 0 | 0 | 0 | Constrained, otherwise capacity available =92 kW | --> | C18 ex TEMPLEMORE | Templemore [T41,T42] | IKERRIN |  | 52.8326 | -7.7494
012011 | MV/LV Substation FR***011 |  | 10 kV | _ | LV | 400 kVA :Kiosk Substation | 0.4 | --> | 0.4 | 0.343 | 1.99 |  | --> | 0.38 | 0 | 0.023 | 0 | 0 | Constrained, otherwise capacity available =355 kW | --> | C20 ex GRAIGUE | Graigue [T41,T42] | CARLOW |  | 52.837 | -6.9518
063456 | MV/LV Substation BL***456 |  | 10 kV | _ | LV | 100 kVA :Pole Substation | 0.1 | --> | 0.1 | 0 | 0 | Constrained, otherwise capacity available =76 kVA | --> | 0.095 | 0 | 0 | 0 | 0 | Constrained, otherwise capacity available =92 kW | --> | C15 ex STICKILLEN | Stickillen [T41,T42] | DRYBRIDGE |  | 53.8484 | -6.5517
014161Z | MV/LV Substation CA***161Z |  | 10 kV | _ | LV | 100 kVA :Pole Substation | 0.1 | --> | 0.1 | 0.074 | 0.63 |  | --> | 0.095 | 0 | 0 | 0 | 0 | Constrained, otherwise capacity available =91 kW | --> | C17 ex KILCULLEN | Kilcullen [T41,T42,T424] | STRATFORD |  | 53.1413 | -6.735
461061X | MV/LV Substation LA***061X |  | 20 kV | _ | LV | 100 kVA :Pole Substation | 0.1 | --> | 0.1 | 0.093 | 2.33 |  | --> | 0.095 | 0 | 0.029 | 0 | 0 | Constrained, otherwise capacity available =73 kW | --> | E14 ex MOY | Moy [T421,T422] | MOY |  | 54.1551 | -9.1806
281045Z | MV/LV Substation CO***045Z |  | 10 kV | _ | LV | 630 kVA :Building Structure | 0.63 | --> | 0.63 | 0.5 | 5.49 |  | --> | 0.598 | 0 | 0.276 | 0.388 | 0 |  | --> | C17 ex TRABEG | Trabeg [T101,T102] | TRABEG |  | 51.8674 | -8.4927
252423 | MV/LV Substation OD***423 |  | 10 kV | _ | LV | 200 kVA :Pole Substation | 0.2 | --> | 0.2 | 0.119 | 2.76 |  | --> | 0.19 | 0 | 0.043 | 0.147 | 0 |  | --> | C19 ex RECESS | Recess [T41] | SCREEB |  | 53.3963 | -9.92
030234X | MV/LV Substation PA***234X |  | 20 kV | _ | LV | 630 kVA :Kiosk Substation | 0.63 | --> | 0.63 | 0 | 0 | Constrained, otherwise capacity available =483 kVA | --> | 0.598 | 0 | 0.028 | 0 | 0 | Constrained, otherwise capacity available =557 kW | --> | E14 ex FOXHOLE | Foxhole [T421,T422] | DUNGARVAN |  | 51.9536 | -7.8576
1114032 | MV/LV Substation CA***4032 |  | 20 kV | _ | LV | 50 kVA :Pole Substation | 0.05 | --> | 0.05 | 0.05 | 0.94 |  | --> | 0.048 | 0 | 0 | 0 | 0 | Constrained, otherwise capacity available =47 kW | --> | E21 ex CASTLETOWNBERE | Castletownbere [T421] | BALLYLICKY |  | 51.6906 | -9.7317
014996Z | MV/LV Substation BY***996Z |  | 10 kV | _ | LV | 50 kVA :Pole Substation | 0.05 | --> | 0.05 | 0 | 0 | Constrained, otherwise capacity available =37 kVA | --> | 0.048 | 0 | 0.005 | 0 | 0 | Constrained, otherwise capacity available =42 kW | --> | C14 ex ATHGARVAN | Athgarvan [T41,T44] | NEWBRIDGE |  | 53.1554 | -6.7541
340045X | MV/LV Substation CO***045X |  | 10 kV | _ | LV | 200 kVA :Pole Substation | 0.2 | --> | 0.2 | 0 | 0 | Constrained, otherwise capacity available =153 kVA | --> | 0.19 | 0 | 0 | 0 | 0 | Constrained, otherwise capacity available =184 kW | --> | C18 ex DUNGLOE | Dungloe [T41,T42] | ARDNAGAPPARY |  | 54.956 | -8.3542
067300 | MV/LV Substation CO***300 |  | 10 kV | _ | LV | 200 kVA :Kiosk Substation | 0.2 | --> | 0.2 | 0 | 0 | Constrained, otherwise capacity available =108 kVA | --> | 0.19 | 0 | 0 | 0 | 0 | Constrained, otherwise capacity available =177 kW | --> | C11 ex MOYLISH | Moylish [T41,T42] | ARDNACRUSHA |  | 52.6809 | -8.6479
253084Y | MV/LV Substation PA***084Y |  | 10 kV | _ | LV | 400 kVA :Kiosk Substation | 0.4 | --> | 0.4 | 0 | 0 | Constrained, otherwise capacity available =56 kVA | --> | 0.38 | 0 | 0.016 | 0 | 0 | Constrained, otherwise capacity available =318 kW | --> | C12 ex TUAM SOUTH | Tuam South [T42] | CLOON |  | 53.5224 | -8.8501
033443 | MV/LV Substation MU***443 |  | 20 kV | _ | LV | 50 kVA :Pole Substation | 0.05 | --> | 0.05 | 0 | 0 | Constrained, otherwise capacity available =42 kVA | --> | 0.048 | 0 | 0 | 0 | 0 | Constrained, otherwise capacity available =46 kW | --> | E17 ex KILMACTHOMAS | Kilmacthomas [T421,T422] | DUNGARVAN |  | 52.2688 | -7.4337
0714091 | MV/LV Substation DW***4091 |  | 10 kV | _ | LV | 630 kVA :Kiosk Substation | 0.63 | --> | 0.63 | 0.5 | 5.58 |  | --> | 0.598 | 0 | 0.014 | 0.5 | 0 |  | --> | C11 ex KILCOOLE | Kilcoole [T41,T42] | FASSAROE |  | 53.0705 | -6.0644
293769Z | MV/LV Substation TU***769Z |  | 20 kV | _ | LV | 400 kVA :Kiosk Substation | 0.4 | --> | 0.4 | 0.354 | 0.43 |  | --> | 0.38 | 0 | 0.003 | 0 | 0 | Constrained, otherwise capacity available =371 kW | --> | E12 ex TULLOW | Tullow [T421,T422] | CARLOW |  | 52.8067 | -6.7273
020506X | MV/LV Substation FO***506X |  | 10 kV | _ | LV | 200 kVA :Kiosk Substation | 0.2 | --> | 0.2 | 0 | 0 | Constrained, otherwise capacity available =176 kVA | --> | 0.19 | 0 | 0.005 | 0 | 0 | Constrained, otherwise capacity available =183 kW | --> | C18 ex COOLCORCORAN | Coolcorcoran [T41,T42] | KNOCKEARAGH |  | 52.0708 | -9.5774
069634 | MV/LV Substation SW***634 |  | 10 kV | _ | LV | 630 kVA :Kiosk Substation | 0.63 | --> | 0.63 | 0.213 | 9.28 |  | --> | 0.598 | 0 | 0.004 | 0.5 | 0 |  | --> | C21 ex PEMBROKE | Pembroke [T41,T42,T43,T44] | RINGSEND |  | 53.3308 | -6.2283
0934216 | MV/LV Substation ST***4216 |  | 10 kV | _ | LV | 400 kVA :Building Structure | 0.4 | --> | 0.4 | 0 | 0 | Constrained, otherwise capacity available =323 kVA | --> | 0.38 | 0 | 0 | 0 | 0 | Constrained, otherwise capacity available =369 kW | --> | C13 ex MALAHIDE | Malahide [T41,T42] | GLASMORE |  | 53.4146 | -6.1756
003735 | MV/LV Substation BA***735 |  | 10 kV | _ | LV | 50 kVA :Pole Substation | 0.05 | --> | 0.05 | 0 | 0 | Constrained, otherwise capacity available =35 kVA | --> | 0.048 | 0 | 0.005 | 0 | 0 | Constrained, otherwise capacity available =42 kW | --> | C16 ex RATHDRUM | Rathdrum [T42] | ARKLOW |  | 52.9318 | -6.2585
110635 | MV/LV Substation GO***635 |  | 20 kV | _ | LV | 50 kVA :Pole Substation | 0.05 | --> | 0.05 | 0.038 | 0.76 |  | --> | 0.048 | 0 | 0 | 0 | 0 | Constrained, otherwise capacity available =46 kW | --> | E19 ex KENMARE | Kenmare [T421] | KNOCKEARAGH |  | 51.886 | -9.5957
3454028 | MV/LV Substation DO***4028 |  | 20 kV | _ | LV | 50 kVA :Pole Substation | 0.05 | --> | 0.05 | 0 | 0 | Constrained, otherwise capacity available =31 kVA | --> | 0.048 | 0 | 0 | 0.045 | 0 |  | --> | E15 ex MANORHAMILTON | Manorhamilton [T422] | SLIGO |  | 54.3002 | -8.1524
082809X | MV/LV Substation SH***809X |  | 20 kV | _ | LV | 100 kVA :Pole Substation | 0.1 | --> | 0.1 | 0 | 0 | Constrained, otherwise capacity available =98 kVA | --> | 0.095 | 0 | 0 | 0 | 0 | Constrained, otherwise capacity available =95 kW | --> | E17 ex ACADEMY STREET | Academy Street [T421,T422,T44] | NAVAN |  | 53.6061 | -6.7217
003903X | MV/LV Substation BA***903X |  | 10 kV | _ | LV | 50 kVA :Pole Substation | 0.05 | --> | 0.05 | 0 | 0 | Constrained, otherwise capacity available =42 kVA | --> | 0.048 | 0 | 0 | 0 | 0 | Constrained, otherwise capacity available =46 kW | --> | C11 ex RATHDRUM | Rathdrum [T42] | ARKLOW |  | 52.8731 | -6.2211
253246Y | MV/LV Substation WA***246Y |  | 10 kV | _ | LV | 200 kVA :Kiosk Substation | 0.2 | --> | 0.2 | 0 | 0 | Constrained, otherwise capacity available =168 kVA | --> | 0.19 | 0 | 0 | 0 | 0 | Constrained, otherwise capacity available =186 kW | --> | C13 ex TUAM SOUTH | Tuam South [T42] | CLOON |  | 53.5166 | -8.8513
365212 | MV/LV Substation BA***212 |  | 10 kV | _ | LV | 630 kVA :Building Structure | 0.63 | --> | 0.63 | 0 | 0 | Constrained, otherwise capacity available =584 kVA | --> | 0.598 | 0 | 0.006 | 0.5 | 0 |  | --> | C12 ex TYMON | Tymon [T41,T42] | COOKSTOWN |  | 53.3075 | -6.3506
156022Z | MV/LV Substation CO***022Z |  | 20 kV | _ | LV | 100 kVA :Pole Substation | 0.1 | --> | 0.1 | 0.086 | 2.47 |  | --> | 0.095 | 0 | 0 | 0 | 0 | Constrained, otherwise capacity available =93 kW | --> | E13 ex TELAYDON | Telaydon [T42,T421] | LISDRUM |  | 54.3031 | -7.1341
192009 | MV/LV Substation TE***009 |  | 10 kV | _ | LV | 400 kVA :Building Structure | 0.4 | --> | 0.4 | 0.356 | 1.56 |  | --> | 0.38 | 0 | 0 | 0 | 0 | Constrained, otherwise capacity available =374 kW | --> | C15 ex DERRYBEG | Derrybeg [T41,T42] | ARDNAGAPPARY |  | 55.0625 | -8.2807
012864 | MV/LV Substation CA***864 |  | 10 kV | _ | LV | 100 kVA :Pole Substation | 0.1 | --> | 0.1 | 0 | 0 | Constrained, otherwise capacity available =34 kVA | --> | 0.095 | 0 | 0.016 | 0 | 0 | Constrained, otherwise capacity available =74 kW | --> | C17 ex POLLERTON | Pollerton [T41,T42] | CARLOW |  | 52.8391 | -6.9116
068231X | MV/LV Substation DO***231X |  | 10 kV | _ | LV | 630 kVA :Building Structure | 0.63 | --> | 0.63 | 0 | 0 | Constrained, otherwise capacity available =511 kVA | --> | 0.598 | 0 | 0 | 0.5 | 0 |  | --> | C19 ex GLOUCESTER PLACE | Gloucester Place [T41,T42] | MCDERMOTT |  | 53.3582 | -6.2612
068365 | MV/LV Substation ST***365 |  | 10 kV | _ | LV | 630 kVA :Kiosk Substation | 0.63 | --> | 0.63 | 0.4 | 1.86 |  | --> | 0.598 | 0 | 0.065 | 0.5 | 0 |  | --> | C17 ex FAIRVIEW | Fairview [T41] | MCDERMOTT |  | 53.3656 | -6.2131
068201 | MV/LV Substation BA***201 |  | 10 kV | _ | LV | 630 kVA :Building Structure | 0.63 | --> | 0.63 | 0.434 | 11.14 |  | --> | 0.598 | 0 | 0.013 | 0.5 | 0 |  | --> | C14 ex CABRA | Cabra [T101,T102] | FINGLAS |  | 53.3715 | -6.2976
014753X | MV/LV Substation K ***753X |  | 10 kV | _ | LV | 200 kVA :Pole Substation | 0.2 | --> | 0.2 | 0 | 0 | Constrained, otherwise capacity available =200 kVA | --> | 0.19 | 0 | 0 | 0 | 0 | Constrained, otherwise capacity available =190 kW | --> | C14 ex ATHGARVAN | Athgarvan [T41,T44] | NEWBRIDGE |  | 53.1697 | -6.7536
064363Z | MV/LV Substation NE***363Z |  | 20 kV | _ | LV | 100 kVA :Pole Substation | 0.1 | --> | 0.1 | 0 | 0 | Constrained, otherwise capacity available =94 kVA | --> | 0.095 | 0 | 0 | 0 | 0 | Constrained, otherwise capacity available =94 kW | --> | E19 ex SLANE | Slane [T421] | DRYBRIDGE |  | 53.7239 | -6.5787
149885 | MV/LV Substation KI***885 |  | 10 kV | _ | LV | 50 kVA :Pole Substation | 0.05 | --> | 0.05 | 0 | 0 | Constrained, otherwise capacity available =37 kVA | --> | 0.048 | 0 | 0.005 | 0 | 0 | Constrained, otherwise capacity available =42 kW | --> | C11 ex DONEGAL | Donegal [T41,T42] | CATHALEENS FALL |  | 54.6704 | -8.1034
156476 | MV/LV Substation CO***476 |  | 20 kV | _ | LV | 50 kVA :Pole Substation | 0.05 | --> | 0.05 | 0 | 0 | Constrained, otherwise capacity available =39 kVA | --> | 0.048 | 0 | 0 | 0 | 0 | Constrained, otherwise capacity available =46 kW | --> | E14 ex EMYVALE | Emyvale [T422] | LISDRUM |  | 54.3279 | -6.9629
0904058 | MV/LV Substation GI***4058 |  | 10 kV | _ | LV | 100 kVA :Pole Substation | 0.1 | --> | 0.1 | 0.077 | 3.16 |  | --> | 0.095 | 0 | 0 | 0 | 0 | Constrained, otherwise capacity available =92 kW | --> | C22 ex ENNISKEANE | Enniskeane [T41,T42] | BANDON |  | 51.7161 | -9.0051
288050X | MV/LV Substation ME***050X |  | 10 kV | _ | LV | 400 kVA :Kiosk Substation | 0.4 | --> | 0.4 | 0 | 0 | Constrained, otherwise capacity available =337 kVA | --> | 0.38 | 0 | 0.045 | 0.338 | 0 |  | --> | C19 ex CARRICKMINES | Carrickmines [T41,T42] | CARRICKMINES |  | 53.262 | -6.2092
050419Y | MV/LV Substation RE***419Y |  | 10 kV | _ | LV | 400 kVA :Building Structure | 0.4 | --> | 0.4 | 0.306 | 6.49 |  | --> | 0.38 | 0 | 0 | 0 | 0 | Constrained, otherwise capacity available =367 kW | --> | C19 ex BUSHFIELD | Bushfield [T41,T42] | ATHLONE |  | 53.429 | -7.9214
120905X | MV/LV Substation ED***905X |  | 20 kV | _ | LV | 100 kVA :Pole Substation | 0.1 | --> | 0.1 | 0 | 0 | Constrained, otherwise capacity available =44 kVA | --> | 0.095 | 0 | 0 | 0 | 0 | Constrained, otherwise capacity available =87 kW | --> | E18 ex EDENDERRY | Edenderry [T421,T422] | BLAKE |  | 53.3313 | -7.0381
127814Y | MV/LV Substation BR***814Y |  | 10 kV | _ | LV | 50 kVA :Pole Substation | 0.05 | --> | 0.05 | 0.046 | 5.89 |  | --> | 0.048 | 0 | 0 | 0 | 0 | Constrained, otherwise capacity available =47 kW | --> | C18 ex CASHEL | Cashel [T41,T42] | CAHIR |  | 52.5127 | -7.8243
139293 | MV/LV Substation KI***293 |  | 20 kV | _ | LV | 50 kVA :Pole Substation | 0.05 | --> | 0.05 | 0 | 0 | Constrained, otherwise capacity available =43 kVA | --> | 0.048 | 0 | 0 | 0 | 0 | Constrained, otherwise capacity available =47 kW | --> | E16 ex FINEA | Finea [T421,T422] | SHANKILL |  | 53.8374 | -7.4341
017985X | MV/LV Substation AS***985X |  | 20 kV | _ | LV | 100 kVA :Pole Substation | 0.1 | --> | 0.1 | 0.095 | 1.98 |  | --> | 0.095 | 0 | 0 | 0 | 0 | Constrained, otherwise capacity available =94 kW | --> | E11 ex RATHKEALE | Rathkeale [T421,T422] | RATHKEALE |  | 52.6029 | -8.9736
065349Z | MV/LV Substation NA***349Z |  | 20 kV | _ | LV | 200 kVA :Pole Substation | 0.2 | --> | 0.2 | 0 | 0 | Constrained, otherwise capacity available =187 kVA | --> | 0.19 | 0 | 0 | 0.188 | 0 |  | --> | C26 ex STEPHENSTOWN | Stephenstown [T101,T102] | FINGLAS |  | 53.5888 | -6.2929
2884164 | MV/LV Substation RA***4164 |  | 10 kV | _ | LV | 1000 kVA :Building Structure | 1 | --> | 1 | 0.041 | 0.04 | Constrained, otherwise capacity available =1000 kVA | --> | 0.95 | 0 | 0 | 0.5 | 0 |  | --> | C11 ex LITTLE BRAY | Little Bray [T41,T42] | FASSAROE |  | 53.225 | -6.1234
281097 | MV/LV Substation CR***097 |  | 10 kV | _ | LV | 630 kVA :Kiosk Substation | 0.63 | --> | 0.63 | 0.34 | 7.88 |  | --> | 0.598 | 0 | 0.008 | 0.5 | 0 |  | --> | C22 ex LIBERTY STREET | Liberty Street [T101,T102] | LIBERTY STREET |  | 51.8925 | -8.4737
0524339 | MV/LV Substation EN***4339 |  | 10 kV | _ | LV | 200 kVA :Kiosk Substation | 0.2 | --> | 0.2 | 0.04 | 10.9 |  | --> | 0.19 | 0 | 0.008 | 0.161 | 0 |  | --> | C18 ex MULLINGAR | Mullingar [T101,T102] | MULLINGAR |  | 53.5215 | -7.3556
068027X | MV/LV Substation FL***027X |  | 10 kV | _ | LV | 1000 kVA :Building Structure | 1 | --> | 1 | 0.154 | 28.43 |  | --> | 0.95 | 0 | 0.002 | 0.5 | 0 |  | --> | C05 ex BEDFORD ROW | Bedford Row [T41,T42,T43,T44] | FRANCIS STREET |  | 53.3458 | -6.2616
066298X | MV/LV Substation BA***298X |  | 20 kV | _ | LV | 50 kVA :Pole Substation | 0.05 | --> | 0.05 | 0 | 0 | Constrained, otherwise capacity available =49 kVA | --> | 0.048 | 0 | 0 | 0 | 0 | Constrained, otherwise capacity available =47 kW | --> | E11 ex GLASMORE | Glasmore [T421,T422] | GLASMORE |  | 53.4709 | -6.2166
196257X | MV/LV Substation PR***257X |  | 10 kV | _ | LV | 200 kVA :Kiosk Substation | 0.2 | --> | 0.2 | 0 | 0 | Constrained, otherwise capacity available =113 kVA | --> | 0.19 | 0 | 0.059 | 0 | 0 | Constrained, otherwise capacity available =134 kW | --> | C18 ex ATHBOY | Athboy [T42] | NAVAN |  | 53.6187 | -6.9287
288354X | MV/LV Substation EL***354X |  | 10 kV | _ | LV | 1000 kVA :Building Structure | 1 | --> | 1 | 0 | 0 | Constrained, otherwise capacity available =890 kVA | --> | 0.95 | 0 | 0 | 0.5 | 0 |  | --> | C14 ex CARRICKMINES | Carrickmines [T41,T42] | CARRICKMINES |  | 53.2604 | -6.2062
281224Y | MV/LV Substation LI***224Y |  | 10 kV | _ | LV | 400 kVA :Kiosk Substation | 0.4 | --> | 0.4 | 0 | 0 | Constrained, otherwise capacity available =338 kVA | --> | 0.38 | 0 | 0 | 0 | 0 | Constrained, otherwise capacity available =371 kW | --> | C19 ex DENNEHYS CROSS | Dennehys Cross [T41,T42] | TRABEG |  | 51.882 | -8.4915
365977X | MV/LV Substation CO***977X |  | 10 kV | _ | LV | 1000 kVA :Kiosk Substation | 1 | --> | 1 | 0 | 0 | Constrained, otherwise capacity available =825 kVA | --> | 0.95 | 0 | 0 | 0.5 | 0 |  | --> | C14 ex OLDBAWN | Oldbawn [T41,T42] | COOKSTOWN |  | 53.2851 | -6.3761
053052 | MV/LV Substation KY***052 |  | 20 kV | _ | LV | 50 kVA :Pole Substation | 0.05 | --> | 0.05 | 0.043 | 0.89 |  | --> | 0.048 | 0 | 0 | 0 | 0 | Constrained, otherwise capacity available =47 kW | --> | E24 ex BIRR | Birr [T41,T422] | DALLOW |  | 53.1674 | -7.7304
214026X | MV/LV Substation LI***026X |  | 10 kV | _ | LV | 50 kVA :Pole Substation | 0.05 | --> | 0.05 | 0 | 0 | Constrained, otherwise capacity available =42 kVA | --> | 0.048 | 0 | 0.006 | 0 | 0 | Constrained, otherwise capacity available =42 kW | --> | C15 ex DRUMQUIN | Drumquin [T42] | ENNIS |  | 52.7529 | -9.203
015394Z | MV/LV Substation CO***394Z |  | 10 kV | _ | LV | 400 kVA :Kiosk Substation | 0.4 | --> | 0.4 | 0 | 0 | Constrained, otherwise capacity available =351 kVA | --> | 0.38 | 0 | 0 | 0 | 0 | Constrained, otherwise capacity available =373 kW | --> | C16 ex JOHNSTOWN | Johnstown [T41,T42] | KILTEEL |  | 53.2476 | -6.5853
192458X | MV/LV Substation ME***458X |  | 10 kV | _ | LV | 50 kVA :Pole Substation | 0.05 | --> | 0.05 | 0.046 | 1.7 |  | --> | 0.048 | 0 | 0 | 0 | 0 | Constrained, otherwise capacity available =47 kW | --> | E15 ex GWEEDORE | Gweedore [T421] | ARDNAGAPPARY |  | 55.1217 | -8.1903
049087Z | MV/LV Substation DU***087Z |  | 10 kV | _ | LV | 400 kVA :Kiosk Substation | 0.4 | --> | 0.4 | 0.31 | 2.8 |  | --> | 0.38 | 0 | 0.042 | 0 | 0 | Constrained, otherwise capacity available =336 kW | --> | C17 ex GLEBE | Glebe [T41,T42] | RICHMOND |  | 53.7235 | -7.7774
110870 | MV/LV Substation SH***870 |  | 20 kV | _ | LV | 200 kVA :Kiosk Substation | 0.2 | --> | 0.2 | 0.18 | 0.76 |  | --> | 0.19 | 0 | 0 | 0 | 0 | Constrained, otherwise capacity available =187 kW | --> | E11 ex KILGARVAN | Kilgarvan [T421] | KNOCKEARAGH |  | 51.8708 | -9.5768
050706Y | MV/LV Substation CH***706Y |  | 10 kV | _ | LV | 200 kVA :Kiosk Substation | 0.2 | --> | 0.2 | 0 | 0 | Constrained, otherwise capacity available =137 kVA | --> | 0.19 | 0 | 0.025 | 0 | 0 | Constrained, otherwise capacity available =163 kW | --> | C23 ex ATHLONE | Athlone [T41,T42] | ATHLONE |  | 53.4379 | -7.9323
033801 | MV/LV Substation BA***801 |  | 10 kV | _ | LV | 50 kVA :Pole Substation | 0.05 | --> | 0.05 | 0 | 0 | Constrained, otherwise capacity available =44 kVA | --> | 0.048 | 0 | 0.006 | 0 | 0 | Constrained, otherwise capacity available =42 kW | --> | C11 ex DEERPARK | Deerpark [T41,T42] | BALLYDINE |  | 52.3069 | -7.4065
063789 | MV/LV Substation WA***789 |  | 10 kV | _ | LV | 100 kVA :Pole Substation | 0.1 | --> | 0.1 | 0 | 0 | Constrained, otherwise capacity available =38 kVA | --> | 0.095 | 0 | 0 | 0 | 0 | Constrained, otherwise capacity available =86 kW | --> | C19 ex BALLYBAILIE | Ballybailie [T41,T42] | DUNDALK |  | 53.8534 | -6.5554
071938 | MV/LV Substation CL***938 |  | 10 kV | _ | LV | 630 kVA :Building Structure | 0.63 | --> | 0.63 | 0 | 0 | Constrained, otherwise capacity available =497 kVA | --> | 0.598 | 0 | 0 | 0.5 | 0 |  | --> | C17 ex GREYSTONES | Greystones [T41,T42] | FASSAROE |  | 53.1447 | -6.0646
001180 | MV/LV Substation BO***180 |  | 10 kV | _ | LV | 630 kVA :Kiosk Substation | 0.63 | --> | 0.63 | 0.5 | 13.42 |  | --> | 0.598 | 0 | 0.01 | 0.5 | 0 |  | --> | C19 ex POTTERY ROAD | Pottery Road [T101,T102] | CARRICKMINES |  | 53.2783 | -6.1602
255282X | MV/LV Substation FI***282X |  | 20 kV | _ | LV | 200 kVA :Kiosk Substation | 0.2 | --> | 0.2 | 0 | 0 | Constrained, otherwise capacity available =113 kVA | --> | 0.19 | 0 | 0 | 0 | 0 | Constrained, otherwise capacity available =178 kW | --> | E12 ex KILLYBEGS | Killybegs [T422] | BINBANE |  | 54.6467 | -8.4304
064416X | MV/LV Substation BO***416X |  | 10 kV | _ | LV | 400 kVA :Kiosk Substation | 0.4 | --> | 0.4 | 0 | 0 | Constrained, otherwise capacity available =341 kVA | --> | 0.38 | 0 | 0 | 0 | 0 | Constrained, otherwise capacity available =372 kW | --> | C12 ex MORNINGTON ROAD | Mornington Road [T41,T42] | DRYBRIDGE |  | 53.7089 | -6.3137
061344 | MV/LV Substation BA***344 |  | 10 kV | _ | LV | 50 kVA :Pole Substation | 0.05 | --> | 0.05 | 0.05 | 2.04 |  | --> | 0.048 | 0 | 0 | 0 | 0 | Constrained, otherwise capacity available =48 kW | --> | C12 ex BALLYBAY | Ballybay [T41,T42] | LISDRUM |  | 54.1189 | -6.9217
082639Y | MV/LV Substation GA***639Y |  | 20 kV | _ | LV | 100 kVA :Pole Substation | 0.1 | --> | 0.1 | 0 | 0 | Constrained, otherwise capacity available =95 kVA | --> | 0.095 | 0 | 0 | 0 | 0 | Constrained, otherwise capacity available =94 kW | --> | E11 ex ACADEMY STREET | Academy Street [T421,T422,T44] | NAVAN |  | 53.5795 | -6.5453
0594070 | MV/LV Substation PR***4070 |  | 20 kV | _ | LV | 50 kVA :Pole Substation | 0.05 | --> | 0.05 | 0 | 0 | Constrained, otherwise capacity available =50 kVA | --> | 0.048 | 0 | 0 | 0 | 0 | Constrained, otherwise capacity available =48 kW | --> | E19 ex CAVAN | Cavan [T42,T421] | SHANKILL |  | 53.9881 | -7.389
066184 | MV/LV Substation WA***184 |  | 10 kV | _ | LV | 400 kVA :Building Structure | 0.4 | --> | 0.4 | 0.253 | 5.82 |  | --> | 0.38 | 0 | 0.033 | 0.335 | 0 |  | --> | C19 ex COOLOCK | Coolock [T41,T42] | FINGLAS |  | 53.3774 | -6.1769
266403 | MV/LV Substation TU***403 |  | 20 kV | _ | LV | 100 kVA :Pole Substation | 0.1 | --> | 0.1 | 0 | 0 | Constrained, otherwise capacity available =86 kVA | --> | 0.095 | 0 | 0 | 0 | 0 | Constrained, otherwise capacity available =93 kW | --> | E18 ex CARNDONAGH | Carndonagh [T421,T422] | TRILLICK |  | 55.2519 | -7.2484
021140Y | MV/LV Substation RI***140Y |  | 10 kV | _ | LV | 50 kVA :Pole Substation | 0.05 | --> | 0.05 | 0 | 0 | Constrained, otherwise capacity available =46 kVA | --> | 0.048 | 0 | 0 | 0.047 | 0 |  | --> | C26 ex KILBARRY | Kilbarry [T101,T43] | KILBARRY |  | 51.9247 | -8.5036
1614076 | MV/LV Substation CL***4076 |  | 20 kV | _ | LV | 200 kVA :Kiosk Substation | 0.2 | --> | 0.2 | 0.192 | 6.53 |  | --> | 0.19 | 0 | 0 | 0.189 | 0 |  | --> | C16 ex OUGHTERARD | Oughterard [T41,T42] | SCREEB |  | 53.3537 | -9.334
064924Y | MV/LV Substation BU***924Y |  | 10 kV | _ | LV | 630 kVA :Building Structure | 0.63 | --> | 0.63 | 0 | 0 | Constrained, otherwise capacity available =490 kVA | --> | 0.598 | 0 | 0.005 | 0 | 0 | Constrained, otherwise capacity available =575 kW | --> | C19 ex TERMONFECKIN ROAD | Termonfeckin Road [T41,T42] | DRYBRIDGE |  | 53.7241 | -6.325
184010X | MV/LV Substation SM***010X |  | 10 kV | _ | LV | 50 kVA :Pole Substation | 0.05 | --> | 0.05 | 0.049 | 3.38 |  | --> | 0.048 | 0 | 0 | 0 | 0 | Constrained, otherwise capacity available =47 kW | --> | C18 ex CASTLEBLAYNEY | Castleblayney [T41,T42] | DUNDALK |  | 54.1491 | -6.6756
062128X | MV/LV Substation DE***128X |  | 10 kV | _ | LV | 630 kVA :Kiosk Substation | 0.63 | --> | 0.63 | 0.422 | 5.69 |  | --> | 0.598 | 0 | 0.015 | 0 | 0 | Constrained, otherwise capacity available =558 kW | --> | C21 ex RAMPARTS | Ramparts [T41,T42] | DUNDALK |  | 54.0048 | -6.3995
253016 | MV/LV Substation CO***016 |  | 10 kV | _ | LV | 200 kVA :Pole Substation | 0.2 | --> | 0.2 | 0.087 | 10.7 |  | --> | 0.19 | 0 | 0.014 | 0 | 0 | Constrained, otherwise capacity available =164 kW | --> | C22 ex CLOON | Cloon [T42,T421] | CLOON |  | 53.511 | -8.8457
056404X | MV/LV Substation LO***404X |  | 20 kV | _ | LV | 200 kVA :Kiosk Substation | 0.2 | --> | 0.2 | 0.16 | 1.26 |  | --> | 0.19 | 0 | 0.01 | 0 | 0 | Constrained, otherwise capacity available =177 kW | --> | E15 ex BALLYCROSSAUN | Ballycrossaun [T421,T422] | SOMERSET |  | 53.0928 | -8.1229
0524166 | MV/LV Substation UI***4166 |  | 20 kV | _ | LV | 50 kVA :Pole Substation | 0.05 | --> | 0.05 | 0 | 0 | Constrained, otherwise capacity available =50 kVA | --> | 0.048 | 0 | 0 | 0 | 0 | Constrained, otherwise capacity available =48 kW | --> | C18 ex NEWBROOK | Newbrook [T42] | MULLINGAR |  | 53.4849 | -7.5799
0174206 | MV/LV Substation MO***4206 |  | 10 kV | _ | LV | 200 kVA :Kiosk Substation | 0.2 | --> | 0.2 | 0.199 | 1.58 |  | --> | 0.19 | 0 | 0 | 0 | 0 | Constrained, otherwise capacity available =190 kW | --> | C12 ex FOYNES | Foynes [T41,T42] | RATHKEALE |  | 52.6121 | -9.1016
0094429 | MV/LV Substation TH***4429 |  | 10 kV | _ | LV | 630 kVA :Kiosk Substation | 0.63 | --> | 0.63 | 0 | 0 | Constrained, otherwise capacity available =630 kVA | --> | 0.598 | 0 | 0 | 0 | 0 | Constrained, otherwise capacity available =598 kW | --> | E12 ex KILCARRAGH | Kilcarragh [T421,T422] | BUTLERSTOWN |  | 52.2347 | -7.0683
192475X | MV/LV Substation MA***475X |  | 10 kV | _ | LV | 400 kVA :Kiosk Substation | 0.4 | --> | 0.4 | 0.398 | 1.56 |  | --> | 0.38 | 0 | 0.006 | 0 | 0 | Constrained, otherwise capacity available =375 kW | --> | C13 ex DERRYBEG | Derrybeg [T41,T42] | ARDNAGAPPARY |  | 55.0657 | -8.2979
139667X | MV/LV Substation AG***667X |  | 10 kV | _ | LV | 50 kVA :Pole Substation | 0.05 | --> | 0.05 | 0.05 | 4 |  | --> | 0.048 | 0 | 0 | 0 | 0 | Constrained, otherwise capacity available =48 kW | --> | C19 ex BALLYJAMESDUFF | Ballyjamesduff [T41,T42] | SHANKILL |  | 53.8174 | -7.2463
0814377 | MV/LV Substation TH***4377 |  | 20 kV | _ | LV | 630 kVA :Building Structure | 0.63 | --> | 0.63 | 0 | 0 | Constrained, otherwise capacity available =630 kVA | --> | 0.598 | 0 | 0 | 0.5 | 0 |  | --> | E19 ex ADAMSTOWN | Adamstown [T121,T122] | INCHICORE 220KV |  | 53.3378 | -6.4721
002097 | MV/LV Substation MI***097 |  | 10 kV | _ | LV | 400 kVA :Kiosk Substation | 0.4 | --> | 0.4 | 0.041 | 0.04 | Constrained, otherwise capacity available =340 kVA | --> | 0.38 | 0 | 0 | 0.372 | 0 |  | --> | C13 ex LITTLE BRAY | Little Bray [T41,T42] | FASSAROE |  | 53.2052 | -6.111
216881 | MV/LV Substation NO***881 |  | 10 kV | _ | LV | 100 kVA :Pole Substation | 0.1 | --> | 0.1 | 0 | 0 | Constrained, otherwise capacity available =96 kVA | --> | 0.095 | 0 | 0 | 0 | 0 | Constrained, otherwise capacity available =94 kW | --> | C26 ex GLENTIES | Glenties [T41,T42] | BINBANE |  | 54.824 | -8.4519
117424Y | MV/LV Substation WO***424Y |  | 20 kV | _ | LV | 400 kVA :Kiosk Substation | 0.4 | --> | 0.4 | 0 | 0 | Constrained, otherwise capacity available =339 kVA | --> | 0.38 | 0 | 0.038 | 0 | 0 | Constrained, otherwise capacity available =343 kW | --> | E14 ex COLLOONEY | Collooney [T421,T422] | SLIGO |  | 54.1672 | -8.6085
0674240 | MV/LV Substation NE***4240 |  | 10 kV | _ | LV | 630 kVA :Kiosk Substation | 0.63 | --> | 0.63 | 0 | 0 | Constrained, otherwise capacity available =571 kVA | --> | 0.598 | 0 | 0.029 | 0 | 0 | Constrained, otherwise capacity available =569 kW | --> | C21 ex CASTLETROY | Castletroy [T41,T42] | ARDNACRUSHA |  | 52.6615 | -8.5491
026069Z | MV/LV Substation LY***069Z |  | 10 kV | _ | LV | 200 kVA :Kiosk Substation | 0.2 | --> | 0.2 | 0 | 0 | Constrained, otherwise capacity available =200 kVA | --> | 0.19 | 0 | 0 | 0 | 0 | Constrained, otherwise capacity available =190 kW | --> | C21 ex KINSALE |  |  |  | 51.738 | -8.4869
050911X | MV/LV Substation BL***911X |  | 10 kV | _ | LV | 200 kVA :Pole Substation | 0.2 | --> | 0.2 | 0.187 | 7.61 |  | --> | 0.19 | 0 | 0 | 0 | 0 | Constrained, otherwise capacity available =188 kW | --> | C20 ex GARRYCASTLE | Garrycastle [T41,T42] | ATHLONE |  | 53.4249 | -7.8923
237844 | MV/LV Substation SE***844 |  | 20 kV | _ | LV | 100 kVA :Pole Substation | 0.1 | --> | 0.1 | 0 | 0 | Constrained, otherwise capacity available =96 kVA | --> | 0.095 | 0 | 0 | 0 | 0 | Constrained, otherwise capacity available =94 kW | --> | C12 ex DUNLEER | Dunleer [T41,T42] | DRYBRIDGE |  | 53.7874 | -6.2384
037412 | MV/LV Substation BA***412 |  | 10 kV | _ | LV | 50 kVA :Pole Substation | 0.05 | --> | 0.05 | 0.01 | 13.05 |  | --> | 0.048 | 0 | 0.005 | 0.038 | 0 |  | --> | C21 ex ENNIS | Ennis [T101,T102] | ENNIS |  | 52.8868 | -8.9479
0254269 | MV/LV Substation GU***4269 |  | 10 kV | _ | LV | 50 kVA :Pole Substation | 0.05 | --> | 0.05 | 0 | 0 | Constrained, otherwise capacity available =50 kVA | --> | 0.048 | 0 | 0 | 0 | 0 | Constrained, otherwise capacity available =48 kW | --> | C11 ex KILMALLOCK | Kilmallock [T41,T42] | CHARLEVILLE |  | 52.4271 | -8.5096
288069 | MV/LV Substation CH***069 |  | 10 kV | _ | LV | 400 kVA :Kiosk Substation | 0.4 | --> | 0.4 | 0.041 | 0.04 | Constrained, otherwise capacity available =365 kVA | --> | 0.38 | 0 | 0.005 | 0.372 | 0 |  | --> | C16 ex LITTLE BRAY | Little Bray [T41,T42] | FASSAROE |  | 53.2348 | -6.1381
029679 | MV/LV Substation BA***679 |  | 10 kV | _ | LV | 50 kVA :Pole Substation | 0.05 | --> | 0.05 | 0 | 0 | Constrained, otherwise capacity available =30 kVA | --> | 0.048 | 0 | 0.011 | 0 | 0 | Constrained, otherwise capacity available =37 kW | --> | C17 ex CARRIGTWOHILL |  |  |  | 51.9019 | -8.2556
021708 | MV/LV Substation GL***708 |  | 10 kV | _ | LV | 100 kVA :Pole Substation | 0.1 | --> | 0.1 | 0.078 | 6.78 |  | --> | 0.095 | 0 | 0.004 | 0.089 | 0 |  | --> | C18 ex CASTLEVIEW | Castleview [T101,T102] | CASTLEVIEW |  | 51.9158 | -8.3786
012311Y | MV/LV Substation TH***311Y |  | 10 kV | _ | LV | 630 kVA :Building Structure | 0.63 | --> | 0.63 | 0.5 | 1.99 |  | --> | 0.598 | 0 | 0 | 0 | 0 | Constrained, otherwise capacity available =589 kW | --> | C14 ex GRAIGUE | Graigue [T41,T42] | CARLOW |  | 52.837 | -6.9315
015915Z | MV/LV Substation HE***915Z |  | 10 kV | _ | LV | 200 kVA :Kiosk Substation | 0.2 | --> | 0.2 | 0 | 0 | Constrained, otherwise capacity available =132 kVA | --> | 0.19 | 0 | 0.006 | 0 | 0 | Constrained, otherwise capacity available =176 kW | --> | C17 ex SALLINS | Sallins [T41,T42] | GRIFFINRATH |  | 53.2874 | -6.6873
139691Y | MV/LV Substation BA***691Y |  | 20 kV | _ | LV | 50 kVA :Pole Substation | 0.05 | --> | 0.05 | 0.044 | 2.68 |  | --> | 0.048 | 0 | 0 | 0 | 0 | Constrained, otherwise capacity available =47 kW | --> | E12 ex OLDCASTLE | Oldcastle [T41,T422] | MULLINGAR |  | 53.7713 | -7.2482
151007 | MV/LV Substation BR***007 |  | 20 kV | _ | LV | 100 kVA :Pole Substation | 0.1 | --> | 0.1 | 0 | 0 |  | --> | 0.095 | 0 | 0.022 | 0.063 | 0 |  | --> | E17 ex BRUFF | Bruff [T42,T421] | LIMERICK |  | 52.4731 | -8.55
266433 | MV/LV Substation BA***433 |  | 20 kV | _ | LV | 50 kVA :Pole Substation | 0.05 | --> | 0.05 | 0 | 0 | Constrained, otherwise capacity available =49 kVA | --> | 0.048 | 0 | 0 | 0 | 0 | Constrained, otherwise capacity available =47 kW | --> | E12 ex CARNDONAGH | Carndonagh [T421,T422] | TRILLICK |  | 55.2763 | -7.3975
015601Z | MV/LV Substation CU***601Z |  | 10 kV | _ | LV | 100 kVA :Pole Substation | 0.1 | --> | 0.1 | 0 | 0 | Constrained, otherwise capacity available =97 kVA | --> | 0.095 | 0 | 0 | 0 | 0 | Constrained, otherwise capacity available =95 kW | --> | C19 ex SALLINS | Sallins [T41,T42] | GRIFFINRATH |  | 53.2934 | -6.7467
014043Z | MV/LV Substation KE***043Z |  | 10 kV | _ | LV | 200 kVA :Kiosk Substation | 0.2 | --> | 0.2 | 0 | 0 | Constrained, otherwise capacity available =155 kVA | --> | 0.19 | 0 | 0 | 0 | 0 | Constrained, otherwise capacity available =184 kW | --> | C12 ex ATHGARVAN | Athgarvan [T41,T44] | NEWBRIDGE |  | 53.1737 | -6.8003
281421 | MV/LV Substation RI***421 |  | 10 kV | _ | LV | 400 kVA :Kiosk Substation | 0.4 | --> | 0.4 | 0.272 | 4.3 |  | --> | 0.38 | 0 | 0.023 | 0.345 | 0 |  | --> | C19 ex RINGASKIDDY 110KV | Ringaskiddy 110kv [T42] | BARNAHELY |  | 51.8642 | -8.3332
006710 | MV/LV Substation CH***710 |  | 10 kV | _ | LV | 400 kVA :Kiosk Substation | 0.4 | --> | 0.4 | 0.358 | 3.12 |  | --> | 0.38 | 0 | 0.013 | 0 | 0 | Constrained, otherwise capacity available =364 kW | --> | C11 ex BELLFIELD | Bellfield [T41,T42] | CRANE |  | 52.5079 | -6.5868
066239Z | MV/LV Substation RI***239Z |  | 10 kV | _ | LV | 400 kVA :Kiosk Substation | 0.4 | --> | 0.4 | 0 | 0 | Constrained, otherwise capacity available =373 kVA | --> | 0.38 | 0 | 0.006 | 0 | 0 | Constrained, otherwise capacity available =372 kW | --> | E11 ex ASHBOURNE | Ashbourne [T421,T422] | FINGLAS |  | 53.4531 | -6.2922
158101 | MV/LV Substation BA***101 |  | 20 kV | _ | LV | 100 kVA :Pole Substation | 0.1 | --> | 0.1 | 0 | 0 | Constrained, otherwise capacity available =50 kVA | --> | 0.095 | 0 | 0.005 | 0 | 0 | Constrained, otherwise capacity available =84 kW | --> | C22 ex ENNISTYMON | Ennistymon [T41,T42] | ENNIS |  | 53.0122 | -9.3872
1544228 | MV/LV Substation KI***4228 |  | 20 kV | _ | LV | 630 kVA :Building Structure | 0.63 | --> | 0.63 | 0.5 | 41.3 |  | --> | 0.598 | 0 | 0 | 0.5 | 0 |  | --> | E13 ex CORDUFF | Corduff [T121,T122] | CORDUFF |  | 53.4164 | -6.3499
006021 | MV/LV Substation DA***021 |  | 10 kV | _ | LV | 100 kVA :Pole Substation | 0.1 | --> | 0.1 | 0.096 | 3.12 |  | --> | 0.095 | 0 | 0 | 0 | 0 | Constrained, otherwise capacity available =94 kW | --> | C14 ex BELLFIELD | Bellfield [T41,T42] | CRANE |  | 52.5058 | -6.5591
130038X | MV/LV Substation CO***038X |  | 20 kV | _ | LV | 50 kVA :Pole Substation | 0.05 | --> | 0.05 | 0.046 | 2.55 |  | --> | 0.048 | 0 | 0 | 0 | 0 | Constrained, otherwise capacity available =47 kW | --> | E17 ex EDGEWORTHSTOWN | Edgeworthstown [T421,T422] | RICHMOND |  | 53.6673 | -7.6741
007154X | MV/LV Substation CH***154X |  | 10 kV | _ | LV | 400 kVA :Kiosk Substation | 0.4 | --> | 0.4 | 0 | 0 | Constrained, otherwise capacity available =359 kVA | --> | 0.38 | 0 | 0 | 0 | 0 | Constrained, otherwise capacity available =374 kW | --> | C11 ex MULGANNON | Mulgannon [T41,T42] | WEXFORD |  | 52.3299 | -6.4659
0084401 | MV/LV Substation GL***4401 |  | 10 kV | _ | LV | 50 kVA :Pole Substation | 0.05 | --> | 0.05 | 0.05 | 0.24 |  | --> | 0.048 | 0 | 0 | 0 | 0 | Constrained, otherwise capacity available =48 kW | --> | C25 ex ROSBERCON | Rosbercon [T41,T42] | WATERFORD |  | 52.402 | -6.9465
095470X | MV/LV Substation LE***470X |  | 10 kV | _ | LV | 50 kVA :Pole Substation | 0.05 | --> | 0.05 | 0.034 | 0.7 |  | --> | 0.048 | 0 | 0 | 0 | 0 | Constrained, otherwise capacity available =45 kW | --> | C16 ex KILRUSH | Kilrush [T41,T42] | TULLABRACK |  | 52.6463 | -9.4945
068400X | MV/LV Substation SE***400X |  | 10 kV | _ | LV | 630 kVA :Building Structure | 0.63 | --> | 0.63 | 0.5 | 1.86 |  | --> | 0.598 | 0 | 0 | 0.5 | 0 |  | --> | C17 ex FAIRVIEW | Fairview [T41] | MCDERMOTT |  | 53.364 | -6.2198
066904 | MV/LV Substation KI***904 |  | 10 kV | _ | LV | 50 kVA :Pole Substation | 0.05 | --> | 0.05 | 0 | 0 | Constrained, otherwise capacity available =37 kVA | --> | 0.048 | 0 | 0.005 | 0 | 0 | Constrained, otherwise capacity available =42 kW | --> | E11 ex ASHBOURNE | Ashbourne [T421,T422] | FINGLAS |  | 53.4481 | -6.2897
0124278 | MV/LV Substation ID***4278 |  | 10 kV | _ | LV | 630 kVA :Building Structure | 0.63 | --> | 0.63 | 0 | 0 | Constrained, otherwise capacity available =596 kVA | --> | 0.598 | 0 | 0 | 0 | 0 | Constrained, otherwise capacity available =594 kW | --> | C11 ex POLLERTON | Pollerton [T41,T42] | CARLOW |  | 52.8474 | -6.9076
001294 | MV/LV Substation DA***294 |  | 10 kV | _ | LV | 400 kVA :Kiosk Substation | 0.4 | --> | 0.4 | 0.303 | 1.55 |  | --> | 0.38 | 0 | 0.059 | 0.323 | 0 |  | --> | C21 ex MONKSTOWN | Monkstown [T41,T42] | BLACKROCK |  | 53.282 | -6.1766
095429X | MV/LV Substation MA***429X |  | 10 kV | _ | LV | 200 kVA :Pole Substation | 0.2 | --> | 0.2 | 0.187 | 0.7 |  | --> | 0.19 | 0 | 0 | 0 | 0 | Constrained, otherwise capacity available =188 kW | --> | C15 ex KILRUSH | Kilrush [T41,T42] | TULLABRACK |  | 52.6348 | -9.4954
365799X | MV/LV Substation OA***799X |  | 10 kV | _ | LV | 400 kVA :Kiosk Substation | 0.4 | --> | 0.4 | 0 | 0 | Constrained, otherwise capacity available =111 kVA | --> | 0.38 | 0 | 0.06 | 0.294 | 0 |  | --> | C22 ex OLDBAWN | Oldbawn [T41,T42] | COOKSTOWN |  | 53.2726 | -6.3386
120443 | MV/LV Substation GR***443 |  | 10 kV | _ | LV | 50 kVA :Pole Substation | 0.05 | --> | 0.05 | 0 | 0 | Constrained, otherwise capacity available =29 kVA | --> | 0.048 | 0 | 0.003 | 0 | 0 | Constrained, otherwise capacity available =42 kW | --> | C18 ex BLAKE | Blake [T41,T42] | BLAKE |  | 53.2608 | -6.8477
050232 | MV/LV Substation AU***232 |  | 10 kV | _ | LV | 200 kVA :Kiosk Substation | 0.2 | --> | 0.2 | 0.054 | 7.61 |  | --> | 0.19 | 0 | 0.037 | 0 | 0 | Constrained, otherwise capacity available =142 kW | --> | C14 ex GARRYCASTLE | Garrycastle [T41,T42] | ATHLONE |  | 53.4232 | -7.9125
012160Y | MV/LV Substation CE***160Y |  | 10 kV | _ | LV | 400 kVA :Kiosk Substation | 0.4 | --> | 0.4 | 0 | 0 | Constrained, otherwise capacity available =323 kVA | --> | 0.38 | 0 | 0 | 0 | 0 | Constrained, otherwise capacity available =369 kW | --> | C19 ex POLLERTON | Pollerton [T41,T42] | CARLOW |  | 52.8356 | -6.9288
055488Y | MV/LV Substation LI***488Y |  | 10 kV | _ | LV | 50 kVA :Pole Substation | 0.05 | --> | 0.05 | 0 | 0 | Constrained, otherwise capacity available =32 kVA | --> | 0.048 | 0 | 0.004 | 0 | 0 | Constrained, otherwise capacity available =42 kW | --> | C16 ex RATHDOWNEY | Rathdowney [T42] | IKERRIN |  | 52.8847 | -7.511
049821Y | MV/LV Substation LI***821Y |  | 10 kV | _ | LV | 100 kVA :Pole Substation | 0.1 | --> | 0.1 | 0.063 | 0.21 |  | --> | 0.095 | 0 | 0.01 | 0 | 0 | Constrained, otherwise capacity available =82 kW | --> | E14 ex LONGFORD | Longford [T421,T422] | RICHMOND |  | 53.7356 | -7.8082
142772 | MV/LV Substation BU***772 |  | 10 kV | _ | LV | 50 kVA :Pole Substation | 0.05 | --> | 0.05 | 0 | 0 | Constrained, otherwise capacity available =34 kVA | --> | 0.048 | 0 | 0.006 | 0 | 0 | Constrained, otherwise capacity available =41 kW | --> | C11 ex ATHENRY | Athenry [T41,T42] | GALWAY 110KV |  | 53.2754 | -8.8653
095026 | MV/LV Substation CA***026 |  | 10 kV | _ | LV | 200 kVA :Pole Substation | 0.2 | --> | 0.2 | 0.127 | 0.7 |  | --> | 0.19 | 0 | 0.036 | 0 | 0 | Constrained, otherwise capacity available =153 kW | --> | C15 ex KILRUSH | Kilrush [T41,T42] | TULLABRACK |  | 52.631 | -9.4951
055546Y | MV/LV Substation GR***546Y |  | 10 kV | _ | LV | 100 kVA :Pole Substation | 0.1 | --> | 0.1 | 0 | 0 | Constrained, otherwise capacity available =52 kVA | --> | 0.095 | 0 | 0 | 0 | 0 | Constrained, otherwise capacity available =88 kW | --> | C16 ex RATHDOWNEY | Rathdowney [T42] | IKERRIN |  | 52.8676 | -7.5055
007613Y | MV/LV Substation NE***613Y |  | 10 kV | _ | LV | 200 kVA :Pole Substation | 0.2 | --> | 0.2 | 0.143 | 0.14 | Constrained, otherwise capacity available =157 kVA | --> | 0.19 | 0 | 0.008 | 0 | 0 | Constrained, otherwise capacity available =178 kW | --> | C15 ex CARRIGLAWN | Carriglawn [T41,T42] | WEXFORD |  | 52.3398 | -6.482
281018 | MV/LV Substation R ***018 |  | 10 kV | _ | LV | 400 kVA :Kiosk Substation | 0.4 | --> | 0.4 | 0.371 | 6.78 |  | --> | 0.38 | 0 | 0 | 0.376 | 0 |  | --> | C38 ex CASTLEVIEW | Castleview [T101,T102] | CASTLEVIEW |  | 51.8826 | -8.3982
012232Y | MV/LV Substation OL***232Y |  | 20 kV | _ | LV | 50 kVA :Pole Substation | 0.05 | --> | 0.05 | 0 | 2.83 |  | --> | 0.048 | 0 | 0.025 | 0 | 0 | Constrained, otherwise capacity available =20 kW | --> | E17 ex BAGENALSTOWN | Bagenalstown [T421,T422] | CARLOW |  | 52.7373 | -7.024
013933Y | MV/LV Substation RA***933Y |  | 20 kV | _ | LV | 100 kVA :Pole Substation | 0.1 | --> | 0.1 | 0.073 | 0.12 |  | --> | 0.095 | 0 | 0 | 0.091 | 0 |  | --> | E62 ex ATHY | Athy [T101,T102] | ATHY |  | 53.0023 | -6.988
1394257 | MV/LV Substation VI***4257 |  | 10 kV | _ | LV | 400 kVA :Building Structure | 0.4 | --> | 0.4 | 0 | 0 | Constrained, otherwise capacity available =258 kVA | --> | 0.38 | 0 | 0 | 0 | 0 | Constrained, otherwise capacity available =360 kW | --> | C16 ex VIRGINIA | Virginia [T41,T42] | MEATH HILL |  | 53.8012 | -7.0345
099195 | MV/LV Substation BA***195 |  | 10 kV | _ | LV | 50 kVA :Pole Substation | 0.05 | --> | 0.05 | 0 | 0 | Constrained, otherwise capacity available =50 kVA | --> | 0.048 | 0 | 0 | 0 | 0 | Constrained, otherwise capacity available =48 kW | --> | C15 ex CULLION | Cullion [T41,T42] | LETTERKENNY |  | 54.9487 | -7.6963
2814327 | MV/LV Substation BR***4327 |  | 10 kV | _ | LV | 400 kVA :Building Structure | 0.4 | --> | 0.4 | 0.335 | 7.88 |  | --> | 0.38 | 0 | 0 | 0.371 | 0 |  | --> | C19 ex LIBERTY STREET | Liberty Street [T101,T102] | LIBERTY STREET |  | 51.8976 | -8.4821
009069 | MV/LV Substation BA***069 |  | 10 kV | _ | LV | 630 kVA :Kiosk Substation | 0.63 | --> | 0.63 | 0.436 | 0.53 |  | --> | 0.598 | 0 | 0.005 | 0 | 0 | Constrained, otherwise capacity available =568 kW | --> | C20 ex MANOR STREET | Manor Street [T41,T42] | WATERFORD |  | 52.2541 | -7.1142
281383X | MV/LV Substation FE***383X |  | 10 kV | _ | LV | 50 kVA :Pole Substation | 0.05 | --> | 0.05 | 0 | 0 | Constrained, otherwise capacity available =33 kVA | --> | 0.048 | 0 | 0 | 0 | 0 | Constrained, otherwise capacity available =45 kW | --> | C11 ex CARRIGALINE | Carrigaline [T41,T42] | BARNAHELY |  | 51.8295 | -8.3779
021552Z | MV/LV Substation WO***552Z |  | 10 kV | _ | LV | 400 kVA :Kiosk Substation | 0.4 | --> | 0.4 | 0.327 | 6.78 |  | --> | 0.38 | 0 | 0.031 | 0.347 | 0 |  | --> | C18 ex CASTLEVIEW | Castleview [T101,T102] | CASTLEVIEW |  | 51.912 | -8.3922
010396X | MV/LV Substation MA***396X |  | 20 kV | _ | LV | 200 kVA :Kiosk Substation | 0.2 | --> | 0.2 | 0 | 0 | Constrained, otherwise capacity available =173 kVA | --> | 0.19 | 0 | 0 | 0 | 0 | Constrained, otherwise capacity available =186 kW | --> | E11 ex BALLYHALE | Ballyhale [T42,T421] | KILKENNY |  | 52.5229 | -7.1362
066546Z | MV/LV Substation TU***546Z |  | 20 kV | _ | LV | 630 kVA :Kiosk Substation | 0.63 | --> | 0.63 | 0 | 0 | Constrained, otherwise capacity available =511 kVA | --> | 0.598 | 0 | 0 | 0 | 0 | Constrained, otherwise capacity available =582 kW | --> | E15 ex BATTER LANE TEMPORARY | Batter Lane Temporary 38kv [T421] | GLASMORE |  | 53.4885 | -6.153
033608Y | MV/LV Substation CL***608Y |  | 10 kV | _ | LV | 400 kVA :Building Structure | 0.4 | --> | 0.4 | 0 | 0 | Constrained, otherwise capacity available =306 kVA | --> | 0.38 | 0 | 0.16 | 0.059 | 0 | Constrained, otherwise capacity available =248 kW | --> | C16 ex CREGG ROAD | Cregg Road [T41,T42] | BALLYDINE |  | 52.3489 | -7.3894
233351 | MV/LV Substation MT***351 |  | 10 kV | _ | LV | 50 kVA :Pole Substation | 0.05 | --> | 0.05 | 0 | 0 | Constrained, otherwise capacity available =42 kVA | --> | 0.048 | 0 | 0.009 | 0 | 0 | Constrained, otherwise capacity available =40 kW | --> | C18 ex CASTLEISLAND | Castleisland [T41,T42] | TRALEE |  | 52.2402 | -9.5244
288184 | MV/LV Substation DU***184 |  | 10 kV | _ | LV | 630 kVA :Building Structure | 0.63 | --> | 0.63 | 0 | 0 | Constrained, otherwise capacity available =488 kVA | --> | 0.598 | 0 | 0 | 0.5 | 0 |  | --> | C20 ex DUNDRUM | Dundrum [T41,T42] | BLACKROCK |  | 53.2911 | -6.2465
059130Y | MV/LV Substation PO***130Y |  | 10 kV | _ | LV | 50 kVA :Pole Substation | 0.05 | --> | 0.05 | 0 | 0 | Constrained, otherwise capacity available =33 kVA | --> | 0.048 | 0 | 0.005 | 0 | 0 | Constrained, otherwise capacity available =41 kW | --> | C20 ex CAVAN | Cavan [T42,T421] | SHANKILL |  | 53.9918 | -7.2813
035700 | MV/LV Substation MO***700 |  | 20 kV | _ | LV | 50 kVA :Pole Substation | 0.05 | --> | 0.05 | 0.043 | 0.49 |  | --> | 0.048 | 0 | 0.01 | 0 | 0 | Constrained, otherwise capacity available =39 kW | --> | E15 ex ARDFINNAN | Ardfinnan [T421] | CAHIR |  | 52.2825 | -7.8003
1374134 | MV/LV Substation BA***4134 |  | 10 kV | _ | LV | 100 kVA :Pole Substation | 0.1 | --> | 0.1 | 0.088 | 2 |  | --> | 0.095 | 0 | 0.031 | 0 | 0 | Constrained, otherwise capacity available =70 kW | --> | C15 ex CAUSEWAY | Causeway [T41,T42] | TRALEE |  | 52.3763 | -9.7191
156248X | MV/LV Substation CL***248X |  | 10 kV | _ | LV | 50 kVA :Pole Substation | 0.05 | --> | 0.05 | 0 | 0 | Constrained, otherwise capacity available =40 kVA | --> | 0.048 | 0 | 0 | 0 | 0 | Constrained, otherwise capacity available =46 kW | --> | C15 ex DRUMBEAR | Drumbear [T41,T42] | LISDRUM |  | 54.2292 | -6.858
281647 | MV/LV Substation LA***647 |  | 10 kV | _ | LV | 50 kVA :Pole Substation | 0.05 | --> | 0.05 | 0 | 0 | Constrained, otherwise capacity available =36 kVA | --> | 0.048 | 0 | 0 | 0 | 0 | Constrained, otherwise capacity available =46 kW | --> | C18 ex DOUGLAS | Douglas [T41,T42] | TRABEG |  | 51.853 | -8.4072
081589Z | MV/LV Substation KI***589Z |  | 10 kV | _ | LV | 630 kVA :Building Structure | 0.63 | --> | 0.63 | 0 | 0 | Constrained, otherwise capacity available =509 kVA | --> | 0.598 | 0 | 0.03 | 0.5 | 0 |  | --> | C19 ex CLONDALKIN | Clondalkin [T41,T42,T44] | INCHICORE 220KV |  | 53.3051 | -6.4291
021121X | MV/LV Substation BI***121X |  | 20 kV | _ | LV | 100 kVA :Pole Substation | 0.1 | --> | 0.1 | 0 | 0 | Constrained, otherwise capacity available =84 kVA | --> | 0.095 | 0 | 0 | 0.093 | 0 |  | --> | C11 ex RIVERSTOWN | Riverstown [T41,T42] | KILBARRY |  | 52.0114 | -8.3615
007964X | MV/LV Substation KI***964X |  | 20 kV | _ | LV | 50 kVA :Pole Substation | 0.05 | --> | 0.05 | 0.049 | 0.14 |  | --> | 0.048 | 0 | 0 | 0 | 0 | Constrained, otherwise capacity available =47 kW | --> | C12 ex CARRIGLAWN | Carriglawn [T41,T42] | WEXFORD |  | 52.366 | -6.4317
041232Y | MV/LV Substation TA***232Y |  | 20 kV | _ | LV | 50 kVA :Pole Substation | 0.05 | --> | 0.05 | 0 | 0 | Constrained, otherwise capacity available =46 kVA | --> | 0.048 | 0 | 0 | 0 | 0 | Constrained, otherwise capacity available =47 kW | --> | E19 ex DALTON | Dalton [T421,T422] | DALTON |  | 53.6926 | -9.0756
253029 | MV/LV Substation PU***029 |  | 10 kV | _ | LV | 630 kVA :Building Structure | 0.63 | --> | 0.63 | 0 | 0 | Constrained, otherwise capacity available =423 kVA | --> | 0.598 | 0 | 0.005 | 0 | 0 | Constrained, otherwise capacity available =566 kW | --> | C12 ex TUAM SOUTH | Tuam South [T42] | CLOON |  | 53.5191 | -8.8438
064695Y | MV/LV Substation ST***695Y |  | 20 kV | _ | LV | 50 kVA :Pole Substation | 0.05 | --> | 0.05 | 0 | 0 | Constrained, otherwise capacity available =43 kVA | --> | 0.048 | 0 | 0 | 0 | 0 | Constrained, otherwise capacity available =46 kW | --> | E15 ex DULEEK | Duleek [T421,T422] | DRYBRIDGE |  | 53.693 | -6.4476
041043 | MV/LV Substation LU***043 |  | 10 kV | _ | LV | 200 kVA :Kiosk Substation | 0.2 | --> | 0.2 | 0 | 0 | Constrained, otherwise capacity available =153 kVA | --> | 0.19 | 0 | 0.005 | 0 | 0 | Constrained, otherwise capacity available =180 kW | --> | E13 ex DALTON | Dalton [T421,T422] | DALTON |  | 53.7255 | -9.0002
060461Y | MV/LV Substation FO***461Y |  | 10 kV | _ | LV | 400 kVA :Kiosk Substation | 0.4 | --> | 0.4 | 0.317 | 2.57 |  | --> | 0.38 | 0 | 0 | 0 | 0 | Constrained, otherwise capacity available =368 kW | --> | C19 ex ERRIGAL | Errigal [T41,T422] | SHANKILL |  | 54.0736 | -7.0825
061323 | MV/LV Substation MA***323 |  | 10 kV | _ | LV | 50 kVA :Pole Substation | 0.05 | --> | 0.05 | 0.049 | 2.04 |  | --> | 0.048 | 0 | 0 | 0 | 0 | Constrained, otherwise capacity available =47 kW | --> | C19 ex BALLYBAY | Ballybay [T41,T42] | LISDRUM |  | 54.0585 | -6.9477
0254377 | MV/LV Substation EF***4377 |  | 10 kV | _ | LV | 50 kVA :Pole Substation | 0.05 | --> | 0.05 | 0 | 0 | Constrained, otherwise capacity available =48 kVA | --> | 0.048 | 0 | 0 | 0 | 0 | Constrained, otherwise capacity available =47 kW | --> | C12 ex KILMALLOCK | Kilmallock [T41,T42] | CHARLEVILLE |  | 52.3577 | -8.6087
0154354 | MV/LV Substation ST***4354 |  | 10 kV | _ | LV | 630 kVA :Kiosk Substation | 0.63 | --> | 0.63 | 0 | 0 | Constrained, otherwise capacity available =630 kVA | --> | 0.598 | 0 | 0 | 0 | 0 | Constrained, otherwise capacity available =598 kW | --> | C11 ex NAAS | Naas [T41,T42] | KILTEEL |  | 53.2121 | -6.6428
0584343 | MV/LV Substation SO***4343 |  | 10 kV | _ | LV | 200 kVA :Kiosk Substation | 0.2 | --> | 0.2 | 0.2 | 3 |  | --> | 0.19 | 0 | 0 | 0 | 0 | Constrained, otherwise capacity available =190 kW | --> | C21 ex NENAGH | Nenagh [T41,T42] | NENAGH |  | 52.8646 | -8.2304
125030Y | MV/LV Substation EF***030Y |  | 20 kV | _ | LV | 200 kVA :Kiosk Substation | 0.2 | --> | 0.2 | 0.157 | 0.22 |  | --> | 0.19 | 0 | 0.01 | 0 | 0 | Constrained, otherwise capacity available =177 kW | --> | C16 ex KILSHANNY | Kilshanny [T41,T42] | CAHIR |  | 52.2682 | -8.0992
154033Z | MV/LV Substation PA***033Z |  | 10 kV | _ | LV | 400 kVA :Building Structure | 0.4 | --> | 0.4 | 0 | 0 | Constrained, otherwise capacity available =297 kVA | --> | 0.38 | 0 | 0.071 | 0.313 | 0 |  | --> | C14 ex MACETOWN | Macetown [T101,T102] | MACETOWN |  | 53.4082 | -6.4135
066225 | MV/LV Substation SO***225 |  | 10 kV | _ | LV | 100 kVA :Pole Substation | 0.1 | --> | 0.1 | 0 | 0 | Constrained, otherwise capacity available =74 kVA | --> | 0.095 | 0 | 0.016 | 0.08 | 0 |  | --> | C20 ex SUTTON | Sutton [T41,T42] | GRANGE (DR) |  | 53.37 | -6.0824
3654216 | MV/LV Substation ML***4216 |  | 10 kV | _ | LV | 630 kVA :Building Structure | 0.63 | --> | 0.63 | 0 | 0 | Constrained, otherwise capacity available =473 kVA | --> | 0.598 | 0 | 0.06 | 0.5 | 0 |  | --> | C22 ex FORTUNESTOWN | Fortunestown [T101,T102] | INCHICORE 220KV |  | 53.2887 | -6.4562
363182 | MV/LV Substation EA***182 |  | 20 kV | _ | LV | 200 kVA :Kiosk Substation | 0.2 | --> | 0.2 | 0.175 | 3.25 |  | --> | 0.19 | 0 | 0 | 0 | 0 | Constrained, otherwise capacity available =187 kW | --> | E18 ex BALLYBUNION | Ballybunion [T421,T422] | TRIEN |  | 52.5079 | -9.6661
069553 | MV/LV Substation CA***553 |  | 10 kV | _ | LV | 630 kVA :Building Structure | 0.63 | --> | 0.63 | 0.5 | 3 |  | --> | 0.598 | 0 | 0 | 0.5 | 0 |  | --> | C31 ex INCHICORE CENTRAL | Inchicore Central [T43,T45] | INCHICORE 220KV |  | 53.3277 | -6.3347
127023 | MV/LV Substation GR***023 |  | 10 kV | _ | LV | 50 kVA :Pole Substation | 0.05 | --> | 0.05 | 0 | 0 | Constrained, otherwise capacity available =46 kVA | --> | 0.048 | 0 | 0 | 0 | 0 | Constrained, otherwise capacity available =47 kW | --> | C17 ex HOLYCROSS ROAD | Holycross Road [T41,T42] | THURLES |  | 52.7522 | -7.95
176016 | MV/LV Substation T ***016 |  | 20 kV | _ | LV | 400 kVA :Building Structure | 0.4 | --> | 0.4 | 0.242 | 18.78 |  | --> | 0.38 | 0 | 0 | 0.358 | 0 |  | --> | E17 ex HARTNETTS CROSS | Hartnetts Cross [T121,T422] | HARTNETTS CROSS |  | 51.983 | -9.1433
068378 | MV/LV Substation CE***378 |  | 10 kV | _ | LV | 630 kVA :Kiosk Substation | 0.63 | --> | 0.63 | 0.494 | 11.14 |  | --> | 0.598 | 0 | 0.01 | 0.5 | 0 |  | --> | C24 ex CABRA | Cabra [T101,T102] | FINGLAS |  | 53.362 | -6.2933
042003 | MV/LV Substation LU***003 |  | 10 kV | _ | LV | 630 kVA :Kiosk Substation | 0.63 | --> | 0.63 | 0.376 | 1.93 |  | --> | 0.598 | 0 | 0 | 0 | 0 | Constrained, otherwise capacity available =563 kW | --> | C13 ex TURLOUGH ROAD | Turlough Road [T41,T42] | CASTLEBAR |  | 53.8576 | -9.2965
0174404 | MV/LV Substation WO***4404 |  | 10 kV | _ | LV | 400 kVA :Kiosk Substation | 0.4 | --> | 0.4 | 0.345 | 1.05 |  | --> | 0.38 | 0 | 0 | 0 | 0 | Constrained, otherwise capacity available =372 kW | --> | C19 ex NEWCASTLEWEST | Newcastlewest [T41,T42] | RATHKEALE |  | 52.4419 | -9.0527
039009Y | MV/LV Substation HA***009Y |  | 10 kV | _ | LV | 400 kVA :Building Structure | 0.4 | --> | 0.4 | 0.323 | 11.03 |  | --> | 0.38 | 0 | 0 | 0.369 | 0 |  | --> | C24 ex SALTHILL | Salthill [T101,T102] | SALTHILL |  | 53.2634 | -9.1022
2934516 | MV/LV Substation CA***4516 |  | 20 kV | _ | LV | 50 kVA :Pole Substation | 0.05 | --> | 0.05 | 0.05 | 0.43 |  | --> | 0.048 | 0 | 0 | 0 | 0 | Constrained, otherwise capacity available =48 kW | --> | E13 ex TULLOW | Tullow [T421,T422] | CARLOW |  | 52.7911 | -6.785
0584346 | MV/LV Substation BA***4346 |  | 10 kV | _ | LV | 50 kVA :Pole Substation | 0.05 | --> | 0.05 | 0.048 | 3 |  | --> | 0.048 | 0 | 0 | 0 | 0 | Constrained, otherwise capacity available =47 kW | --> | C25 ex NENAGH | Nenagh [T41,T42] | NENAGH |  | 52.846 | -8.1144
2884226 | MV/LV Substation GR***4226 |  | 10 kV | _ | LV | 630 kVA :Kiosk Substation | 0.63 | --> | 0.63 | 0 | 0 | Constrained, otherwise capacity available =630 kVA | --> | 0.598 | 0 | 0 | 0.5 | 0 |  | --> | C17 ex CARRICKMINES | Carrickmines [T41,T42] | CARRICKMINES |  | 53.2432 | -6.1988
012481Y | MV/LV Substation CL***481Y |  | 10 kV | _ | LV | 200 kVA :Kiosk Substation | 0.2 | --> | 0.2 | 0.178 | 1.99 |  | --> | 0.19 | 0 | 0 | 0 | 0 | Constrained, otherwise capacity available =187 kW | --> | C11 ex GRAIGUE | Graigue [T41,T42] | CARLOW |  | 52.8305 | -6.9345
031220 | MV/LV Substation BA***220 |  | 20 kV | _ | LV | 50 kVA :Pole Substation | 0.05 | --> | 0.05 | 0 | 0 | Constrained, otherwise capacity available =48 kVA | --> | 0.048 | 0 | 0 | 0 | 0 | Constrained, otherwise capacity available =47 kW | --> | E13 ex FOXHOLE | Foxhole [T421,T422] | DUNGARVAN |  | 51.9816 | -7.7334
037097Y | MV/LV Substation BA***097Y |  | 10 kV | _ | LV | 400 kVA :Building Structure | 0.4 | --> | 0.4 | 0 | 0 | Constrained, otherwise capacity available =311 kVA | --> | 0.38 | 0 | 0.06 | 0 | 0 | Constrained, otherwise capacity available =323 kW | --> | C19 ex ENNIS NORTH | Ennis North [T41,T42] | ENNIS |  | 52.8757 | -8.9605
0524452 | MV/LV Substation ST***4452 |  | 20 kV | _ | LV | 50 kVA :Pole Substation | 0.05 | --> | 0.05 | 0 | 0 | Constrained, otherwise capacity available =50 kVA | --> | 0.048 | 0 | 0 | 0 | 0 | Constrained, otherwise capacity available =48 kW | --> | E14 ex BALLINDERRY | Ballinderry [T41,T422] | MULLINGAR |  | 53.4178 | -7.3011
176874 | MV/LV Substation CO***874 |  | 20 kV | _ | LV | 50 kVA :Pole Substation | 0.05 | --> | 0.05 | 0.034 | 18.78 |  | --> | 0.048 | 0 | 0.01 | 0.038 | 0 |  | --> | E17 ex HARTNETTS CROSS | Hartnetts Cross [T121,T422] | HARTNETTS CROSS |  | 51.9284 | -9.216
204078X | MV/LV Substation WO***078X |  | 20 kV | _ | LV | 50 kVA :Pole Substation | 0.05 | --> | 0.05 | 0.045 | 2.02 |  | --> | 0.048 | 0 | 0 | 0 | 0 | Constrained, otherwise capacity available =47 kW | --> | E17 ex BALLYMACARRY | Ballymacarry [T421] | TRILLICK |  | 55.0768 | -7.4506
110509 | MV/LV Substation PA***509 |  | 20 kV | _ | LV | 400 kVA :Building Structure | 0.4 | --> | 0.4 | 0.317 | 0.76 |  | --> | 0.38 | 0 | 0 | 0 | 0 | Constrained, otherwise capacity available =368 kW | --> | E19 ex KENMARE | Kenmare [T421] | KNOCKEARAGH |  | 51.8158 | -9.8747
020201 | MV/LV Substation CO***201 |  | 10 kV | _ | LV | 200 kVA :Pole Substation | 0.2 | --> | 0.2 | 0 | 0 | Constrained, otherwise capacity available =186 kVA | --> | 0.19 | 0 | 0 | 0 | 0 | Constrained, otherwise capacity available =188 kW | --> | C18 ex COOLCORCORAN | Coolcorcoran [T41,T42] | KNOCKEARAGH |  | 52.0683 | -9.6356
365090X | MV/LV Substation KI***090X |  | 10 kV | _ | LV | 200 kVA :Pole Substation | 0.2 | --> | 0.2 | 0 | 0 | Constrained, otherwise capacity available =116 kVA | --> | 0.19 | 0 | 0.036 | 0.152 | 0 |  | --> | C19 ex CLONDALKIN | Clondalkin [T41,T42,T44] | INCHICORE 220KV |  | 53.2963 | -6.4227
0824399 | MV/LV Substation ST***4399 |  | 10 kV | _ | LV | 200 kVA :Kiosk Substation | 0.2 | --> | 0.2 | 0.135 | 2.01 |  | --> | 0.19 | 0 | 0.006 | 0 | 0 | Constrained, otherwise capacity available =176 kW | --> | C16 ex ABBEYLAND | Abbeyland [T41,T42] | NAVAN |  | 53.6518 | -6.6986
041425X | MV/LV Substation CL***425X |  | 20 kV | _ | LV | 50 kVA :Pole Substation | 0.05 | --> | 0.05 | 0 | 0 | Constrained, otherwise capacity available =46 kVA | --> | 0.048 | 0 | 0 | 0 | 0 | Constrained, otherwise capacity available =47 kW | --> | E18 ex DALTON | Dalton [T421,T422] | DALTON |  | 53.6999 | -8.9912
288332 | MV/LV Substation EA***332 |  | 10 kV | _ | LV | 400 kVA :Kiosk Substation | 0.4 | --> | 0.4 | 0 | 0 | Constrained, otherwise capacity available =193 kVA | --> | 0.38 | 0 | 0.109 | 0.27 | 0 |  | --> | C17 ex SANDYFORD | Sandyford [T41,T42] | CARRICKMINES |  | 53.2674 | -6.2156
073008 | MV/LV Substation BA***008 |  | 20 kV | _ | LV | 200 kVA :Pole Substation | 0.2 | --> | 0.2 | 0 | 0 | Constrained, otherwise capacity available =106 kVA | --> | 0.19 | 0 | 0.04 | 0 | 0 | Constrained, otherwise capacity available =147 kW | --> | C15 ex MOATE | Moate [T41,T42] | ATHLONE |  | 53.3955 | -7.7304
276960 | MV/LV Substation KI***960 |  | 10 kV | _ | LV | 200 kVA :Building Structure | 0.2 | --> | 0.2 | 0 | 0 | Constrained, otherwise capacity available =169 kVA | --> | 0.19 | 0 | 0 | 0 | 0 | Constrained, otherwise capacity available =186 kW | --> | C20 ex COOLCORCORAN | Coolcorcoran [T41,T42] | KNOCKEARAGH |  | 52.0965 | -9.4695
008407X | MV/LV Substation CO***407X |  | 10 kV | _ | LV | 50 kVA :Pole Substation | 0.05 | --> | 0.05 | 0.049 | 0.2 |  | --> | 0.048 | 0 | 0 | 0 | 0 | Constrained, otherwise capacity available =47 kW | --> | E17 ex BEALISTOWN | Bealistown [T421,T422] | GREAT ISLAND |  | 52.1951 | -6.8569
012630 | MV/LV Substation NE***630 |  | 10 kV | _ | LV | 50 kVA :Pole Substation | 0.05 | --> | 0.05 | 0.044 | 1.99 |  | --> | 0.048 | 0 | 0 | 0 | 0 | Constrained, otherwise capacity available =47 kW | --> | C18 ex GRAIGUE | Graigue [T41,T42] | CARLOW |  | 52.8801 | -6.9305
053691Y | MV/LV Substation SN***691Y |  | 10 kV | _ | LV | 200 kVA :Kiosk Substation | 0.2 | --> | 0.2 | 0.186 | 3.28 |  | --> | 0.19 | 0 | 0 | 0.188 | 0 |  | --> | C25 ex SRAH | Srah [T43] | THORNSBERRY |  | 53.2801 | -7.507
015303Z | MV/LV Substation GO***303Z |  | 10 kV | _ | LV | 50 kVA :Pole Substation | 0.05 | --> | 0.05 | 0 | 0 | Constrained, otherwise capacity available =29 kVA | --> | 0.048 | 0 | 0.005 | 0 | 0 | Constrained, otherwise capacity available =41 kW | --> | E18 ex BLESSINGTON | Blessington [T421,T422] | KILTEEL |  | 53.2024 | -6.4781
118442Y | MV/LV Substation BR***442Y |  | 20 kV | _ | LV | 50 kVA :Pole Substation | 0.05 | --> | 0.05 | 0 | 0 | Constrained, otherwise capacity available =50 kVA | --> | 0.048 | 0 | 0 | 0 | 0 | Constrained, otherwise capacity available =48 kW | --> | E11 ex CREAGH | Creagh [T421,T422] | ATHLONE |  | 53.3384 | -8.2035
014909Z | MV/LV Substation RO***909Z |  | 10 kV | _ | LV | 200 kVA :Kiosk Substation | 0.2 | --> | 0.2 | 0 | 0 | Constrained, otherwise capacity available =140 kVA | --> | 0.19 | 0 | 0 | 0 | 0 | Constrained, otherwise capacity available =182 kW | --> | C15 ex MORRISTOWN | Morristown [T41,T42] | NEWBRIDGE |  | 53.1892 | -6.8053
066443 | MV/LV Substation BA***443 |  | 20 kV | _ | LV | 200 kVA :Pole Substation | 0.2 | --> | 0.2 | 0 | 0 | Constrained, otherwise capacity available =190 kVA | --> | 0.19 | 0 | 0.004 | 0 | 0 | Constrained, otherwise capacity available =186 kW | --> | E15 ex ASHBOURNE | Ashbourne [T421,T422] | FINGLAS |  | 53.4956 | -6.3939
064795Y | MV/LV Substation NA***795Y |  | 10 kV | _ | LV | 100 kVA :Pole Substation | 0.1 | --> | 0.1 | 0 | 0 | Constrained, otherwise capacity available =97 kVA | --> | 0.095 | 0 | 0.006 | 0 | 0 | Constrained, otherwise capacity available =90 kW | --> | C13 ex DRYBRIDGE | Drybridge [T41,T42] | DRYBRIDGE |  | 53.7695 | -6.3963
021124X | MV/LV Substation BI***124X |  | 20 kV | _ | LV | 400 kVA :Kiosk Substation | 0.4 | --> | 0.4 | 0 | 0 | Constrained, otherwise capacity available =281 kVA | --> | 0.38 | 0 | 0.022 | 0.347 | 0 |  | --> | C11 ex RIVERSTOWN | Riverstown [T41,T42] | KILBARRY |  | 52.0088 | -8.3481
266759 | MV/LV Substation KE***759 |  | 20 kV | _ | LV | 100 kVA :Pole Substation | 0.1 | --> | 0.1 | 0 | 0 | Constrained, otherwise capacity available =80 kVA | --> | 0.095 | 0 | 0 | 0 | 0 | Constrained, otherwise capacity available =92 kW | --> | E17 ex CARNDONAGH | Carndonagh [T421,T422] | TRILLICK |  | 55.2612 | -7.2542
029660 | MV/LV Substation KI***660 |  | 10 kV | _ | LV | 630 kVA :Kiosk Substation | 0.63 | --> | 0.63 | 0 | 0 | Constrained, otherwise capacity available =556 kVA | --> | 0.598 | 0 | 0 | 0 | 0 | Constrained, otherwise capacity available =588 kW | --> | C18 ex KILLACLOYNE | Killacloyne [T41,T42] | MIDLETON |  | 51.9092 | -8.2871
3654084 | MV/LV Substation BR***4084 |  | 10 kV | _ | LV | 1000 kVA :Building Structure | 1 | --> | 1 | 0 | 0 | Constrained, otherwise capacity available =768 kVA | --> | 0.95 | 0 | 0 | 0.5 | 0 |  | --> | C21 ex TYMON | Tymon [T41,T42] | COOKSTOWN |  | 53.2974 | -6.3577
0814273 | MV/LV Substation KI***4273 |  | 10 kV | _ | LV | 400 kVA :Kiosk Substation | 0.4 | --> | 0.4 | 0 | 0 | Constrained, otherwise capacity available =324 kVA | --> | 0.38 | 0 | 0.005 | 0 | 0 | Constrained, otherwise capacity available =366 kW | --> | C20 ex CELBRIDGE | Celbridge [T41,T42] | GRIFFINRATH |  | 53.3238 | -6.5486
009363 | MV/LV Substation SP***363 |  | 10 kV | _ | LV | 50 kVA :Pole Substation | 0.05 | --> | 0.05 | 0 | 0 | Constrained, otherwise capacity available =49 kVA | --> | 0.048 | 0 | 0 | 0 | 0 | Constrained, otherwise capacity available =47 kW | --> | C12 ex GRANGE (SR) | Grange (sr) [T41,T42] | BUTLERSTOWN |  | 52.2448 | -7.1208
293639Z | MV/LV Substation OL***639Z |  | 20 kV | _ | LV | 400 kVA :Kiosk Substation | 0.4 | --> | 0.4 | 0.387 | 0.43 |  | --> | 0.38 | 0 | 0 | 0 | 0 | Constrained, otherwise capacity available =378 kW | --> | E15 ex TULLOW | Tullow [T421,T422] | CARLOW |  | 52.8022 | -6.7355
081509Y | MV/LV Substation NE***509Y |  | 10 kV | _ | LV | 100 kVA :Pole Substation | 0.1 | --> | 0.1 | 0 | 0 | Constrained, otherwise capacity available =68 kVA | --> | 0.095 | 0 | 0.025 | 0 | 0 | Constrained, otherwise capacity available =72 kW | --> | C20 ex CELBRIDGE | Celbridge [T41,T42] | GRIFFINRATH |  | 53.3151 | -6.5529
281920X | MV/LV Substation BA***920X |  | 10 kV | _ | LV | 50 kVA :Pole Substation | 0.05 | --> | 0.05 | 0 | 0 | Constrained, otherwise capacity available =45 kVA | --> | 0.048 | 0 | 0.006 | 0 | 0 | Constrained, otherwise capacity available =42 kW | --> | C21 ex KILMONEY | Kilmoney [T41,T42] | TRABEG |  | 51.7586 | -8.3336
053388 | MV/LV Substation DA***388 |  | 20 kV | _ | LV | 200 kVA :Pole Substation | 0.2 | --> | 0.2 | 0 | 0 | Constrained, otherwise capacity available =149 kVA | --> | 0.19 | 0 | 0.006 | 0.178 | 0 |  | --> | E20 ex CLONMINCH | Clonminch [T41,T422] | THORNSBERRY |  | 53.3014 | -7.2902
060293X | MV/LV Substation CA***293X |  | 20 kV | _ | LV | 50 kVA :Pole Substation | 0.05 | --> | 0.05 | 0.044 | 2.57 |  | --> | 0.048 | 0 | 0 | 0 | 0 | Constrained, otherwise capacity available =47 kW | --> | E14 ex ERRIGAL | Errigal [T41,T422] | SHANKILL |  | 54.0575 | -7.0739
162185X | MV/LV Substation BL***185X |  | 10 kV | _ | LV | 200 kVA :Kiosk Substation | 0.2 | --> | 0.2 | 0.159 | 0.25 |  | --> | 0.19 | 0 | 0.015 | 0 | 0 | Constrained, otherwise capacity available =173 kW | --> | C16 ex ROSSGEIR | Rossgeir [T41,T42] | LETTERKENNY |  | 54.9309 | -7.4664
2044124 | MV/LV Substation DO***4124 |  | 20 kV | _ | LV | 200 kVA :Pole Substation | 0.2 | --> | 0.2 | 0 | 0 | Constrained, otherwise capacity available =200 kVA | --> | 0.19 | 0 | 0 | 0 | 0 | Constrained, otherwise capacity available =190 kW | --> | E17 ex BUNCRANA | Buncrana [T421,T422] | TRILLICK |  | 55.1508 | -7.4347
0934127 | MV/LV Substation BA***4127 |  | 10 kV | _ | LV | 630 kVA :Kiosk Substation | 0.63 | --> | 0.63 | 0 | 0 | Constrained, otherwise capacity available =583 kVA | --> | 0.598 | 0 | 0.016 | 0.5 | 0 |  | --> | C18 ex POPPINTREE | Poppintree [T101,T102] | FINGLAS |  | 53.3958 | -6.2655
022280 | MV/LV Substation KI***280 |  | 10 kV | _ | LV | 200 kVA :Pole Substation | 0.2 | --> | 0.2 | 0.196 | 2.24 |  | --> | 0.19 | 0 | 0.13 | 0 | 0 | Constrained, otherwise capacity available =93 kW | --> | C13 ex CASTLETOWNROCHE | Castletownroche [T41] | MALLOW |  | 52.1548 | -8.5373
029335Y | MV/LV Substation BA***335Y |  | 10 kV | _ | LV | 630 kVA :Building Structure | 0.63 | --> | 0.63 | 0 | 0 | Constrained, otherwise capacity available =560 kVA | --> | 0.598 | 0 | 0 | 0 | 0 | Constrained, otherwise capacity available =589 kW | --> | C17 ex KILLACLOYNE | Killacloyne [T41,T42] | MIDLETON |  | 51.906 | -8.2692
0074339 | MV/LV Substation BR***4339 |  | 20 kV | _ | LV | 200 kVA :Pole Substation | 0.2 | --> | 0.2 | 0.2 | 1.4 |  | --> | 0.19 | 0 | 0 | 0 | 0 | Constrained, otherwise capacity available =190 kW | --> | E12 ex KILLINICK | Killinick [T421,T422] | WEXFORD |  | 52.2467 | -6.3456
006538 | MV/LV Substation SP***538 |  | 20 kV | _ | LV | 100 kVA :Pole Substation | 0.1 | --> | 0.1 | 0 | 0 | Constrained, otherwise capacity available =97 kVA | --> | 0.095 | 0 | 0 | 0 | 0 | Constrained, otherwise capacity available =95 kW | --> | E18 ex CLONROCHE | Clonroche [T421,T422] | WEXFORD |  | 52.4233 | -6.6315
2544139 | MV/LV Substation CL***4139 |  | 20 kV | _ | LV | 50 kVA :Pole Substation | 0.05 | --> | 0.05 | 0 | 0 | Constrained, otherwise capacity available =50 kVA | --> | 0.048 | 0 | 0 | 0 | 0 | Constrained, otherwise capacity available =48 kW | --> | E16 ex GLENAMADDY | Glenamaddy [T422] | ATHLONE |  | 53.5573 | -8.6514
109021 | MV/LV Substation BA***021 |  | 10 kV | _ | LV | 400 kVA :Kiosk Substation | 0.4 | --> | 0.4 | 0 | 0 | Constrained, otherwise capacity available =304 kVA | --> | 0.38 | 0 | 0.058 | 0 | 0 | Constrained, otherwise capacity available =324 kW | --> | E16 ex DRUMLINE | Drumline [T421,T422] | DRUMLINE |  | 52.7145 | -8.8628
355062X | MV/LV Substation NE***062X |  | 10 kV | _ | LV | 400 kVA :Building Structure | 0.4 | --> | 0.4 | 0.06 | 0.06 | Constrained, otherwise capacity available =369 kVA | --> | 0.38 | 0 | 0 | 0 | 0 | Constrained, otherwise capacity available =376 kW | --> | C17 ex TUBBERCURRY | Tubbercurry [T41,T42] | TONROE |  | 54.054 | -8.7598
009274 | MV/LV Substation UR***274 |  | 10 kV | _ | LV | 400 kVA :Kiosk Substation | 0.4 | --> | 0.4 | 0 | 0 | Constrained, otherwise capacity available =336 kVA | --> | 0.38 | 0 | 0.011 | 0 | 0 | Constrained, otherwise capacity available =363 kW | --> | C12 ex GRANGE (SR) | Grange (sr) [T41,T42] | BUTLERSTOWN |  | 52.2462 | -7.1163
011161 | MV/LV Substation SE***161 |  | 10 kV | _ | LV | 200 kVA :Pole Substation | 0.2 | --> | 0.2 | 0 | 0 | Constrained, otherwise capacity available =150 kVA | --> | 0.19 | 0 | 0 | 0 | 0 | Constrained, otherwise capacity available =183 kW | --> | C17 ex ROSEHILL | Rosehill [T41,T42] | KILKENNY |  | 52.6365 | -7.2696
041033 | MV/LV Substation MO***033 |  | 10 kV | _ | LV | 630 kVA :Kiosk Substation | 0.63 | --> | 0.63 | 0 | 0 | Constrained, otherwise capacity available =474 kVA | --> | 0.598 | 0 | 0.045 | 0 | 0 | Constrained, otherwise capacity available =543 kW | --> | E13 ex DALTON | Dalton [T421,T422] | DALTON |  | 53.7209 | -8.9991
099502X | MV/LV Substation RA***502X |  | 10 kV | _ | LV | 400 kVA :Kiosk Substation | 0.4 | --> | 0.4 | 0 | 0 | Constrained, otherwise capacity available =179 kVA | --> | 0.38 | 0 | 0.048 | 0 | 0 | Constrained, otherwise capacity available =313 kW | --> | C12 ex CULLION | Cullion [T41,T42] | LETTERKENNY |  | 54.9407 | -7.7466
069230 | MV/LV Substation WI***230 |  | 10 kV | _ | LV | 630 kVA :Kiosk Substation | 0.63 | --> | 0.63 | 0.256 | 4.91 |  | --> | 0.598 | 0 | 0.03 | 0.5 | 0 |  | --> | C14 ex CRUMLIN | Crumlin [T41,T42] | INCHICORE 220KV |  | 53.3199 | -6.3149
039906 | MV/LV Substation CH***906 |  | 10 kV | _ | LV | 50 kVA :Pole Substation | 0.05 | --> | 0.05 | 0.024 | 11.03 |  | --> | 0.048 | 0 | 0.02 | 0.029 | 0 |  | --> | C36 ex SALTHILL | Salthill [T101,T102] | SALTHILL |  | 53.2958 | -9.0847
281727Z | MV/LV Substation LE***727Z |  | 20 kV | _ | LV | 630 kVA :Kiosk Substation | 0.63 | --> | 0.63 | 0.5 | 17.47 |  | --> | 0.598 | 0 | 0.032 | 0.5 | 0 |  | --> | E11 ex COOLROE | Coolroe [T121,T122] | COOLROE |  | 51.8922 | -8.5955
038735X | MV/LV Substation KI***735X |  | 20 kV | _ | LV | 50 kVA :Pole Substation | 0.05 | --> | 0.05 | 0 | 0 | Constrained, otherwise capacity available =42 kVA | --> | 0.048 | 0 | 0.01 | 0 | 0 | Constrained, otherwise capacity available =39 kW | --> | E13 ex GORT | Gort [T41,T42] | ENNIS |  | 53.098 | -8.8164
0304202 | MV/LV Substation KI***4202 |  | 20 kV | _ | LV | 50 kVA :Pole Substation | 0.05 | --> | 0.05 | 0 | 0 | Constrained, otherwise capacity available =50 kVA | --> | 0.048 | 0 | 0 | 0 | 0 | Constrained, otherwise capacity available =48 kW | --> | E19 ex FOXHOLE | Foxhole [T421,T422] | DUNGARVAN |  | 51.9858 | -8.0465
011305X | MV/LV Substation LO***305X |  | 10 kV | _ | LV | 200 kVA :Kiosk Substation | 0.2 | --> | 0.2 | 0 | 0 | Constrained, otherwise capacity available =166 kVA | --> | 0.19 | 0 | 0.005 | 0 | 0 | Constrained, otherwise capacity available =182 kW | --> | C16 ex TALBOTS INCH | Talbots Inch [T41,T42] | KILKENNY |  | 52.6587 | -7.2593
253003 | MV/LV Substation BI***003 |  | 10 kV | _ | LV | 1000 kVA :Building Structure | 1 | --> | 1 | 0 | 0 | Constrained, otherwise capacity available =795 kVA | --> | 0.95 | 0 | 0.024 | 0 | 0 | Constrained, otherwise capacity available =904 kW | --> | C13 ex TUAM SOUTH | Tuam South [T42] | CLOON |  | 53.5154 | -8.848
047219 | MV/LV Substation RO***219 |  | 20 kV | _ | LV | 50 kVA :Pole Substation | 0.05 | --> | 0.05 | 0.037 | 1.04 |  | --> | 0.048 | 0 | 0 | 0 | 0 | Constrained, otherwise capacity available =46 kW | --> | C18 ex BOYLE | Boyle [T41,T42] | CARRICK ON SHANNON |  | 53.8509 | -8.2032
1654122 | MV/LV Substation CL***4122 |  | 10 kV | _ | LV | 50 kVA :Pole Substation | 0.05 | --> | 0.05 | 0 | 0 | Constrained, otherwise capacity available =47 kVA | --> | 0.048 | 0 | 0 | 0 | 0 | Constrained, otherwise capacity available =47 kW | --> | C14 ex CLONAKILTY | Clonakilty [T41,T42] | DUNMANWAY |  | 51.6374 | -8.8963
068531 | MV/LV Substation SP***531 |  | 10 kV | _ | LV | 1000 kVA :Building Structure | 1 | --> | 1 | 0.5 | 14.34 |  | --> | 0.95 | 0 | 0.047 | 0.5 | 0 |  | --> | C13 ex NORTH QUAYS | North Quays [T101,T102,T103] | POOLBEG |  | 53.3601 | -6.2421
154382Z | MV/LV Substation HA***382Z |  | 10 kV | _ | LV | 630 kVA :Kiosk Substation | 0.63 | --> | 0.63 | 0 | 0 | Constrained, otherwise capacity available =562 kVA | --> | 0.598 | 0 | 0 | 0.5 | 0 |  | --> | C22 ex MACETOWN | Macetown [T101,T102] | MACETOWN |  | 53.3934 | -6.4388
052600Y | MV/LV Substation KI***600Y |  | 20 kV | _ | LV | 200 kVA :Pole Substation | 0.2 | --> | 0.2 | 0 | 0 | Constrained, otherwise capacity available =200 kVA | --> | 0.19 | 0 | 0 | 0 | 0 | Constrained, otherwise capacity available =190 kW | --> | E19 ex EDENDERRY | Edenderry [T421,T422] | BLAKE |  | 53.4537 | -7.1004
150583 | MV/LV Substation HE***583 |  | 20 kV | _ | LV | 400 kVA :Building Structure | 0.4 | --> | 0.4 | 0.385 | 3.96 |  | --> | 0.38 | 0 | 0.005 | 0 | 0 | Constrained, otherwise capacity available =374 kW | --> | E19 ex STRANORLAR | Stranorlar [T421,T422] | LETTERKENNY |  | 54.8699 | -8.116
0134166 | MV/LV Substation MA***4166 |  | 10 kV | _ | LV | 50 kVA :Pole Substation | 0.05 | --> | 0.05 | 0.05 | 0.12 |  | --> | 0.048 | 0 | 0 | 0.048 | 0 |  | --> | C23 ex ATHY | Athy [T101,T102] | ATHY |  | 52.9081 | -6.9263
244205 | MV/LV Substation RA***205 |  | 20 kV | _ | LV | 630 kVA :Kiosk Substation | 0.63 | --> | 0.63 | 0 | 0 | Constrained, otherwise capacity available =590 kVA | --> | 0.598 | 0 | 0 | 0 | 0 | Constrained, otherwise capacity available =593 kW | --> | E12 ex MILLTOWN (SR) | Milltown (sr) [T421,T422] | OUGHTRAGH |  | 52.0847 | -9.8131
066150X | MV/LV Substation TH***150X |  | 20 kV | _ | LV | 200 kVA :Pole Substation | 0.2 | --> | 0.2 | 0 | 0 | Constrained, otherwise capacity available =104 kVA | --> | 0.19 | 0 | 0.011 | 0 | 0 | Constrained, otherwise capacity available =168 kW | --> | E15 ex ASHBOURNE | Ashbourne [T421,T422] | FINGLAS |  | 53.5035 | -6.4005
029740Y | MV/LV Substation PU***740Y |  | 10 kV | _ | LV | 50 kVA :Pole Substation | 0.05 | --> | 0.05 | 0 | 0 | Constrained, otherwise capacity available =49 kVA | --> | 0.048 | 0 | 0 | 0 | 0 | Constrained, otherwise capacity available =47 kW | --> | C12 ex KILLACLOYNE | Killacloyne [T41,T42] | MIDLETON |  | 51.9166 | -8.2445
252630 | MV/LV Substation TE***630 |  | 20 kV | _ | LV | 50 kVA :Pole Substation | 0.05 | --> | 0.05 | 0.03 | 2.76 |  | --> | 0.048 | 0 | 0 | 0.045 | 0 |  | --> | C13 ex RECESS | Recess [T41] | SCREEB |  | 53.563 | -9.8363
049978Y | MV/LV Substation AS***978Y |  | 10 kV | _ | LV | 50 kVA :Pole Substation | 0.05 | --> | 0.05 | 0.05 | 0.13 |  | --> | 0.048 | 0 | 0 | 0 | 0 | Constrained, otherwise capacity available =48 kW | --> | C12 ex BALLYMAHON | Ballymahon [T41,T42] | ATHLONE |  | 53.6148 | -7.9028
433216 | MV/LV Substation SE***216 |  | 20 kV | _ | LV | 50 kVA :Pole Substation | 0.05 | --> | 0.05 | 0 | 0 | Constrained, otherwise capacity available =34 kVA | --> | 0.048 | 0 | 0 | 0 | 0 | Constrained, otherwise capacity available =45 kW | --> | C12 ex BALLAGHADERREEN | Ballaghaderreen [T41,T42] | TONROE |  | 53.8206 | -8.5623
2564045 | MV/LV Substation CL***4045 |  | 10 kV | _ | LV | 50 kVA :Pole Substation | 0.05 | --> | 0.05 | 0.041 | 1.04 |  | --> | 0.048 | 0 | 0 | 0 | 0 | Constrained, otherwise capacity available =46 kW | --> | C12 ex BOYLE | Boyle [T41,T42] | CARRICK ON SHANNON |  | 53.8624 | -8.4003
053467X | MV/LV Substation AS***467X |  | 10 kV | _ | LV | 200 kVA :Building Structure | 0.2 | --> | 0.2 | 0 | 0 | Constrained, otherwise capacity available =157 kVA | --> | 0.19 | 0 | 0.009 | 0.177 | 0 |  | --> | C13 ex CLONMINCH | Clonminch [T41,T422] | THORNSBERRY |  | 53.2688 | -7.4851
243038 | MV/LV Substation HO***038 |  | 20 kV | _ | LV | 100 kVA :Pole Substation | 0.1 | --> | 0.1 | 0 | 0 | Constrained, otherwise capacity available =96 kVA | --> | 0.095 | 0 | 0 | 0 | 0 | Constrained, otherwise capacity available =94 kW | --> | E16 ex INCH | Inch [T421,T422] | OUGHTRAGH |  | 52.1451 | -9.9906
149904 | MV/LV Substation TE***904 |  | 10 kV | _ | LV | 50 kVA :Pole Substation | 0.05 | --> | 0.05 | 0 | 0 | Constrained, otherwise capacity available =35 kVA | --> | 0.048 | 0 | 0 | 0 | 0 | Constrained, otherwise capacity available =45 kW | --> | C13 ex DONEGAL | Donegal [T41,T42] | CATHALEENS FALL |  | 54.6554 | -8.094
253920X | MV/LV Substation SH***920X |  | 20 kV | _ | LV | 50 kVA :Pole Substation | 0.05 | --> | 0.05 | 0 | 0 | Constrained, otherwise capacity available =50 kVA | --> | 0.048 | 0 | 0 | 0 | 0 | Constrained, otherwise capacity available =48 kW | --> | E13 ex HEADFORD | Headford [T41,T42] | CLOON |  | 53.5321 | -9.0871
049314Z | MV/LV Substation MO***314Z |  | 20 kV | _ | LV | 50 kVA :Pole Substation | 0.05 | --> | 0.05 | 0.05 | 1.31 |  | --> | 0.048 | 0 | 0 | 0 | 0 | Constrained, otherwise capacity available =48 kW | --> | C17 ex ROOSKY | Roosky [T41] | RICHMOND |  | 53.8212 | -7.9272
031996X | MV/LV Substation SH***996X |  | 10 kV | _ | LV | 400 kVA :Kiosk Substation | 0.4 | --> | 0.4 | 0 | 0 | Constrained, otherwise capacity available =327 kVA | --> | 0.38 | 0 | 0 | 0 | 0 | Constrained, otherwise capacity available =370 kW | --> | C17 ex COLLIGAN | Colligan [T41,T42] | DUNGARVAN |  | 52.0964 | -7.6281
008369Z | MV/LV Substation MO***369Z |  | 10 kV | _ | LV | 630 kVA :Building Structure | 0.63 | --> | 0.63 | 0.239 | 0.24 | Constrained, otherwise capacity available =629 kVA | --> | 0.598 | 0 | 0 | 0 | 0 | Constrained, otherwise capacity available =598 kW | --> | C27 ex ROSBERCON | Rosbercon [T41,T42] | WATERFORD |  | 52.3967 | -6.9492
021294Z | MV/LV Substation EU***294Z |  | 10 kV | _ | LV | 630 kVA :Kiosk Substation | 0.63 | --> | 0.63 | 0.5 | 6.78 |  | --> | 0.598 | 0 | 0.04 | 0.5 | 0 |  | --> | C39 ex CASTLEVIEW | Castleview [T101,T102] | CASTLEVIEW |  | 51.9048 | -8.3469
003840X | MV/LV Substation WI***840X |  | 10 kV | _ | LV | 400 kVA :Kiosk Substation | 0.4 | --> | 0.4 | 0.26 | 11.58 |  | --> | 0.38 | 0 | 0.005 | 0 | 0 | Constrained, otherwise capacity available =357 kW | --> | C25 ex BALLYBEG | Ballybeg [T101,T102] | CARRICKMINES |  | 52.9821 | -6.0495
026441Y | MV/LV Substation MO***441Y |  | 10 kV | _ | LV | 400 kVA :Kiosk Substation | 0.4 | --> | 0.4 | 0 | 0 | Constrained, otherwise capacity available =381 kVA | --> | 0.38 | 0 | 0.016 | 0 | 0 | Constrained, otherwise capacity available =366 kW | --> | C16 ex KINSALE | Kinsale [T41,T42] | BANDON |  | 51.7026 | -8.5259
165305 | MV/LV Substation P ***305 |  | 10 kV | _ | LV | 200 kVA :Pole Substation | 0.2 | --> | 0.2 | 0 | 0 | Constrained, otherwise capacity available =182 kVA | --> | 0.19 | 0 | 0 | 0 | 0 | Constrained, otherwise capacity available =188 kW | --> | C16 ex CLONAKILTY | Clonakilty [T41,T42] | DUNMANWAY |  | 51.6264 | -8.887
117512Y | MV/LV Substation DR***512Y |  | 20 kV | _ | LV | 400 kVA :Kiosk Substation | 0.4 | --> | 0.4 | 0 | 0 | Constrained, otherwise capacity available =380 kVA | --> | 0.38 | 0 | 0.011 | 0 | 0 | Constrained, otherwise capacity available =369 kW | --> | E18 ex COLLOONEY | Collooney [T421,T422] | SLIGO |  | 54.0789 | -8.379
056072X | MV/LV Substation BA***072X |  | 20 kV | _ | LV | 100 kVA :Pole Substation | 0.1 | --> | 0.1 | 0.066 | 0.89 |  | --> | 0.095 | 0 | 0.01 | 0 | 0 | Constrained, otherwise capacity available =83 kW | --> | E18 ex BIRR | Birr [T41,T422] | DALLOW |  | 53.1056 | -7.9133
006017 | MV/LV Substation RO***017 |  | 10 kV | _ | LV | 200 kVA :Pole Substation | 0.2 | --> | 0.2 | 0.176 | 3.12 |  | --> | 0.19 | 0 | 0 | 0 | 0 | Constrained, otherwise capacity available =187 kW | --> | C11 ex BELLFIELD | Bellfield [T41,T42] | CRANE |  | 52.5014 | -6.5763
089207X | MV/LV Substation ME***207X |  | 10 kV | _ | LV | 400 kVA :Kiosk Substation | 0.4 | --> | 0.4 | 0.366 | 2.33 |  | --> | 0.38 | 0 | 0 | 0 | 0 | Constrained, otherwise capacity available =375 kW | --> | E18 ex MOY | Moy [T421,T422] | MOY |  | 54.1299 | -9.163
054951X | MV/LV Substation CL***951X |  | 20 kV | _ | LV | 100 kVA :Pole Substation | 0.1 | --> | 0.1 | 0 | 0 | Constrained, otherwise capacity available =100 kVA | --> | 0.095 | 0 | 0 | 0 | 0 | Constrained, otherwise capacity available =95 kW | --> | C15 ex MOUNTRATH | Mountrath [T41,T42] | PORTLAOISE |  | 52.95 | -7.4392
120647Y | MV/LV Substation CL***647Y |  | 20 kV | _ | LV | 200 kVA :Kiosk Substation | 0.2 | --> | 0.2 | 0.173 | 3.5 |  | --> | 0.19 | 0 | 0 | 0 | 0 | Constrained, otherwise capacity available =186 kW | --> | E12 ex DUNFIRTH | Dunfirth [T122] | DUNFIRTH |  | 53.4141 | -6.9237
068668X | MV/LV Substation HO***668X |  | 10 kV | _ | LV | 1000 kVA :Building Structure | 1 | --> | 1 | 0.5 | 9.02 |  | --> | 0.95 | 0 | 0 | 0.5 | 0 |  | --> | C27 ex MISERY HILL | Misery Hill [T101,T102] | POOLBEG |  | 53.3451 | -6.2346
0104126 | MV/LV Substation BA***4126 |  | 10 kV | _ | LV | 50 kVA :Pole Substation | 0.05 | --> | 0.05 | 0 | 0 | Constrained, otherwise capacity available =50 kVA | --> | 0.048 | 0 | 0 | 0 | 0 | Constrained, otherwise capacity available =48 kW | --> | E11 ex KNOCKMULLEN | Knockmullen [T42,T421] | GREAT ISLAND |  | 52.4549 | -6.9101
281587X | MV/LV Substation BI***587X |  | 10 kV | _ | LV | 200 kVA :Building Structure | 0.2 | --> | 0.2 | 0 | 0 | Constrained, otherwise capacity available =135 kVA | --> | 0.19 | 0 | 0.01 | 0.174 | 0 |  | --> | C21 ex BISHOPSTOWN | Bishopstown [T41,T42] | KILBARRY |  | 51.8845 | -8.5259
039108 | MV/LV Substation MO***108 |  | 10 kV | _ | LV | 630 kVA :Kiosk Substation | 0.63 | --> | 0.63 | 0.416 | 3.45 |  | --> | 0.598 | 0 | 0.016 | 0.5 | 0 |  | --> | C11 ex TRIMMS LANE | Trimms Lane [T41,T42] | SALTHILL |  | 53.2605 | -9.0763
053892Y | MV/LV Substation TE***892Y |  | 10 kV | _ | LV | 200 kVA :Building Structure | 0.2 | --> | 0.2 | 0 | 0 | Constrained, otherwise capacity available =140 kVA | --> | 0.19 | 0 | 0 | 0.182 | 0 |  | --> | C23 ex CLONMINCH | Clonminch [T41,T422] | THORNSBERRY |  | 53.2663 | -7.4651
0314181 | MV/LV Substation BA***4181 |  | 20 kV | _ | LV | 100 kVA :Pole Substation | 0.1 | --> | 0.1 | 0 | 0 | Constrained, otherwise capacity available =80 kVA | --> | 0.095 | 0 | 0 | 0 | 0 | Constrained, otherwise capacity available =92 kW | --> | E17 ex SPRINGS | Springs [T421,T422] | DUNGARVAN |  | 52.1046 | -7.5693
021023Y | MV/LV Substation SE***023Y |  | 10 kV | _ | LV | 200 kVA :Building Structure | 0.2 | --> | 0.2 | 0 | 6.78 |  | --> | 0.19 | 0 | 0 | 0 | 0 |  | --> | C31 ex CASTLEVIEW | Castleview [T101,T102] | CASTLEVIEW |  | 51.8931 | -8.365
066430Z | MV/LV Substation CO***430Z |  | 10 kV | _ | LV | 200 kVA :Kiosk Substation | 0.2 | --> | 0.2 | 0 | 0 | Constrained, otherwise capacity available =180 kVA | --> | 0.19 | 0 | 0 | 0 | 0 | Constrained, otherwise capacity available =187 kW | --> | C14 ex SWORDS | Swords [T41,T42] | GLASMORE |  | 53.4661 | -6.2273
013007 | MV/LV Substation CL***007 |  | 10 kV | _ | LV | 200 kVA :Kiosk Substation | 0.2 | --> | 0.2 | 0.121 | 0.12 | Constrained, otherwise capacity available =164 kVA | --> | 0.19 | 0 | 0 | 0.185 | 0 |  | --> | C20 ex ATHY | Athy [T101,T102] | ATHY |  | 52.995 | -6.9792
110638 | MV/LV Substation CA***638 |  | 20 kV | _ | LV | 100 kVA :Pole Substation | 0.1 | --> | 0.1 | 0.1 | 0.76 |  | --> | 0.095 | 0 | 0 | 0 | 0 | Constrained, otherwise capacity available =95 kW | --> | E19 ex KENMARE | Kenmare [T421] | KNOCKEARAGH |  | 51.8325 | -9.8951
099169 | MV/LV Substation GL***169 |  | 10 kV | _ | LV | 100 kVA :Pole Substation | 0.1 | --> | 0.1 | 0.069 | 5.45 |  | --> | 0.095 | 0 | 0 | 0 | 0 | Constrained, otherwise capacity available =91 kW | --> | C14 ex GORTLEE | Gortlee [T41,T42] | LETTERKENNY |  | 54.9621 | -7.7542
081505Z | MV/LV Substation BE***505Z |  | 10 kV | _ | LV | 400 kVA :Kiosk Substation | 0.4 | --> | 0.4 | 0 | 0 | Constrained, otherwise capacity available =332 kVA | --> | 0.38 | 0 | 0.01 | 0 | 0 | Constrained, otherwise capacity available =363 kW | --> | C22 ex LEIXLIP | Leixlip [T41,T42] | GRIFFINRATH |  | 53.3643 | -6.5234
039266X | MV/LV Substation PO***266X |  | 20 kV | _ | LV | 50 kVA :Pole Substation | 0.05 | --> | 0.05 | 0.027 | 11.03 |  | --> | 0.048 | 0 | 0.028 | 0.024 | 0 |  | --> | C27 ex SALTHILL | Salthill [T101,T102] | SALTHILL |  | 53.2921 | -9.1627
120506 | MV/LV Substation CU***506 |  | 10 kV | _ | LV | 50 kVA :Pole Substation | 0.05 | --> | 0.05 | 0 | 0 | Constrained, otherwise capacity available =45 kVA | --> | 0.048 | 0 | 0.006 | 0 | 0 | Constrained, otherwise capacity available =42 kW | --> | C14 ex BLAKE | Blake [T41,T42] | BLAKE |  | 53.2826 | -6.9448
084877 | MV/LV Substation RE***877 |  | 20 kV | _ | LV | 100 kVA :Pole Substation | 0.1 | --> | 0.1 | 0 | 0 | Constrained, otherwise capacity available =94 kVA | --> | 0.095 | 0 | 0 | 0 | 0 | Constrained, otherwise capacity available =94 kW | --> | E11 ex KILCOLGAN | Kilcolgan [T42,T421] | GALWAY 110KV |  | 53.156 | -9.0774
204270 | MV/LV Substation MI***270 |  | 20 kV | _ | LV | 50 kVA :Pole Substation | 0.05 | --> | 0.05 | 0 | 0 |  | --> | 0.048 | 0 | 0 | 0 | 0 | Constrained, otherwise capacity available =39 kW | --> | E15 ex BUNCRANA | Buncrana [T421,T422] | TRILLICK |  | 55.1283 | -7.4456
039882X | MV/LV Substation CA***882X |  | 10 kV | _ | LV | 400 kVA :Kiosk Substation | 0.4 | --> | 0.4 | 0 | 0 | Constrained, otherwise capacity available =326 kVA | --> | 0.38 | 0 | 0.005 | 0 | 0 | Constrained, otherwise capacity available =366 kW | --> | C12 ex ORANMORE | Oranmore [T41,T44] | GALWAY 110KV |  | 53.2757 | -8.9705
001550 | MV/LV Substation SE***550 |  | 10 kV | _ | LV | 200 kVA :Kiosk Substation | 0.2 | --> | 0.2 | 0.041 | 0.04 | Constrained, otherwise capacity available =136 kVA | --> | 0.19 | 0 | 0.006 | 0.177 | 0 |  | --> | C16 ex LITTLE BRAY | Little Bray [T41,T42] | FASSAROE |  | 53.2408 | -6.1247
059444X | MV/LV Substation FA***444X |  | 20 kV | _ | LV | 200 kVA :Building Structure | 0.2 | --> | 0.2 | 0 | 0 |  | --> | 0.19 | 0 | 0 | 0 | 0 | Constrained, otherwise capacity available =154 kW | --> | E19 ex CAVAN | Cavan [T42,T421] | SHANKILL |  | 54.0013 | -7.3996
052013Y | MV/LV Substation KI***013Y |  | 20 kV | _ | LV | 200 kVA :Kiosk Substation | 0.2 | --> | 0.2 | 0 | 0 | Constrained, otherwise capacity available =109 kVA | --> | 0.19 | 0 | 0.016 | 0 | 0 | Constrained, otherwise capacity available =165 kW | --> | E19 ex EDENDERRY | Edenderry [T421,T422] | BLAKE |  | 53.4568 | -7.1038
2094230 | MV/LV Substation DR***4230 |  | 10 kV | _ | LV | 50 kVA :Pole Substation | 0.05 | --> | 0.05 | 0 | 0 | Constrained, otherwise capacity available =39 kVA | --> | 0.048 | 0 | 0.01 | 0 | 0 | Constrained, otherwise capacity available =39 kW | --> | C19 ex MILFORD (NR) | Milford (nr) [T41,T42] | LETTERKENNY |  | 55.0771 | -7.6427
116826 | MV/LV Substation KI***826 |  | 20 kV | _ | LV | 50 kVA :Pole Substation | 0.05 | --> | 0.05 | 0.05 | 8.1 |  | --> | 0.048 | 0 | 0 | 0 | 0 | Constrained, otherwise capacity available =47 kW | --> | E12 ex WESTPORT | Westport [T421,T422] | CASTLEBAR |  | 53.7566 | -9.369
255697 | MV/LV Substation D/***697 |  | 20 kV | _ | LV | 1000 kVA :Building Structure | 1 | --> | 1 | 0 | 0 | Constrained, otherwise capacity available =350 kVA | --> | 0.95 | 0 | 0 | 0 | 0 | Constrained, otherwise capacity available =903 kW | --> | E20 ex KILLYBEGS | Killybegs [T422] | BINBANE |  | 54.6312 | -8.4476
039145 | MV/LV Substation BA***145 |  | 10 kV | _ | LV | 400 kVA :Kiosk Substation | 0.4 | --> | 0.4 | 0 | 0 | Constrained, otherwise capacity available =292 kVA | --> | 0.38 | 0 | 0.025 | 0.346 | 0 |  | --> | C24 ex GALWAY 110KV | Galway 110kv [T102,T103] | GALWAY 110KV |  | 53.284 | -9.0087
167605 | MV/LV Substation CO***605 |  | 20 kV | _ | LV | 50 kVA :Pole Substation | 0.05 | --> | 0.05 | 0 | 0 | Constrained, otherwise capacity available =39 kVA | --> | 0.048 | 0 | 0.027 | 0 | 0 | Constrained, otherwise capacity available =26 kW | --> | E12 ex WHITECHURCH | Whitechurch [T421,T422] | KILBARRY |  | 52.0642 | -8.5048
050250Y | MV/LV Substation GA***250Y |  | 20 kV | _ | LV | 50 kVA :Pole Substation | 0.05 | --> | 0.05 | 0.043 | 6.49 |  | --> | 0.048 | 0 | 0 | 0 | 0 | Constrained, otherwise capacity available =46 kW | --> | C22 ex BUSHFIELD | Bushfield [T41,T42] | ATHLONE |  | 53.4743 | -7.8665
204157X | MV/LV Substation TH***157X |  | 20 kV | _ | LV | 100 kVA :Pole Substation | 0.1 | --> | 0.1 | 0.054 | 2.02 |  | --> | 0.095 | 0 | 0 | 0 | 0 | Constrained, otherwise capacity available =88 kW | --> | E17 ex BALLYMACARRY | Ballymacarry [T421] | TRILLICK |  | 55.0829 | -7.4565
068981 | MV/LV Substation CE***981 |  | 10 kV | _ | LV | 630 kVA :Building Structure | 0.63 | --> | 0.63 | 0.5 | 14.34 |  | --> | 0.598 | 0 | 0 | 0.5 | 0 |  | --> | C14 ex NORTH QUAYS | North Quays [T101,T102,T103] | POOLBEG |  | 53.3535 | -6.2468
093199 | MV/LV Substation HI***199 |  | 10 kV | _ | LV | 400 kVA :Kiosk Substation | 0.4 | --> | 0.4 | 0.297 | 2.86 |  | --> | 0.38 | 0 | 0.023 | 0.349 | 0 |  | --> | C18 ex BALLYMUN | Ballymun [T41,T42] | FINGLAS |  | 53.3864 | -6.277
281102Z | MV/LV Substation SP***102Z |  | 10 kV | _ | LV | 400 kVA :Building Structure | 0.4 | --> | 0.4 | 0 | 0 | Constrained, otherwise capacity available =300 kVA | --> | 0.38 | 0 | 0.02 | 0 | 0 | Constrained, otherwise capacity available =351 kW | --> | C17 ex DOUGLAS | Douglas [T41,T42] | TRABEG |  | 51.8608 | -8.4366
066146 | MV/LV Substation GR***146 |  | 10 kV | _ | LV | 400 kVA :Kiosk Substation | 0.4 | --> | 0.4 | 0 | 0 | Constrained, otherwise capacity available =292 kVA | --> | 0.38 | 0 | 0.032 | 0 | 0 | Constrained, otherwise capacity available =341 kW | --> | C18 ex MALAHIDE | Malahide [T41,T42] | GLASMORE |  | 53.4474 | -6.1502
237141X | MV/LV Substation ST***141X |  | 10 kV | _ | LV | 200 kVA :Kiosk Substation | 0.2 | --> | 0.2 | 0 | 0 | Constrained, otherwise capacity available =156 kVA | --> | 0.19 | 0 | 0 | 0 | 0 | Constrained, otherwise capacity available =184 kW | --> | C12 ex KILSARAN | Kilsaran [T42] | DRYBRIDGE |  | 53.8985 | -6.3909
034968X | MV/LV Substation FA***968X |  | 10 kV | _ | LV | 400 kVA :Kiosk Substation | 0.4 | --> | 0.4 | 0.303 | 0.95 |  | --> | 0.38 | 0 | 0.047 | 0 | 0 | Constrained, otherwise capacity available =332 kW | --> | C15 ex SPA ROAD | Spa Road [T41,T42] | DOON |  | 52.3544 | -7.7383
010257 | MV/LV Substation BA***257 |  | 10 kV | _ | LV | 50 kVA :Pole Substation | 0.05 | --> | 0.05 | 0 | 0 | Constrained, otherwise capacity available =47 kVA | --> | 0.048 | 0 | 0 | 0 | 0 | Constrained, otherwise capacity available =47 kW | --> | C11 ex GRAIGUENAMANAGH | Graiguenamanagh [T41,T42] | KILKENNY |  | 52.5093 | -6.9237
136174Y | MV/LV Substation CL***174Y |  | 10 kV | _ | LV | 100 kVA :Pole Substation | 0.1 | --> | 0.1 | 0 | 0 | Constrained, otherwise capacity available =76 kVA | --> | 0.095 | 0 | 0.008 | 0 | 0 | Constrained, otherwise capacity available =86 kW | --> | C19 ex ROSCOMMON | Roscommon [T41,T42] | LANESBORO |  | 53.6418 | -8.1715
1564096 | MV/LV Substation TI***4096 |  | 10 kV | _ | LV | 100 kVA :Pole Substation | 0.1 | --> | 0.1 | 0.06 | 2.47 |  | --> | 0.095 | 0 | 0.028 | 0 | 0 | Constrained, otherwise capacity available =69 kW | --> | C12 ex TELAYDON | Telaydon [T42,T421] | LISDRUM |  | 54.2768 | -6.9653
0604098 | MV/LV Substation ER***4098 |  | 10 kV | _ | LV | 100 kVA :Pole Substation | 0.1 | --> | 0.1 | 0 | 0 | Constrained, otherwise capacity available =80 kVA | --> | 0.095 | 0 | 0.011 | 0 | 0 | Constrained, otherwise capacity available =84 kW | --> | C16 ex CLONES | Clones [T41,T42] | SHANKILL |  | 54.1851 | -7.2406
075955 | MV/LV Substation MO***955 |  | 20 kV | _ | LV | 50 kVA :Pole Substation | 0.05 | --> | 0.05 | 0.026 | 4.38 |  | --> | 0.048 | 0 | 0 | 0.044 | 0 |  | --> | E17 ex CRANE | Crane [T122] | CRANE |  | 52.5529 | -6.3408
003403 | MV/LV Substation GR***403 |  | 10 kV | _ | LV | 630 kVA :Kiosk Substation | 0.63 | --> | 0.63 | 0.5 | 11.58 |  | --> | 0.598 | 0 | 0.009 | 0 | 0 | Constrained, otherwise capacity available =582 kW | --> | C20 ex BALLYBEG | Ballybeg [T101,T102] | CARRICKMINES |  | 52.9703 | -6.0605
047002 | MV/LV Substation BO***002 |  | 10 kV | _ | LV | 400 kVA :Building Structure | 0.4 | --> | 0.4 | 0.276 | 1.04 |  | --> | 0.38 | 0 | 0 | 0 | 0 | Constrained, otherwise capacity available =364 kW | --> | C17 ex BOYLE | Boyle [T41,T42] | CARRICK ON SHANNON |  | 53.975 | -8.2305
021012Y | MV/LV Substation AG***012Y |  | 20 kV | _ | LV | 100 kVA :Pole Substation | 0.1 | --> | 0.1 | 0 | 0 | Constrained, otherwise capacity available =80 kVA | --> | 0.095 | 0 | 0 | 0 | 0 | Constrained, otherwise capacity available =92 kW | --> | E21 ex CURRALEIGH | Curraleigh [T421,T422] | KILBARRY |  | 51.923 | -8.6499
0264350 | MV/LV Substation CU***4350 |  | 10 kV | _ | LV | 400 kVA :Kiosk Substation | 0.4 | --> | 0.4 | 0.4 | 8.66 |  | --> | 0.38 | 0 | 0 | 0 | 0 | Constrained, otherwise capacity available =380 kW | --> | C13 ex BANDON | Bandon [T101,T42] | BANDON |  | 51.7477 | -8.7574
281303 | MV/LV Substation SE***303 |  | 10 kV | _ | LV | 400 kVA :Kiosk Substation | 0.4 | --> | 0.4 | 0 | 0 | Constrained, otherwise capacity available =338 kVA | --> | 0.38 | 0 | 0.161 | 0.252 | 0 |  | --> | C22 ex BALLINCOLLIG | Ballincollig [T41,T42] | KILBARRY |  | 51.8879 | -8.6024
251312X | MV/LV Substation CL***312X |  | 10 kV | _ | LV | 50 kVA :Pole Substation | 0.05 | --> | 0.05 | 0 | 0 | Constrained, otherwise capacity available =50 kVA | --> | 0.048 | 0 | 0 | 0 | 0 | Constrained, otherwise capacity available =48 kW | --> | C28 ex CLAREGALWAY | Claregalway [T42,T421] | GALWAY 110KV |  | 53.3234 | -8.9748
062913X | MV/LV Substation CL***913X |  | 10 kV | _ | LV | 50 kVA :Pole Substation | 0.05 | --> | 0.05 | 0.047 | 1.03 |  | --> | 0.048 | 0 | 0 | 0 | 0 | Constrained, otherwise capacity available =47 kW | --> | C15 ex LITTLE MILLS | Little Mills [T41] | DUNDALK |  | 53.9622 | -6.4187
365381 | MV/LV Substation RA***381 |  | 10 kV | _ | LV | 630 kVA :Kiosk Substation | 0.63 | --> | 0.63 | 0 | 0 | Constrained, otherwise capacity available =574 kVA | --> | 0.598 | 0 | 0.024 | 0.5 | 0 |  | --> | C17 ex WHITESTOWN | Whitestown [T41,T42] | COOKSTOWN |  | 53.2831 | -6.3874
008704Y | MV/LV Substation KI***704Y |  | 20 kV | _ | LV | 50 kVA :Pole Substation | 0.05 | --> | 0.05 | 0.046 | 0.2 |  | --> | 0.048 | 0 | 0 | 0 | 0 | Constrained, otherwise capacity available =47 kW | --> | E16 ex BEALISTOWN | Bealistown [T421,T422] | GREAT ISLAND |  | 52.2725 | -6.9268
001050 | MV/LV Substation LO***050 |  | 10 kV | _ | LV | 200 kVA :Kiosk Substation | 0.2 | --> | 0.2 | 0.041 | 0.04 | Constrained, otherwise capacity available =81 kVA | --> | 0.19 | 0 | 0.048 | 0.138 | 0 |  | --> | C16 ex LITTLE BRAY | Little Bray [T41,T42] | FASSAROE |  | 53.2414 | -6.1276
039599X | MV/LV Substation AR***599X |  | 10 kV | _ | LV | 400 kVA :Kiosk Substation | 0.4 | --> | 0.4 | 0 | 0 | Constrained, otherwise capacity available =328 kVA | --> | 0.38 | 0 | 0.008 | 0.364 | 0 |  | --> | C21 ex GALWAY 110KV | Galway 110kv [T102,T103] | GALWAY 110KV |  | 53.2834 | -9
059314Y | MV/LV Substation CO***314Y |  | 20 kV | _ | LV | 50 kVA :Pole Substation | 0.05 | --> | 0.05 | 0 | 0 | Constrained, otherwise capacity available =36 kVA | --> | 0.048 | 0 | 0.006 | 0 | 0 | Constrained, otherwise capacity available =41 kW | --> | E19 ex CAVAN | Cavan [T42,T421] | SHANKILL |  | 53.92 | -7.3972
005024Y | MV/LV Substation WO***024Y |  | 10 kV | _ | LV | 400 kVA :Kiosk Substation | 0.4 | --> | 0.4 | 0 | 0 | Constrained, otherwise capacity available =325 kVA | --> | 0.38 | 0 | 0.011 | 0 | 0 | Constrained, otherwise capacity available =362 kW | --> | C11 ex GARDEN CITY | Garden City [T41,T42] | ARKLOW |  | 52.6849 | -6.2921
5904039 | MV/LV Substation AS***4039 |  | 20 kV | _ | LV | 100 kVA :Pole Substation | 0.1 | --> | 0.1 | 0 | 0 | Constrained, otherwise capacity available =100 kVA | --> | 0.095 | 0 | 0 | 0 | 0 | Constrained, otherwise capacity available =95 kW | --> | E15 ex CONG |  |  |  | 53.5369 | -9.2834
037380 | MV/LV Substation FE***380 |  | 10 kV | _ | LV | 400 kVA :Kiosk Substation | 0.4 | --> | 0.4 | 0.374 | 13.05 |  | --> | 0.38 | 0 | 0.011 | 0.368 | 0 |  | --> | C17 ex ENNIS | Ennis [T101,T102] | ENNIS |  | 52.8534 | -8.9813
016135Z | MV/LV Substation TH***135Z |  | 10 kV | _ | LV | 400 kVA :Kiosk Substation | 0.4 | --> | 0.4 | 0 | 0 | Constrained, otherwise capacity available =220 kVA | --> | 0.38 | 0 | 0.006 | 0 | 0 | Constrained, otherwise capacity available =350 kW | --> | C21 ex MONEYCOOLEY | Moneycooley [T41,T42,T44] | GRIFFINRATH |  | 53.3803 | -6.5921
288160X | MV/LV Substation TO***160X |  | 10 kV | _ | LV | 1000 kVA :Building Structure | 1 | --> | 1 | 0.5 | 19.52 |  | --> | 0.95 | 0 | 0 | 0.5 | 0 |  | --> | C18 ex TANEY | Taney [T101,T102] | CARRICKMINES |  | 53.2875 | -6.243
119010 | MV/LV Substation GR***010 |  | 10 kV | _ | LV | 400 kVA :Kiosk Substation | 0.4 | --> | 0.4 | 0 | 0 | Constrained, otherwise capacity available =268 kVA | --> | 0.38 | 0 | 0.022 | 0 | 0 | Constrained, otherwise capacity available =345 kW | --> | C12 ex KANTURK | Kanturk [T41,T42] | GLENLARA |  | 52.1787 | -8.9017
119357 | MV/LV Substation LI***357 |  | 10 kV | _ | LV | 100 kVA :Pole Substation | 0.1 | --> | 0.1 | 0 | 0 | Constrained, otherwise capacity available =54 kVA | --> | 0.095 | 0 | 0.01 | 0 | 0 | Constrained, otherwise capacity available =81 kW | --> | C16 ex KANTURK | Kanturk [T41,T42] | GLENLARA |  | 52.2605 | -8.8056
054509X | MV/LV Substation AR***509X |  | 10 kV | _ | LV | 100 kVA :Kiosk Substation | 0.1 | --> | 0.1 | 0 | 0 | Constrained, otherwise capacity available =8 kVA | --> | 0.095 | 0 | 0.018 | 0 | 0 | Constrained, otherwise capacity available =68 kW | --> | C18 ex MOUNTRATH | Mountrath [T41,T42] | PORTLAOISE |  | 52.9962 | -7.4787
136862Y | MV/LV Substation RE***862Y |  | 10 kV | _ | LV | 50 kVA :Pole Substation | 0.05 | --> | 0.05 | 0 | 0 | Constrained, otherwise capacity available =50 kVA | --> | 0.048 | 0 | 0 | 0 | 0 | Constrained, otherwise capacity available =47 kW | --> | C20 ex ROSCOMMON | Roscommon [T41,T42] | LANESBORO |  | 53.6492 | -8.1605
056712X | MV/LV Substation OL***712X |  | 20 kV | _ | LV | 100 kVA :Pole Substation | 0.1 | --> | 0.1 | 0.082 | 1.26 |  | --> | 0.095 | 0 | 0 | 0 | 0 | Constrained, otherwise capacity available =93 kW | --> | E15 ex BALLYCROSSAUN | Ballycrossaun [T421,T422] | SOMERSET |  | 53.0583 | -8.2102
0214313 | MV/LV Substation AS***4313 |  | 10 kV | _ | LV | 400 kVA :Kiosk Substation | 0.4 | --> | 0.4 | 0 | 0 | Constrained, otherwise capacity available =392 kVA | --> | 0.38 | 0 | 0 | 0.379 | 0 |  | --> | C15 ex MAYFIELD | Mayfield [T41,T42] | KILBARRY |  | 51.927 | -8.3873
081343Z | MV/LV Substation ME***343Z |  | 10 kV | _ | LV | 200 kVA :Kiosk Substation | 0.2 | --> | 0.2 | 0 | 0 | Constrained, otherwise capacity available =149 kVA | --> | 0.19 | 0 | 0.004 | 0.18 | 0 |  | --> | C14 ex CLONDALKIN | Clondalkin [T41,T42,T44] | INCHICORE 220KV |  | 53.3406 | -6.4141
081673Y | MV/LV Substation CA***673Y |  | 10 kV | _ | LV | 400 kVA :Kiosk Substation | 0.4 | --> | 0.4 | 0 | 0 | Constrained, otherwise capacity available =267 kVA | --> | 0.38 | 0 | 0.047 | 0 | 0 | Constrained, otherwise capacity available =327 kW | --> | C17 ex LEIXLIP | Leixlip [T41,T42] | GRIFFINRATH |  | 53.3628 | -6.5036
158002 | MV/LV Substation CH***002 |  | 10 kV | _ | LV | 630 kVA :Kiosk Substation | 0.63 | --> | 0.63 | 0 | 0 | Constrained, otherwise capacity available =399 kVA | --> | 0.598 | 0 | 0.027 | 0 | 0 | Constrained, otherwise capacity available =546 kW | --> | C15 ex ENNISTYMON | Ennistymon [T41,T42] | ENNIS |  | 52.9425 | -9.2919
021592X | MV/LV Substation DR***592X |  | 20 kV | _ | LV | 50 kVA :Pole Substation | 0.05 | --> | 0.05 | 0 | 0 | Constrained, otherwise capacity available =50 kVA | --> | 0.048 | 0 | 0 | 0 | 0 | Constrained, otherwise capacity available =48 kW | --> | E16 ex CURRALEIGH | Curraleigh [T421,T422] | KILBARRY |  | 51.9254 | -8.7495
237072X | MV/LV Substation SE***072X |  | 20 kV | _ | LV | 200 kVA :Kiosk Substation | 0.2 | --> | 0.2 | 0 | 0 | Constrained, otherwise capacity available =137 kVA | --> | 0.19 | 0 | 0.011 | 0 | 0 | Constrained, otherwise capacity available =173 kW | --> | C12 ex DUNLEER | Dunleer [T41,T42] | DRYBRIDGE |  | 53.7952 | -6.2442
1644182 | MV/LV Substation RA***4182 |  | 10 kV | _ | LV | 50 kVA :Pole Substation | 0.05 | --> | 0.05 | 0 | 0 | Constrained, otherwise capacity available =50 kVA | --> | 0.048 | 0 | 0.029 | 0 | 0 | Constrained, otherwise capacity available =26 kW | --> | C15 ex SKIBBEREEN | Skibbereen [T41,T42] | DUNMANWAY |  | 51.4928 | -9.3464
067074Z | MV/LV Substation TA***074Z |  | 10 kV | _ | LV | 400 kVA :Kiosk Substation | 0.4 | --> | 0.4 | 0 | 0 | Constrained, otherwise capacity available =362 kVA | --> | 0.38 | 0 | 0.029 | 0 | 0 | Constrained, otherwise capacity available =353 kW | --> | C21 ex CASTLETROY | Castletroy [T41,T42] | ARDNACRUSHA |  | 52.6537 | -8.5623
127299 | MV/LV Substation KA***299 |  | 10 kV | _ | LV | 50 kVA :Pole Substation | 0.05 | --> | 0.05 | 0 | 0 | Constrained, otherwise capacity available =18 kVA | --> | 0.048 | 0 | 0.029 | 0 | 0 | Constrained, otherwise capacity available =21 kW | --> | C14 ex TEMPLEMORE | Templemore [T41,T42] | IKERRIN |  | 52.7193 | -7.5879
207563 | MV/LV Substation LI***563 |  | 10 kV | _ | LV | 50 kVA :Pole Substation | 0.05 | --> | 0.05 | 0.035 | 3.38 |  | --> | 0.048 | 0 | 0.011 | 0 | 0 | Constrained, otherwise capacity available =37 kW | --> | C19 ex GLENGOOLE | Glengoole [T41] | THURLES |  | 52.6007 | -7.581
066962 | MV/LV Substation CO***962 |  | 10 kV | _ | LV | 200 kVA :Pole Substation | 0.2 | --> | 0.2 | 0 | 0 | Constrained, otherwise capacity available =62 kVA | --> | 0.19 | 0 | 0 | 0.17 | 0 |  | --> | C20 ex COLLINSTOWN | Collinstown [T41,T42] | GRANGE (DR) |  | 53.4323 | -6.2289
039336 | MV/LV Substation CL***336 |  | 10 kV | _ | LV | 400 kVA :Kiosk Substation | 0.4 | --> | 0.4 | 0.304 | 11.03 |  | --> | 0.38 | 0 | 0.028 | 0.346 | 0 |  | --> | C29 ex SALTHILL | Salthill [T101,T102] | SALTHILL |  | 53.2761 | -9.0856
365767X | MV/LV Substation WO***767X |  | 10 kV | _ | LV | 200 kVA :Kiosk Substation | 0.2 | --> | 0.2 | 0 | 0 | Constrained, otherwise capacity available =156 kVA | --> | 0.19 | 0 | 0.027 | 0.164 | 0 |  | --> | C22 ex OLDBAWN | Oldbawn [T41,T42] | COOKSTOWN |  | 53.2748 | -6.338
0684654 | MV/LV Substation TH***4654 |  | 10 kV | _ | LV | 1000 kVA :Building Structure | 1 | --> | 1 | 0.5 | 14.34 |  | --> | 0.95 | 0 | 0.001 | 0.5 | 0 |  | --> | C41 ex NORTH QUAYS | North Quays [T101,T102,T103] | POOLBEG |  | 53.3516 | -6.231
069015 | MV/LV Substation RA***015 |  | 10 kV | _ | LV | 630 kVA :Kiosk Substation | 0.63 | --> | 0.63 | 0.207 | 0.87 |  | --> | 0.598 | 0 | 0.013 | 0.5 | 0 |  | --> | C17 ex GARVILLE AVENUE | Garville Avenue [T42] | MILLTOWN (DR) |  | 53.3237 | -6.2626
069524 | MV/LV Substation BU***524 |  | 10 kV | _ | LV | 400 kVA :Building Structure | 0.4 | --> | 0.4 | 0.306 | 0.98 |  | --> | 0.38 | 0 | 0 | 0.367 | 0 |  | --> | C23 ex LEESON STREET | Leeson Street [T41,T42] | MILLTOWN (DR) |  | 53.3322 | -6.2489
039369X | MV/LV Substation LI***369X |  | 10 kV | _ | LV | 630 kVA :Kiosk Substation | 0.63 | --> | 0.63 | 0 | 0 | Constrained, otherwise capacity available =584 kVA | --> | 0.598 | 0 | 0.006 | 0 | 0 | Constrained, otherwise capacity available =588 kW | --> | C19 ex PARKMORE | Parkmore [T41,T42] | GALWAY 110KV |  | 53.2914 | -8.9931
281406Y | MV/LV Substation CA***406Y |  | 10 kV | _ | LV | 400 kVA :Kiosk Substation | 0.4 | --> | 0.4 | 0.211 | 4.67 |  | --> | 0.38 | 0 | 0.029 | 0.332 | 0 |  | --> | C11 ex CENTRE PARK ROAD | Marina [T105,T106] | MARINA |  | 51.8973 | -8.4346
0684544 | MV/LV Substation TH***4544 |  | 10 kV | _ | LV | 1000 kVA :Building Structure | 1 | --> | 1 | 0.5 | 7.91 |  | --> | 0.95 | 0 | 0 | 0.5 | 0 |  | --> | C28 ex PELLETSTOWN | Pelletstown [T101,T102] | FINGLAS |  | 53.376 | -6.309
037450 | MV/LV Substation DR***450 |  | 20 kV | _ | LV | 50 kVA :Pole Substation | 0.05 | --> | 0.05 | 0 | 0 | Constrained, otherwise capacity available =44 kVA | --> | 0.048 | 0 | 0 | 0 | 0 | Constrained, otherwise capacity available =47 kW | --> | C16 ex ENNIS NORTH | Ennis North [T41,T42] | ENNIS |  | 52.8637 | -8.9982
0034153 | MV/LV Substation BU***4153 |  | 10 kV | _ | LV | 200 kVA :Kiosk Substation | 0.2 | --> | 0.2 | 0.093 | 11.58 |  | --> | 0.19 | 0 | 0.03 | 0 | 0 | Constrained, otherwise capacity available =153 kW | --> | C25 ex BALLYBEG | Ballybeg [T101,T102] | CARRICKMINES |  | 52.9851 | -6.0619
021012Z | MV/LV Substation FA***012Z |  | 20 kV | _ | LV | 100 kVA :Pole Substation | 0.1 | --> | 0.1 | 0 | 0 | Constrained, otherwise capacity available =94 kVA | --> | 0.095 | 0 | 0.01 | 0 | 0 | Constrained, otherwise capacity available =87 kW | --> | E11 ex CURRALEIGH | Curraleigh [T421,T422] | KILBARRY |  | 51.9052 | -8.6818
153380X | MV/LV Substation AR***380X |  | 20 kV | _ | LV | 630 kVA :Kiosk Substation | 0.63 | --> | 0.63 | 0 | 0 | Constrained, otherwise capacity available =457 kVA | --> | 0.598 | 0 | 0.026 | 0 | 0 | Constrained, otherwise capacity available =555 kW | --> | E12 ex BIRDHILL | Birdhill [T421,T422] | ARDNACRUSHA |  | 52.808 | -8.4516
068484 | MV/LV Substation CE***484 |  | 10 kV | _ | LV | 630 kVA :Kiosk Substation | 0.63 | --> | 0.63 | 0.447 | 12.96 |  | --> | 0.598 | 0 | 0.047 | 0.5 | 0 |  | --> | C21 ex ARTANE | Artane [T101,T102] | FINGLAS |  | 53.3809 | -6.2288
136463 | MV/LV Substation KI***463 |  | 10 kV | _ | LV | 50 kVA :Pole Substation | 0.05 | --> | 0.05 | 0 | 0 | Constrained, otherwise capacity available =48 kVA | --> | 0.048 | 0 | 0 | 0 | 0 | Constrained, otherwise capacity available =47 kW | --> | C17 ex ROSCOMMON | Roscommon [T41,T42] | LANESBORO |  | 53.5653 | -8.1709
281820Z | MV/LV Substation LA***820Z |  | 10 kV | _ | LV | 1000 kVA :Building Structure | 1 | --> | 1 | 0.5 | 7.88 |  | --> | 0.95 | 0 | 0.006 | 0.5 | 0 |  | --> | C20 ex LIBERTY STREET | Liberty Street [T101,T102] | LIBERTY STREET |  | 51.8957 | -8.4833
0534398 | MV/LV Substation DA***4398 |  | 10 kV | _ | LV | 50 kVA :Pole Substation | 0.05 | --> | 0.05 | 0 | 0 | Constrained, otherwise capacity available =50 kVA | --> | 0.048 | 0 | 0 | 0.048 | 0 |  | --> | C21 ex CLONMINCH | Clonminch [T41,T422] | THORNSBERRY |  | 53.2166 | -7.4107
037888 | MV/LV Substation TO***888 |  | 20 kV | _ | LV | 50 kVA :Pole Substation | 0.05 | --> | 0.05 | 0 | 0 | Constrained, otherwise capacity available =30 kVA | --> | 0.048 | 0 | 0.005 | 0 | 0 | Constrained, otherwise capacity available =41 kW | --> | C16 ex ENNIS NORTH | Ennis North [T41,T42] | ENNIS |  | 52.8902 | -9.032
305714 | MV/LV Substation BA***714 |  | 20 kV | _ | LV | 100 kVA :Pole Substation | 0.1 | --> | 0.1 | 0.084 | 4.61 |  | --> | 0.095 | 0 | 0.015 | 0 | 0 | Constrained, otherwise capacity available =82 kW | --> | E12 ex LUMCLOON | Lumcloon [T421,T422] | DALLOW |  | 53.2783 | -7.8302
039300 | MV/LV Substation BE***300 |  | 10 kV | _ | LV | 200 kVA :Kiosk Substation | 0.2 | --> | 0.2 | 0.134 | 3.45 |  | --> | 0.19 | 0 | 0.012 | 0.172 | 0 |  | --> | C12 ex TRIMMS LANE | Trimms Lane [T41,T42] | SALTHILL |  | 53.2639 | -9.0636
176236Y | MV/LV Substation RO***236Y |  | 20 kV | _ | LV | 50 kVA :Pole Substation | 0.05 | --> | 0.05 | 0.048 | 18.78 |  | --> | 0.048 | 0 | 0.005 | 0.044 | 0 |  | --> | E13 ex HARTNETTS CROSS | Hartnetts Cross [T121,T422] | HARTNETTS CROSS |  | 51.843 | -8.9845
160038 | MV/LV Substation IR***038 |  | 10 kV | _ | LV | 630 kVA :Building Structure | 0.63 | --> | 0.63 | 0 | 0 | Constrained, otherwise capacity available =630 kVA | --> | 0.598 | 0 | 0 | 0 | 0 | Constrained, otherwise capacity available =598 kW | --> | C16 ex PORTARLINGTON | Portarlington [T41,T42] | PORTLAOISE |  | 53.1499 | -7.1811
151983X | MV/LV Substation SC***983X |  | 20 kV | _ | LV | 50 kVA :Pole Substation | 0.05 | --> | 0.05 | 0 | 0 | Constrained, otherwise capacity available =31 kVA | --> | 0.048 | 0 | 0 | 0.045 | 0 |  | --> | E17 ex BRUFF | Bruff [T42,T421] | LIMERICK |  | 52.5553 | -8.5548
0044204 | MV/LV Substation PA***4204 |  | 10 kV | _ | LV | 50 kVA :Pole Substation | 0.05 | --> | 0.05 | 0 | 0 | Constrained, otherwise capacity available =50 kVA | --> | 0.048 | 0 | 0 | 0 | 0 | Constrained, otherwise capacity available =48 kW | --> | C23 ex TINAHASK | Tinahask [T41,T42] | ARKLOW |  | 52.7467 | -6.3275
0494397 | MV/LV Substation LI***4397 |  | 10 kV | _ | LV | 50 kVA :Pole Substation | 0.05 | --> | 0.05 | 0.046 | 0.13 |  | --> | 0.048 | 0 | 0 | 0 | 0 | Constrained, otherwise capacity available =47 kW | --> | C14 ex BALLYMAHON | Ballymahon [T41,T42] | ATHLONE |  | 53.6125 | -7.7792
081560X | MV/LV Substation CH***560X |  | 10 kV | _ | LV | 200 kVA :Building Structure | 0.2 | --> | 0.2 | 0 | 0 | Constrained, otherwise capacity available =173 kVA | --> | 0.19 | 0 | 0.045 | 0 | 0 | Constrained, otherwise capacity available =153 kW | --> | C13 ex PALMERSTOWN | Palmerstown [T41,T42] | FINGLAS |  | 53.3442 | -6.3732
365268X | MV/LV Substation KI***268X |  | 10 kV | _ | LV | 200 kVA :Building Structure | 0.2 | --> | 0.2 | 0 | 0 | Constrained, otherwise capacity available =156 kVA | --> | 0.19 | 0 | 0.007 | 0.179 | 0 |  | --> | C18 ex WHITESTOWN | Whitestown [T41,T42] | COOKSTOWN |  | 53.2761 | -6.3965
154315Z | MV/LV Substation HA***315Z |  | 10 kV | _ | LV | 400 kVA :Kiosk Substation | 0.4 | --> | 0.4 | 0 | 0 | Constrained, otherwise capacity available =237 kVA | --> | 0.38 | 0 | 0.042 | 0.326 | 0 |  | --> | C22 ex MACETOWN | Macetown [T101,T102] | MACETOWN |  | 53.3936 | -6.4367
011311X | MV/LV Substation DU***311X |  | 10 kV | _ | LV | 50 kVA :Pole Substation | 0.05 | --> | 0.05 | 0 | 0 | Constrained, otherwise capacity available =41 kVA | --> | 0.048 | 0 | 0 | 0 | 0 | Constrained, otherwise capacity available =46 kW | --> | C21 ex TALBOTS INCH | Talbots Inch [T41,T42] | KILKENNY |  | 52.7108 | -7.271
015966X | MV/LV Substation OL***966X |  | 10 kV | _ | LV | 50 kVA :Pole Substation | 0.05 | --> | 0.05 | 0 | 0 | Constrained, otherwise capacity available =35 kVA | --> | 0.048 | 0 | 0.02 | 0 | 0 | Constrained, otherwise capacity available =31 kW | --> | C18 ex NAAS | Naas [T41,T42] | KILTEEL |  | 53.1793 | -6.6762
288151X | MV/LV Substation BE***151X |  | 10 kV | _ | LV | 400 kVA :Kiosk Substation | 0.4 | --> | 0.4 | 0 | 0 | Constrained, otherwise capacity available =341 kVA | --> | 0.38 | 0 | 0.011 | 0.364 | 0 |  | --> | C14 ex CARRICKMINES | Carrickmines [T41,T42] | CARRICKMINES |  | 53.2587 | -6.2186
006731 | MV/LV Substation BL***731 |  | 20 kV | _ | LV | 200 kVA :Pole Substation | 0.2 | --> | 0.2 | 0.16 | 4.38 |  | --> | 0.19 | 0 | 0.017 | 0.172 | 0 |  | --> | E13 ex CRANE | Crane [T122] | CRANE |  | 52.4448 | -6.3486
139498 | MV/LV Substation CO***498 |  | 10 kV | _ | LV | 50 kVA :Pole Substation | 0.05 | --> | 0.05 | 0.048 | 4 |  | --> | 0.048 | 0 | 0 | 0 | 0 | Constrained, otherwise capacity available =47 kW | --> | C14 ex BALLYJAMESDUFF | Ballyjamesduff [T41,T42] | SHANKILL |  | 53.826 | -7.1611
0354217 | MV/LV Substation TI***4217 |  | 10 kV | _ | LV | 50 kVA :Pole Substation | 0.05 | --> | 0.05 | 0.049 | 6.17 |  | --> | 0.048 | 0 | 0 | 0 | 0 | Constrained, otherwise capacity available =47 kW | --> | C20 ex CAHIR | Cahir [T41,T42] | CAHIR |  | 52.3586 | -7.9985
345402 | MV/LV Substation HO***402 |  | 20 kV | _ | LV | 400 kVA :Kiosk Substation | 0.4 | --> | 0.4 | 0 | 0 | Constrained, otherwise capacity available =227 kVA | --> | 0.38 | 0 | 0 | 0.356 | 0 |  | --> | E18 ex MANORHAMILTON | Manorhamilton [T422] | SLIGO |  | 54.3039 | -8.1665
067955X | MV/LV Substation GL***955X |  | 10 kV | _ | LV | 400 kVA :Kiosk Substation | 0.4 | --> | 0.4 | 0 | 0 | Constrained, otherwise capacity available =321 kVA | --> | 0.38 | 0 | 0.008 | 0 | 0 | Constrained, otherwise capacity available =363 kW | --> | C16 ex MOYLISH | Moylish [T41,T42] | ARDNACRUSHA |  | 52.6809 | -8.6597
1524039 | MV/LV Substation DO***4039 |  | 20 kV | _ | LV | 400 kVA :Building Structure | 0.4 | --> | 0.4 | 0 | 0 | Constrained, otherwise capacity available =353 kVA | --> | 0.38 | 0 | 0 | 0 | 0 | Constrained, otherwise capacity available =374 kW | --> | C16 ex CAPPAMORE | Cappamore [T41,T42] | ARDNACRUSHA |  | 52.6008 | -8.2442
068546X | MV/LV Substation ST***546X |  | 10 kV | _ | LV | 630 kVA :Building Structure | 0.63 | --> | 0.63 | 0 | 9.99 |  | --> | 0.598 | 0 | 0.04 | 0.444 | 0 |  | --> | C25 ex HAROLDS CROSS | Harolds Cross [T101,T102] | POOLBEG |  | 53.3317 | -6.2776
049070Z | MV/LV Substation LO***070Z |  | 10 kV | _ | LV | 400 kVA :Kiosk Substation | 0.4 | --> | 0.4 | 0.356 | 2.8 |  | --> | 0.38 | 0 | 0 | 0 | 0 | Constrained, otherwise capacity available =374 kW | --> | C11 ex GLEBE | Glebe [T41,T42] | RICHMOND |  | 53.7345 | -7.7805
004076 | MV/LV Substation CH***076 |  | 10 kV | _ | LV | 200 kVA :Kiosk Substation | 0.2 | --> | 0.2 | 0 | 0 | Constrained, otherwise capacity available =185 kVA | --> | 0.19 | 0 | 0 | 0 | 0 | Constrained, otherwise capacity available =188 kW | --> | C25 ex TINAHASK | Tinahask [T41,T42] | ARKLOW |  | 52.7905 | -6.158
075211Y | MV/LV Substation BA***211Y |  | 20 kV | _ | LV | 50 kVA :Pole Substation | 0.05 | --> | 0.05 | 0.05 | 4.38 |  | --> | 0.048 | 0 | 0 | 0.048 | 0 |  | --> | E18 ex CRANE | Crane [T122] | CRANE |  | 52.518 | -6.3642
108257X | MV/LV Substation AR***257X |  | 10 kV | _ | LV | 100 kVA :Pole Substation | 0.1 | --> | 0.1 | 0.087 | 1.57 |  | --> | 0.095 | 0 | 0 | 0 | 0 | Constrained, otherwise capacity available =93 kW | --> | C16 ex BALLYSHANNON | Ballyshannon [T41,T42] | CATHALEENS FALL |  | 54.5488 | -8.205
149910 | MV/LV Substation DI***910 |  | 10 kV | _ | LV | 630 kVA :Kiosk Substation | 0.63 | --> | 0.63 | 0 | 0 | Constrained, otherwise capacity available =379 kVA | --> | 0.598 | 0 | 0 | 0 | 0 | Constrained, otherwise capacity available =563 kW | --> | C14 ex DONEGAL | Donegal [T41,T42] | CATHALEENS FALL |  | 54.6538 | -8.1105
039030 | MV/LV Substation WO***030 |  | 10 kV | _ | LV | 400 kVA :Kiosk Substation | 0.4 | --> | 0.4 | 0 | 0 | Constrained, otherwise capacity available =232 kVA | --> | 0.38 | 0 | 0.051 | 0 | 0 | Constrained, otherwise capacity available =319 kW | --> | C18 ex MONEENAGEISHA | Moneenageisha [T41,T42] | GALWAY 110KV |  | 53.2808 | -9.0253
032068 | MV/LV Substation DO***068 |  | 20 kV | _ | LV | 200 kVA :Building Structure | 0.2 | --> | 0.2 | 0 | 0 | Constrained, otherwise capacity available =83 kVA | --> | 0.19 | 0 | 0.004 | 0 | 0 | Constrained, otherwise capacity available =170 kW | --> | E13 ex KILCARRAGH | Kilcarragh [T421,T422] | BUTLERSTOWN |  | 52.1469 | -6.991
366111X | MV/LV Substation MA***111X |  | 20 kV | _ | LV | 100 kVA :Pole Substation | 0.1 | --> | 0.1 | 0.094 | 0.45 |  | --> | 0.095 | 0 | 0.02 | 0 | 0 | Constrained, otherwise capacity available =79 kW | --> | C16 ex CARRAROE | Carraroe [T42] | SCREEB |  | 53.1345 | -9.6962
039118 | MV/LV Substation WH***118 |  | 10 kV | _ | LV | 400 kVA :Kiosk Substation | 0.4 | --> | 0.4 | 0.305 | 3.45 |  | --> | 0.38 | 0 | 0.029 | 0.345 | 0 |  | --> | C12 ex TRIMMS LANE | Trimms Lane [T41,T42] | SALTHILL |  | 53.2651 | -9.0637
503783 | MV/LV Substation LA***783 |  | 10 kV | _ | LV | 400 kVA :Building Structure | 0.4 | --> | 0.4 | 0.392 | 1.69 |  | --> | 0.38 | 0 | 0 | 0 | 0 | Constrained, otherwise capacity available =379 kW | --> | C16 ex NEWTOWNCUNNINGHAM | Newtowncunningham [T41,T42] | LETTERKENNY |  | 54.9529 | -7.5721
2814448 | MV/LV Substation WA***4448 |  | 10 kV | _ | LV | 630 kVA :Kiosk Substation | 0.63 | --> | 0.63 | 0 | 0 | Constrained, otherwise capacity available =609 kVA | --> | 0.598 | 0 | 0 | 0.5 | 0 |  | --> | C24 ex BISHOPSTOWN | Bishopstown [T41,T42] | KILBARRY |  | 51.8705 | -8.5321
025636X | MV/LV Substation CO***636X |  | 20 kV | _ | LV | 200 kVA :Pole Substation | 0.2 | --> | 0.2 | 0.172 | 2.96 |  | --> | 0.19 | 0 | 0 | 0 | 0 | Constrained, otherwise capacity available =186 kW | --> | E11 ex CHARLEVILLE | Charleville [T421,T422] | CHARLEVILLE |  | 52.3706 | -8.6725
003151Y | MV/LV Substation WO***151Y |  | 10 kV | _ | LV | 630 kVA :Building Structure | 0.63 | --> | 0.63 | 0.5 | 11.58 |  | --> | 0.598 | 0 | 0 | 0 | 0 | Constrained, otherwise capacity available =596 kW | --> | C14 ex BALLYBEG | Ballybeg [T101,T102] | CARRICKMINES |  | 52.994 | -6.0867
066793X | MV/LV Substation CO***793X |  | 10 kV | _ | LV | 100 kVA :Pole Substation | 0.1 | --> | 0.1 | 0 | 0 | Constrained, otherwise capacity available =100 kVA | --> | 0.095 | 0 | 0 | 0 | 0 | Constrained, otherwise capacity available =95 kW | --> | E11 ex ASHBOURNE | Ashbourne [T421,T422] | FINGLAS |  | 53.4529 | -6.3469
210229Y | MV/LV Substation DR***229Y |  | 10 kV | _ | LV | 50 kVA :Pole Substation | 0.05 | --> | 0.05 | 0 | 0 | Constrained, otherwise capacity available =45 kVA | --> | 0.048 | 0 | 0 | 0 | 0 | Constrained, otherwise capacity available =47 kW | --> | C24 ex CARRICKMACROSS | Carrickmacross [T41,T42] | MEATH HILL |  | 53.9991 | -6.7384
182220 | MV/LV Substation HU***220 |  | 20 kV | _ | LV | 400 kVA :Kiosk Substation | 0.4 | --> | 0.4 | 0 | 0 | Constrained, otherwise capacity available =374 kVA | --> | 0.38 | 0 | 0.009 | 0 | 0 | Constrained, otherwise capacity available =370 kW | --> | C16 ex TULLA | Tulla [T41,T42] | ENNIS |  | 52.8029 | -8.6351
252695 | MV/LV Substation BU***695 |  | 10 kV | _ | LV | 50 kVA :Pole Substation | 0.05 | --> | 0.05 | 0.042 | 1.32 |  | --> | 0.048 | 0 | 0 | 0.046 | 0 |  | --> | C15 ex CLIFDEN | Clifden [T41,T42] | SCREEB |  | 53.4229 | -10.0993
281869Z | MV/LV Substation BA***869Z |  | 20 kV | _ | LV | 1000 kVA :Building Structure | 1 | --> | 1 | 0.5 | 17.47 |  | --> | 0.95 | 0 | 0.005 | 0.5 | 0 |  | --> | E18 ex COOLROE | Coolroe [T121,T122] | COOLROE |  | 51.8886 | -8.5863
069004 | MV/LV Substation RA***004 |  | 10 kV | _ | LV | 400 kVA :Kiosk Substation | 0.4 | --> | 0.4 | 0 | 0 | Constrained, otherwise capacity available =207 kVA | --> | 0.38 | 0 | 0.007 | 0.348 | 0 |  | --> | C18 ex BALLYBODEN | Ballyboden [T41,T42] | COOKSTOWN |  | 53.2963 | -6.2843
0144231 | MV/LV Substation WA***4231 |  | 10 kV | _ | LV | 50 kVA :Pole Substation | 0.05 | --> | 0.05 | 0 | 0 | Constrained, otherwise capacity available =30 kVA | --> | 0.048 | 0 | 0.01 | 0 | 0 | Constrained, otherwise capacity available =37 kW | --> | C18 ex KILDARE | Kildare [T41,T42] | NEWBRIDGE |  | 53.1447 | -6.9178
365292 | MV/LV Substation QU***292 |  | 10 kV | _ | LV | 50 kVA :Pole Substation | 0.05 | --> | 0.05 | 0 | 0 | Constrained, otherwise capacity available =47 kVA | --> | 0.048 | 0 | 0 | 0.047 | 0 |  | --> | C12 ex SAGGART | Saggart [T41,T42] | GRANGE CASTLE |  | 53.2685 | -6.5327
235073 | MV/LV Substation BR***073 |  | 20 kV | _ | LV | 50 kVA :Pole Substation | 0.05 | --> | 0.05 | 0 | 0 | Constrained, otherwise capacity available =40 kVA | --> | 0.048 | 0 | 0 | 0 | 0 | Constrained, otherwise capacity available =46 kW | --> | E11 ex BEALNABLATH | Bealnablath [T421] | BANDON |  | 51.8634 | -8.7272
081246Y | MV/LV Substation CO***246Y |  | 10 kV | _ | LV | 50 kVA :Pole Substation | 0.05 | --> | 0.05 | 0 | 0 | Constrained, otherwise capacity available =42 kVA | --> | 0.048 | 0 | 0 | 0 | 0 | Constrained, otherwise capacity available =46 kW | --> | C15 ex MONEYCOOLEY | Moneycooley [T41,T42,T44] | GRIFFINRATH |  | 53.3519 | -6.5857
109103 | MV/LV Substation FA***103 |  | 10 kV | _ | LV | 400 kVA :Building Structure | 0.4 | --> | 0.4 | 0 | 0 | Constrained, otherwise capacity available =396 kVA | --> | 0.38 | 0 | 0 | 0.379 | 0 |  | --> | C15 ex SHANNON | Shannon [T41,T42] | DRUMLINE |  | 52.7055 | -8.9032
026815X | MV/LV Substation OL***815X |  | 10 kV | _ | LV | 50 kVA :Pole Substation | 0.05 | --> | 0.05 | 0.04 | 8.66 |  | --> | 0.048 | 0 | 0.017 | 0 | 0 | Constrained, otherwise capacity available =34 kW | --> | C13 ex BANDON | Bandon [T101,T42] | BANDON |  | 51.733 | -8.7638
031915 | MV/LV Substation KI***915 |  | 20 kV | _ | LV | 100 kVA :Pole Substation | 0.1 | --> | 0.1 | 0 | 0 | Constrained, otherwise capacity available =64 kVA | --> | 0.095 | 0 | 0.005 | 0 | 0 | Constrained, otherwise capacity available =86 kW | --> | E17 ex SPRINGS | Springs [T421,T422] | DUNGARVAN |  | 52.1009 | -7.5668
288061 | MV/LV Substation CH***061 |  | 10 kV | _ | LV | 400 kVA :Kiosk Substation | 0.4 | --> | 0.4 | 0 | 0 | Constrained, otherwise capacity available =234 kVA | --> | 0.38 | 0 | 0.08 | 0.297 | 0 |  | --> | C14 ex DUNDRUM | Dundrum [T41,T42] | BLACKROCK |  | 53.2916 | -6.2499
062797 | MV/LV Substation ED***797 |  | 20 kV | _ | LV | 200 kVA :Pole Substation | 0.2 | --> | 0.2 | 0.123 | 2.33 |  | --> | 0.19 | 0 | 0.012 | 0 | 0 | Constrained, otherwise capacity available =170 kW | --> | C26 ex DUNDALK | Dundalk [T41,T42] | DUNDALK |  | 54.0024 | -6.5846
281921Z | MV/LV Substation EA***921Z |  | 10 kV | _ | LV | 400 kVA :Building Structure | 0.4 | --> | 0.4 | 0 | 0 | Constrained, otherwise capacity available =304 kVA | --> | 0.38 | 0 | 0.002 | 0.365 | 0 |  | --> | C26 ex BISHOPSTOWN | Bishopstown [T41,T42] | KILBARRY |  | 51.8893 | -8.5823
025237Y | MV/LV Substation CH***237Y |  | 20 kV | _ | LV | 100 kVA :Pole Substation | 0.1 | --> | 0.1 | 0.092 | 2.96 |  | --> | 0.095 | 0 | 0 | 0 | 0 | Constrained, otherwise capacity available =94 kW | --> | E11 ex CHARLEVILLE | Charleville [T421,T422] | CHARLEVILLE |  | 52.339 | -8.6703
0504182 | MV/LV Substation LI***4182 |  | 20 kV | _ | LV | 100 kVA :Pole Substation | 0.1 | --> | 0.1 | 0.093 | 6.49 |  | --> | 0.095 | 0 | 0.119 | 0 | 0 | Constrained, otherwise capacity available =6 kW | --> | C22 ex BUSHFIELD | Bushfield [T41,T42] | ATHLONE |  | 53.4785 | -7.8325
365331X | MV/LV Substation AL***331X |  | 10 kV | _ | LV | 400 kVA :Kiosk Substation | 0.4 | --> | 0.4 | 0 | 0 | Constrained, otherwise capacity available =246 kVA | --> | 0.38 | 0 | 0.027 | 0.338 | 0 |  | --> | C15 ex WHITESTOWN | Whitestown [T41,T42] | COOKSTOWN |  | 53.2893 | -6.3831
070210 | MV/LV Substation PU***210 |  | 20 kV | _ | LV | 50 kVA :Pole Substation | 0.05 | --> | 0.05 | 0 | 0.76 |  | --> | 0.048 | 0 | 0 | 0 | 0 | Constrained, otherwise capacity available =40 kW | --> | E17 ex RATHMORE | Rathmore [T42,T421] | KNOCKEARAGH |  | 52.0652 | -9.0792
0814269 | MV/LV Substation KE***4269 |  | 10 kV | _ | LV | 400 kVA :Kiosk Substation | 0.4 | --> | 0.4 | 0 | 0 | Constrained, otherwise capacity available =92 kVA | --> | 0.38 | 0 | 0.003 | 0 | 0 | Constrained, otherwise capacity available =333 kW | --> | C11 ex PALMERSTOWN | Palmerstown [T41,T42] | FINGLAS |  | 53.3561 | -6.373
016003Z | MV/LV Substation MO***003Z |  | 10 kV | _ | LV | 50 kVA :Pole Substation | 0.05 | --> | 0.05 | 0 | 0 | Constrained, otherwise capacity available =44 kVA | --> | 0.048 | 0 | 0 | 0 | 0 | Constrained, otherwise capacity available =47 kW | --> | C15 ex MONEYCOOLEY | Moneycooley [T41,T42,T44] | GRIFFINRATH |  | 53.3596 | -6.5914
0094176 | MV/LV Substation GI***4176 |  | 10 kV | _ | LV | 400 kVA :Kiosk Substation | 0.4 | --> | 0.4 | 0 | 0 | Constrained, otherwise capacity available =400 kVA | --> | 0.38 | 0 | 0 | 0 | 0 | Constrained, otherwise capacity available =380 kW | --> | C17 ex GRANGE (SR) | Grange (sr) [T41,T42] | BUTLERSTOWN |  | 52.2456 | -7.0806
066163X | MV/LV Substation FO***163X |  | 10 kV | _ | LV | 400 kVA :Kiosk Substation | 0.4 | --> | 0.4 | 0 | 0 | Constrained, otherwise capacity available =256 kVA | --> | 0.38 | 0 | 0.048 | 0.324 | 0 |  | --> | C20 ex MOUNTGORRY | Mountgorry [T41,T42] | GRANGE (DR) |  | 53.4528 | -6.2113
050654X | MV/LV Substation GL***654X |  | 20 kV | _ | LV | 200 kVA :Pole Substation | 0.2 | --> | 0.2 | 0.199 | 6.49 |  | --> | 0.19 | 0 | 0 | 0 | 0 | Constrained, otherwise capacity available =190 kW | --> | C22 ex BUSHFIELD | Bushfield [T41,T42] | ATHLONE |  | 53.4739 | -7.8656
0134195 | MV/LV Substation ST***4195 |  | 10 kV | _ | LV | 630 kVA :Kiosk Substation | 0.63 | --> | 0.63 | 0.121 | 0.12 | Constrained, otherwise capacity available =574 kVA | --> | 0.598 | 0 | 0.03 | 0.5 | 0 |  | --> | C20 ex ATHY | Athy [T101,T102] | ATHY |  | 52.9944 | -6.9802
041843X | MV/LV Substation DE***843X |  | 20 kV | _ | LV | 50 kVA :Pole Substation | 0.05 | --> | 0.05 | 0 | 0 | Constrained, otherwise capacity available =48 kVA | --> | 0.048 | 0 | 0 | 0 | 0 | Constrained, otherwise capacity available =47 kW | --> | E19 ex DALTON | Dalton [T421,T422] | DALTON |  | 53.6939 | -9.0601
081125Z | MV/LV Substation DU***125Z |  | 10 kV | _ | LV | 400 kVA :Building Structure | 0.4 | --> | 0.4 | 0 | 0 | Constrained, otherwise capacity available =257 kVA | --> | 0.38 | 0 | 0 | 0.36 | 0 |  | --> | C15 ex LUCAN EAST | Lucan East [T41,T42] | GRANGE CASTLE |  | 53.3475 | -6.4528
0684318 | MV/LV Substation AD***4318 |  | 10 kV | _ | LV | 630 kVA :Kiosk Substation | 0.63 | --> | 0.63 | 0.5 | 9.99 |  | --> | 0.598 | 0 | 0 | 0.5 | 0 |  | --> | C11 ex HAROLDS CROSS | Harolds Cross [T101,T102] | POOLBEG |  | 53.3326 | -6.2574
001228X | MV/LV Substation VA***228X |  | 10 kV | _ | LV | 1000 kVA :Building Structure | 1 | --> | 1 | 0.5 | 15.18 |  | --> | 0.95 | 0 | 0 | 0.5 | 0 |  | --> | C13 ex CENTRAL PARK | Central Park [T101,T102] | CARRICKMINES |  | 53.2706 | -6.2035
365901 | MV/LV Substation KN***901 |  | 10 kV | _ | LV | 630 kVA :Kiosk Substation | 0.63 | --> | 0.63 | 0 | 0 | Constrained, otherwise capacity available =465 kVA | --> | 0.598 | 0 | 0.022 | 0.5 | 0 |  | --> | C18 ex WHITESTOWN | Whitestown [T41,T42] | COOKSTOWN |  | 53.2765 | -6.39
2884144 | MV/LV Substation CH***4144 |  | 10 kV | _ | LV | 630 kVA :Kiosk Substation | 0.63 | --> | 0.63 | 0 | 0 | Constrained, otherwise capacity available =630 kVA | --> | 0.598 | 0 | 0 | 0.5 | 0 |  | --> | C18 ex LOUGHLINSTOWN | Loughlinstown [T41,T42] | CARRICKMINES |  | 53.2496 | -6.1592
064803Y | MV/LV Substation GR***803Y |  | 10 kV | _ | LV | 200 kVA :Kiosk Substation | 0.2 | --> | 0.2 | 0 | 0 | Constrained, otherwise capacity available =96 kVA | --> | 0.19 | 0 | 0.021 | 0 | 0 | Constrained, otherwise capacity available =160 kW | --> | C12 ex MORNINGTON ROAD | Mornington Road [T41,T42] | DRYBRIDGE |  | 53.7044 | -6.3048
144551X | MV/LV Substation BA***551X |  | 20 kV | _ | LV | 50 kVA :Pole Substation | 0.05 | --> | 0.05 | 0.031 | 2.78 |  | --> | 0.048 | 0 | 0 | 0 | 0 | Constrained, otherwise capacity available =45 kW | --> | E13 ex BALLYRAGGET | Ballyragget [T421,T422] | BALLYRAGGET |  | 52.7832 | -7.3655
405601 | MV/LV Substation BA***601 |  | 20 kV | _ | LV | 50 kVA :Pole Substation | 0.05 | --> | 0.05 | 0.041 | 3.03 |  | --> | 0.048 | 0 | 0 | 0 | 0 | Constrained, otherwise capacity available =46 kW | --> | E12 ex MOVILLE | Moville [T421,T422] | TRILLICK |  | 55.1975 | -7.0079
0214274 | MV/LV Substation HO***4274 |  | 10 kV | _ | LV | 400 kVA :Building Structure | 0.4 | --> | 0.4 | 0 | 0 | Constrained, otherwise capacity available =400 kVA | --> | 0.38 | 0 | 0 | 0.38 | 0 |  | --> | C25 ex KILBARRY | Kilbarry [T101,T43] | KILBARRY |  | 51.9029 | -8.5094
160519Y | MV/LV Substation DR***519Y |  | 10 kV | _ | LV | 200 kVA :Kiosk Substation | 0.2 | --> | 0.2 | 0 | 0 | Constrained, otherwise capacity available =172 kVA | --> | 0.19 | 0 | 0.005 | 0 | 0 | Constrained, otherwise capacity available =182 kW | --> | C15 ex PORTARLINGTON | Portarlington [T41,T42] | PORTLAOISE |  | 53.1643 | -7.1866
093411Z | MV/LV Substation SA***411Z |  | 10 kV | _ | LV | 400 kVA :Building Structure | 0.4 | --> | 0.4 | 0 | 0 | Constrained, otherwise capacity available =320 kVA | --> | 0.38 | 0 | 0 | 0.369 | 0 |  | --> | C33 ex KILMORE | Kilmore [T101,T102,T103] | FINGLAS |  | 53.401 | -6.2578
0114113 | MV/LV Substation LO***4113 |  | 10 kV | _ | LV | 400 kVA :Building Structure | 0.4 | --> | 0.4 | 0 | 0 | Constrained, otherwise capacity available =283 kVA | --> | 0.38 | 0 | 0.006 | 0 | 0 | Constrained, otherwise capacity available =359 kW | --> | C16 ex TALBOTS INCH | Talbots Inch [T41,T42] | KILKENNY |  | 52.6593 | -7.261
042036 | MV/LV Substation GA***036 |  | 10 kV | _ | LV | 630 kVA :Kiosk Substation | 0.63 | --> | 0.63 | 0.5 | 1.51 |  | --> | 0.598 | 0 | 0.016 | 0 | 0 | Constrained, otherwise capacity available =581 kW | --> | C19 ex TURLOUGH ROAD | Turlough Road [T43] | CASTLEBAR |  | 53.8617 | -9.3031
036826X | MV/LV Substation IT***826X |  | 10 kV | _ | LV | 630 kVA :Kiosk Substation | 0.63 | --> | 0.63 | 0 | 0 | Constrained, otherwise capacity available =523 kVA | --> | 0.598 | 0 | 0.011 | 0 | 0 | Constrained, otherwise capacity available =576 kW | --> | E17 ex GARRANACANTY | Garranacanty [T421,T422] | TIPPERARY |  | 52.4798 | -8.1572
1424070 | MV/LV Substation CA***4070 |  | 20 kV | _ | LV | 100 kVA :Pole Substation | 0.1 | --> | 0.1 | 0 | 0 | Constrained, otherwise capacity available =87 kVA | --> | 0.095 | 0 | 0.005 | 0 | 0 | Constrained, otherwise capacity available =90 kW | --> | E17 ex CREAGH | Creagh [T421,T422] | ATHLONE |  | 53.2685 | -8.4102
065208Z | MV/LV Substation HA***208Z |  | 10 kV | _ | LV | 50 kVA :Pole Substation | 0.05 | --> | 0.05 | 0 | 0 | Constrained, otherwise capacity available =40 kVA | --> | 0.048 | 0 | 0.005 | 0 | 0 | Constrained, otherwise capacity available =42 kW | --> | C16 ex LOUGHSHINNY | Loughshinny [T41,T42] | GLASMORE |  | 53.5654 | -6.1126
053342 | MV/LV Substation P+***342 |  | 10 kV | _ | LV | 100 kVA :Pole Substation | 0.1 | --> | 0.1 | 0 | 0 | Constrained, otherwise capacity available =82 kVA | --> | 0.095 | 0 | 0 | 0.093 | 0 |  | --> | C13 ex CLONMINCH | Clonminch [T41,T422] | THORNSBERRY |  | 53.2668 | -7.4915
015193Z | MV/LV Substation MA***193Z |  | 10 kV | _ | LV | 200 kVA :Building Structure | 0.2 | --> | 0.2 | 0.178 | 12.6 |  | --> | 0.19 | 0 | 0 | 0.187 | 0 |  | --> | C20 ex MONREAD | Monread [T101,T102] | MONREAD |  | 53.2324 | -6.6432
058079 | MV/LV Substation DO***079 |  | 10 kV | _ | LV | 200 kVA :Kiosk Substation | 0.2 | --> | 0.2 | 0.128 | 3 |  | --> | 0.19 | 0 | 0.006 | 0 | 0 | Constrained, otherwise capacity available =176 kW | --> | C21 ex NENAGH | Nenagh [T41,T42] | NENAGH |  | 52.8577 | -8.2047
060589Y | MV/LV Substation CL***589Y |  | 10 kV | _ | LV | 50 kVA :Pole Substation | 0.05 | --> | 0.05 | 0 | 0 | Constrained, otherwise capacity available =48 kVA | --> | 0.048 | 0 | 0.01 | 0 | 0 | Constrained, otherwise capacity available =40 kW | --> | C18 ex CLONES | Clones [T41,T42] | SHANKILL |  | 54.1659 | -7.2378
209080 | MV/LV Substation DO***080 |  | 10 kV | _ | LV | 100 kVA :Pole Substation | 0.1 | --> | 0.1 | 0 | 0 | Constrained, otherwise capacity available =68 kVA | --> | 0.095 | 0 | 0 | 0 | 0 | Constrained, otherwise capacity available =90 kW | --> | C16 ex MILFORD (NR) | Milford (nr) [T41,T42] | LETTERKENNY |  | 54.9961 | -7.7941
005577X | MV/LV Substation MA***577X |  | 10 kV | _ | LV | 630 kVA :Kiosk Substation | 0.63 | --> | 0.63 | 0.342 | 3.03 |  | --> | 0.598 | 0 | 0 | 0 | 0 | Constrained, otherwise capacity available =558 kW | --> | C24 ex RAMSTOWN | Ramstown [T41,T42] | CRANE |  | 52.6751 | -6.2948
081192X | MV/LV Substation CA***192X |  | 10 kV | _ | LV | 200 kVA :Kiosk Substation | 0.2 | --> | 0.2 | 0.098 | 7.91 |  | --> | 0.19 | 0 | 0.058 | 0.133 | 0 |  | --> | C26 ex PELLETSTOWN | Pelletstown [T101,T102] | FINGLAS |  | 53.3737 | -6.3597
039760 | MV/LV Substation CO***760 |  | 10 kV | _ | LV | 50 kVA :Pole Substation | 0.05 | --> | 0.05 | 0 | 0 | Constrained, otherwise capacity available =38 kVA | --> | 0.048 | 0 | 0 | 0 | 0 | Constrained, otherwise capacity available =46 kW | --> | C18 ex ORANMORE | Oranmore [T41,T44] | GALWAY 110KV |  | 53.2729 | -8.9194
151285 | MV/LV Substation SY***285 |  | 20 kV | _ | LV | 630 kVA :Kiosk Substation | 0.63 | --> | 0.63 | 0 | 0 | Constrained, otherwise capacity available =525 kVA | --> | 0.598 | 0 | 0.001 | 0.5 | 0 |  | --> | E17 ex BRUFF | Bruff [T42,T421] | LIMERICK |  | 52.4772 | -8.5463
365955 | MV/LV Substation DU***955 |  | 10 kV | _ | LV | 400 kVA :Kiosk Substation | 0.4 | --> | 0.4 | 0 | 0 | Constrained, otherwise capacity available =214 kVA | --> | 0.38 | 0 | 0.031 | 0.331 | 0 |  | --> | C17 ex TYMON | Tymon [T41,T42] | COOKSTOWN |  | 53.3101 | -6.3664
365258X | MV/LV Substation PI***258X |  | 10 kV | _ | LV | 400 kVA :Kiosk Substation | 0.4 | --> | 0.4 | 0 | 0 | Constrained, otherwise capacity available =143 kVA | --> | 0.38 | 0 | 0.055 | 0.303 | 0 |  | --> | C17 ex TYMON | Tymon [T41,T42] | COOKSTOWN |  | 53.3005 | -6.3716
253025Z | MV/LV Substation CA***025Z |  | 10 kV | _ | LV | 50 kVA :Pole Substation | 0.05 | --> | 0.05 | 0 | 0 | Constrained, otherwise capacity available =11 kVA | --> | 0.048 | 0 | 0 | 0 | 0 | Constrained, otherwise capacity available =42 kW | --> | C16 ex CLAREGALWAY | Claregalway [T42,T421] | GALWAY 110KV |  | 53.3899 | -8.9157
210310Y | MV/LV Substation LU***310Y |  | 10 kV | _ | LV | 50 kVA :Pole Substation | 0.05 | --> | 0.05 | 0 | 0 | Constrained, otherwise capacity available =41 kVA | --> | 0.048 | 0 | 0 | 0 | 0 | Constrained, otherwise capacity available =46 kW | --> | C20 ex CARRICKMACROSS | Carrickmacross [T41,T42] | MEATH HILL |  | 53.9803 | -6.7369
281462X | MV/LV Substation KE***462X |  | 10 kV | _ | LV | 400 kVA :Kiosk Substation | 0.4 | --> | 0.4 | 0 | 0 | Constrained, otherwise capacity available =336 kVA | --> | 0.38 | 0 | 0.013 | 0 | 0 | Constrained, otherwise capacity available =362 kW | --> | C21 ex DOUGLAS | Douglas [T41,T42] | TRABEG |  | 51.8718 | -8.3981
204297 | MV/LV Substation PE***297 |  | 20 kV | _ | LV | 200 kVA :Pole Substation | 0.2 | --> | 0.2 | 0.112 | 2.02 |  | --> | 0.19 | 0 | 0.002 | 0 | 0 | Constrained, otherwise capacity available =176 kW | --> | E17 ex BALLYMACARRY | Ballymacarry [T421] | TRILLICK |  | 55.1142 | -7.4619
0104038 | MV/LV Substation RA***4038 |  | 10 kV | _ | LV | 50 kVA :Pole Substation | 0.05 | --> | 0.05 | 0 | 0 | Constrained, otherwise capacity available =44 kVA | --> | 0.048 | 0 | 0 | 0 | 0 | Constrained, otherwise capacity available =47 kW | --> | C16 ex GRAIGUENAMANAGH | Graiguenamanagh [T41,T42] | KILKENNY |  | 52.5219 | -7.014
008553 | MV/LV Substation LO***553 |  | 10 kV | _ | LV | 200 kVA :Pole Substation | 0.2 | --> | 0.2 | 0.193 | 0.2 |  | --> | 0.19 | 0 | 0 | 0 | 0 | Constrained, otherwise capacity available =189 kW | --> | E17 ex BEALISTOWN | Bealistown [T421,T422] | GREAT ISLAND |  | 52.1475 | -6.9104
060002 | MV/LV Substation FE***002 |  | 10 kV | _ | LV | 400 kVA :Kiosk Substation | 0.4 | --> | 0.4 | 0 | 0 | Constrained, otherwise capacity available =253 kVA | --> | 0.38 | 0 | 0.05 | 0 | 0 | Constrained, otherwise capacity available =322 kW | --> | C16 ex CLONES | Clones [T41,T42] | SHANKILL |  | 54.182 | -7.2348
132596 | MV/LV Substation K/***596 |  | 20 kV | _ | LV | 100 kVA :Pole Substation | 0.1 | --> | 0.1 | 0.083 | 1.62 |  | --> | 0.095 | 0 | 0 | 0 | 0 | Constrained, otherwise capacity available =93 kW | --> | C16 ex CURRA | Curra [T41] | SOMERSET |  | 53.1343 | -8.4622
039563 | MV/LV Substation DO***563 |  | 10 kV | _ | LV | 630 kVA :Kiosk Substation | 0.63 | --> | 0.63 | 0 | 0 | Constrained, otherwise capacity available =253 kVA | --> | 0.598 | 0 | 0.005 | 0.5 | 0 |  | --> | C21 ex GALWAY 110KV | Galway 110kv [T102,T103] | GALWAY 110KV |  | 53.2862 | -8.9863
365036X | MV/LV Substation KI***036X |  | 10 kV | _ | LV | 400 kVA :Building Structure | 0.4 | --> | 0.4 | 0 | 0 | Constrained, otherwise capacity available =320 kVA | --> | 0.38 | 0 | 0 | 0.369 | 0 |  | --> | C19 ex WHITESTOWN | Whitestown [T41,T42] | COOKSTOWN |  | 53.2774 | -6.3798
365912X | MV/LV Substation DI***912X |  | 10 kV | _ | LV | 1000 kVA :Building Structure | 1 | --> | 1 | 0 | 0 | Constrained, otherwise capacity available =863 kVA | --> | 0.95 | 0 | 0 | 0.5 | 0 |  | --> | C20 ex FORTUNESTOWN | Fortunestown [T101,T102] | INCHICORE 220KV |  | 53.2887 | -6.4216
377518X | MV/LV Substation DE***518X |  | 20 kV | _ | LV | 200 kVA :Pole Substation | 0.2 | --> | 0.2 | 0 | 0 | Constrained, otherwise capacity available =200 kVA | --> | 0.19 | 0 | 0 | 0 | 0 | Constrained, otherwise capacity available =190 kW | --> | E12 ex GURRANEBANE | Gurranebane [T421,T422] | OUGHTRAGH |  | 51.9671 | -10.1732
037571X | MV/LV Substation AU***571X |  | 10 kV | _ | LV | 400 kVA :Kiosk Substation | 0.4 | --> | 0.4 | 0 | 0 | Constrained, otherwise capacity available =273 kVA | --> | 0.38 | 0 | 0.009 | 0 | 0 | Constrained, otherwise capacity available =356 kW | --> | C15 ex ENNIS NORTH | Ennis North [T41,T42] | ENNIS |  | 52.8583 | -8.9866
027505X | MV/LV Substation KE***505X |  | 10 kV | _ | LV | 200 kVA :Pole Substation | 0.2 | --> | 0.2 | 0.136 | 7.79 |  | --> | 0.19 | 0 | 0 | 0 | 0 | Constrained, otherwise capacity available =181 kW | --> | C11 ex DUNMANWAY | Dunmanway [T422,T43] | DUNMANWAY |  | 51.7173 | -9.1199
001864 | MV/LV Substation LI***864 |  | 10 kV | _ | LV | 400 kVA :Kiosk Substation | 0.4 | --> | 0.4 | 0.274 | 1.55 |  | --> | 0.38 | 0 | 0.034 | 0.337 | 0 |  | --> | C20 ex MONKSTOWN | Monkstown [T41,T42] | BLACKROCK |  | 53.302 | -6.1833
0654257 | MV/LV Substation LO***4257 |  | 10 kV | _ | LV | 50 kVA :Pole Substation | 0.05 | --> | 0.05 | 0 | 0 | Constrained, otherwise capacity available =50 kVA | --> | 0.048 | 0 | 0 | 0 | 0 | Constrained, otherwise capacity available =48 kW | --> | C16 ex LOUGHSHINNY | Loughshinny [T41,T42] | GLASMORE |  | 53.5625 | -6.1606
251285X | MV/LV Substation MU***285X |  | 10 kV | _ | LV | 50 kVA :Pole Substation | 0.05 | --> | 0.05 | 0 | 0 | Constrained, otherwise capacity available =43 kVA | --> | 0.048 | 0 | 0 | 0 | 0 | Constrained, otherwise capacity available =47 kW | --> | C30 ex CLAREGALWAY | Claregalway [T42,T421] | GALWAY 110KV |  | 53.3715 | -8.9356
365853 | MV/LV Substation PI***853 |  | 10 kV | _ | LV | 400 kVA :Kiosk Substation | 0.4 | --> | 0.4 | 0 | 0 | Constrained, otherwise capacity available =374 kVA | --> | 0.38 | 0 | 0 | 0.376 | 0 |  | --> | C20 ex OLDBAWN | Oldbawn [T41,T42] | COOKSTOWN |  | 53.2746 | -6.3655
067292 | MV/LV Substation KI***292 |  | 20 kV | _ | LV | 100 kVA :Pole Substation | 0.1 | --> | 0.1 | 0.092 | 13.8 |  | --> | 0.095 | 0 | 0.01 | 0.086 | 0 |  | --> | C14 ex SINGLAND | Singland [T101,T102] | SINGLAND |  | 52.6472 | -8.5216
002183 | MV/LV Substation MU***183 |  | 10 kV | _ | LV | 1000 kVA :Kiosk Substation | 1 | --> | 1 | 0.041 | 0.04 | Constrained, otherwise capacity available =666 kVA | --> | 0.95 | 0 | 0 | 0.5 | 0 |  | --> | C13 ex LITTLE BRAY | Little Bray [T41,T42] | FASSAROE |  | 53.2041 | -6.109
029308Y | MV/LV Substation RA***308Y |  | 20 kV | _ | LV | 630 kVA :Kiosk Substation | 0.63 | --> | 0.63 | 0 | 0 | Constrained, otherwise capacity available =576 kVA | --> | 0.598 | 0 | 0.03 | 0 | 0 | Constrained, otherwise capacity available =569 kW | --> | E12 ex CARRIGSHANE | Carrigshane [T422] | MIDLETON |  | 51.895 | -8.0412
3554074 | MV/LV Substation IR***4074 |  | 10 kV | _ | LV | 400 kVA :Building Structure | 0.4 | --> | 0.4 | 0.06 | 0.06 | Constrained, otherwise capacity available =369 kVA | --> | 0.38 | 0 | 0 | 0 | 0 | Constrained, otherwise capacity available =376 kW | --> | C17 ex TUBBERCURRY | Tubbercurry [T41,T42] | TONROE |  | 54.0547 | -8.7436
067295Y | MV/LV Substation BA***295Y |  | 20 kV | _ | LV | 100 kVA :Pole Substation | 0.1 | --> | 0.1 | 0.092 | 13.8 |  | --> | 0.095 | 0 | 0.01 | 0.086 | 0 |  | --> | C14 ex SINGLAND | Singland [T101,T102] | SINGLAND |  | 52.6556 | -8.4992
041211Y | MV/LV Substation CH***211Y |  | 10 kV | _ | LV | 400 kVA :Kiosk Substation | 0.4 | --> | 0.4 | 0 | 0 | Constrained, otherwise capacity available =360 kVA | --> | 0.38 | 0 | 0 | 0 | 0 | Constrained, otherwise capacity available =374 kW | --> | E13 ex DALTON | Dalton [T421,T422] | DALTON |  | 53.7202 | -8.9949
365224X | MV/LV Substation DO***224X |  | 10 kV | _ | LV | 400 kVA :Kiosk Substation | 0.4 | --> | 0.4 | 0 | 0 | Constrained, otherwise capacity available =289 kVA | --> | 0.38 | 0 | 0 | 0.365 | 0 |  | --> | C18 ex WHITESTOWN | Whitestown [T41,T42] | COOKSTOWN |  | 53.2738 | -6.3846
0934281 | MV/LV Substation PA***4281 |  | 10 kV | _ | LV | 1000 kVA :Building Structure | 1 | --> | 1 | 0 | 0 | Constrained, otherwise capacity available =939 kVA | --> | 0.95 | 0 | 0.025 | 0.5 | 0 |  | --> | C22 ex GRANGE (DR) | Grange (dr) [T41,T42] | GRANGE (DR) |  | 53.4036 | -6.1684
067695Y | MV/LV Substation IN***695Y |  | 10 kV | _ | LV | 200 kVA :Kiosk Substation | 0.2 | --> | 0.2 | 0 | 0 | Constrained, otherwise capacity available =126 kVA | --> | 0.19 | 0 | 0.035 | 0 | 0 | Constrained, otherwise capacity available =154 kW | --> | C13 ex DOCK ROAD | Dock Road [T41,T42] | LIMERICK |  | 52.6373 | -8.6696
062217 | MV/LV Substation RO***217 |  | 10 kV | _ | LV | 200 kVA :Kiosk Substation | 0.2 | --> | 0.2 | 0.146 | 0.72 |  | --> | 0.19 | 0 | 0.023 | 0 | 0 | Constrained, otherwise capacity available =165 kW | --> | C15 ex COES ROAD | Coes Road [T41,T42] | DUNDALK |  | 53.9983 | -6.3706
021976X | MV/LV Substation ST***976X |  | 10 kV | _ | LV | 400 kVA :Kiosk Substation | 0.4 | --> | 0.4 | 0 | 0 | Constrained, otherwise capacity available =305 kVA | --> | 0.38 | 0 | 0.025 | 0.348 | 0 |  | --> | C18 ex MAYFIELD | Mayfield [T41,T42] | KILBARRY |  | 51.9081 | -8.4478
0074259 | MV/LV Substation KE***4259 |  | 10 kV | _ | LV | 400 kVA :Building Structure | 0.4 | --> | 0.4 | 0 | 0 | Constrained, otherwise capacity available =324 kVA | --> | 0.38 | 0 | 0 | 0 | 0 | Constrained, otherwise capacity available =370 kW | --> | C18 ex MULGANNON | Mulgannon [T41,T42] | WEXFORD |  | 52.3137 | -6.4529
055557Y | MV/LV Substation GL***557Y |  | 20 kV | _ | LV | 400 kVA :Kiosk Substation | 0.4 | --> | 0.4 | 0 | 0 | Constrained, otherwise capacity available =378 kVA | --> | 0.38 | 0 | 0.009 | 0 | 0 | Constrained, otherwise capacity available =370 kW | --> | E20 ex ROSCREA | Roscrea [T41,T42] | IKERRIN |  | 52.9407 | -7.6379
066867X | MV/LV Substation TH***867X |  | 20 kV | _ | LV | 400 kVA :Kiosk Substation | 0.4 | --> | 0.4 | 0 | 0 | Constrained, otherwise capacity available =245 kVA | --> | 0.38 | 0 | 0.069 | 0 | 0 | Constrained, otherwise capacity available =307 kW | --> | E11 ex GLASMORE | Glasmore [T421,T422] | GLASMORE |  | 53.4883 | -6.1432
003890X | MV/LV Substation TH***890X |  | 10 kV | _ | LV | 100 kVA :Pole Substation | 0.1 | --> | 0.1 | 0 | 0 | Constrained, otherwise capacity available =84 kVA | --> | 0.095 | 0 | 0.004 | 0 | 0 | Constrained, otherwise capacity available =90 kW | --> | C16 ex RATHDRUM | Rathdrum [T42] | ARKLOW |  | 53.0131 | -6.3272
120261Y | MV/LV Substation DU***261Y |  | 20 kV | _ | LV | 400 kVA :Kiosk Substation | 0.4 | --> | 0.4 | 0.296 | 3.5 |  | --> | 0.38 | 0 | 0.028 | 0 | 0 | Constrained, otherwise capacity available =345 kW | --> | E11 ex DUNFIRTH | Dunfirth [T122] | DUNFIRTH |  | 53.4039 | -6.8484
062137X | MV/LV Substation BL***137X |  | 10 kV | _ | LV | 400 kVA :Kiosk Substation | 0.4 | --> | 0.4 | 0.372 | 3.12 |  | --> | 0.38 | 0 | 0.005 | 0 | 0 | Constrained, otherwise capacity available =372 kW | --> | C20 ex MARSHES | Marshes [T41,T42] | DUNDALK |  | 53.9731 | -6.3636
192590 | MV/LV Substation VI***590 |  | 10 kV | _ | LV | 50 kVA :Pole Substation | 0.05 | --> | 0.05 | 0.043 | 1.56 |  | --> | 0.048 | 0 | 0.006 | 0 | 0 | Constrained, otherwise capacity available =42 kW | --> | C13 ex DERRYBEG | Derrybeg [T41,T42] | ARDNAGAPPARY |  | 55.0136 | -8.3994
012805 | MV/LV Substation BE***805 |  | 10 kV | _ | LV | 50 kVA :Pole Substation | 0.05 | --> | 0.05 | 0.049 | 1.99 |  | --> | 0.048 | 0 | 0 | 0 | 0 | Constrained, otherwise capacity available =47 kW | --> | C18 ex GRAIGUE | Graigue [T41,T42] | CARLOW |  | 52.8563 | -6.9298
093077Z | MV/LV Substation LO***077Z |  | 10 kV | _ | LV | 400 kVA :Kiosk Substation | 0.4 | --> | 0.4 | 0 | 0 | Constrained, otherwise capacity available =236 kVA | --> | 0.38 | 0 | 0 | 0.357 | 0 |  | --> | C18 ex POPPINTREE | Poppintree [T101,T102] | FINGLAS |  | 53.3969 | -6.2587
064956Y | MV/LV Substation BE***956Y |  | 20 kV | _ | LV | 50 kVA :Pole Substation | 0.05 | --> | 0.05 | 0 | 0 | Constrained, otherwise capacity available =50 kVA | --> | 0.048 | 0 | 0 | 0 | 0 | Constrained, otherwise capacity available =48 kW | --> | E18 ex JULIANSTOWN | Julianstown [T421,T422] | DRYBRIDGE |  | 53.6506 | -6.3387
119093Y | MV/LV Substation AR***093Y |  | 20 kV | _ | LV | 200 kVA :Kiosk Substation | 0.2 | --> | 0.2 | 0 | 0 | Constrained, otherwise capacity available =171 kVA | --> | 0.19 | 0 | 0.012 | 0 | 0 | Constrained, otherwise capacity available =177 kW | --> | C18 ex KANTURK | Kanturk [T41,T42] | GLENLARA |  | 52.1313 | -8.8966
253074 | MV/LV Substation TI***074 |  | 10 kV | _ | LV | 400 kVA :Kiosk Substation | 0.4 | --> | 0.4 | 0.3 | 10.7 |  | --> | 0.38 | 0 | 0 | 0 | 0 | Constrained, otherwise capacity available =366 kW | --> | C22 ex CLOON | Cloon [T42,T421] | CLOON |  | 53.5079 | -8.8562
0594214 | MV/LV Substation BR***4214 |  | 10 kV | _ | LV | 400 kVA :Building Structure | 0.4 | --> | 0.4 | 0 | 0 | Constrained, otherwise capacity available =346 kVA | --> | 0.38 | 0 | 0 | 0 | 0 | Constrained, otherwise capacity available =373 kW | --> | C20 ex CAVAN | Cavan [T42,T421] | SHANKILL |  | 53.99 | -7.3223
021015Z | MV/LV Substation DO***015Z |  | 10 kV | _ | LV | 50 kVA :Pole Substation | 0.05 | --> | 0.05 | 0 | 0 | Constrained, otherwise capacity available =41 kVA | --> | 0.048 | 0 | 0.01 | 0.039 | 0 |  | --> | C15 ex RIVERSTOWN | Riverstown [T41,T42] | KILBARRY |  | 51.9301 | -8.3686
001668 | MV/LV Substation PA***668 |  | 10 kV | _ | LV | 400 kVA :Kiosk Substation | 0.4 | --> | 0.4 | 0.316 | 13.42 |  | --> | 0.38 | 0 | 0.031 | 0.345 | 0 |  | --> | C19 ex POTTERY ROAD | Pottery Road [T101,T102] | CARRICKMINES |  | 53.2761 | -6.1495
590116 | MV/LV Substation LI***116 |  | 20 kV | _ | LV | 50 kVA :Pole Substation | 0.05 | --> | 0.05 | 0.05 | 1.43 |  | --> | 0.048 | 0 | 0 | 0 | 0 | Constrained, otherwise capacity available =47 kW | --> | E17 ex CONG | Cong [T421,T422] | CLOON |  | 53.5382 | -9.2721
093216Z | MV/LV Substation LA***216Z |  | 10 kV | _ | LV | 200 kVA :Kiosk Substation | 0.2 | --> | 0.2 | 0 | 0 | Constrained, otherwise capacity available =82 kVA | --> | 0.19 | 0 | 0.033 | 0.149 | 0 |  | --> | C24 ex POPPINTREE | Poppintree [T101,T102] | FINGLAS |  | 53.4041 | -6.2922
008144Z | MV/LV Substation HE***144Z |  | 10 kV | _ | LV | 200 kVA :Kiosk Substation | 0.2 | --> | 0.2 | 0 | 0 | Constrained, otherwise capacity available =161 kVA | --> | 0.19 | 0 | 0 | 0 | 0 | Constrained, otherwise capacity available =184 kW | --> | C14 ex KNOCKMULLEN | Knockmullen [T42,T421] | GREAT ISLAND |  | 52.388 | -6.9316
281292Z | MV/LV Substation CA***292Z |  | 10 kV | _ | LV | 400 kVA :Kiosk Substation | 0.4 | --> | 0.4 | 0.314 | 6.78 |  | --> | 0.38 | 0 | 0.025 | 0.35 | 0 |  | --> | C26 ex CASTLEVIEW | Castleview [T101,T102] | CASTLEVIEW |  | 51.8909 | -8.3956
081424X | MV/LV Substation PA***424X |  | 10 kV | _ | LV | 400 kVA :Kiosk Substation | 0.4 | --> | 0.4 | 0.292 | 7.91 |  | --> | 0.38 | 0 | 0.016 | 0.353 | 0 |  | --> | C22 ex PELLETSTOWN | Pelletstown [T101,T102] | FINGLAS |  | 53.3761 | -6.3671
365383 | MV/LV Substation RA***383 |  | 10 kV | _ | LV | 400 kVA :Kiosk Substation | 0.4 | --> | 0.4 | 0 | 0 | Constrained, otherwise capacity available =343 kVA | --> | 0.38 | 0 | 0.008 | 0.366 | 0 |  | --> | C17 ex WHITESTOWN | Whitestown [T41,T42] | COOKSTOWN |  | 53.2837 | -6.3897
184585 | MV/LV Substation AN***585 |  | 10 kV | _ | LV | 50 kVA :Pole Substation | 0.05 | --> | 0.05 | 0.046 | 3.38 |  | --> | 0.048 | 0 | 0.004 | 0 | 0 | Constrained, otherwise capacity available =44 kW | --> | C21 ex CASTLEBLAYNEY | Castleblayney [T41,T42] | DUNDALK |  | 54.1662 | -6.7965
2884036 | MV/LV Substation CH***4036 |  | 10 kV | _ | LV | 50 kVA :Pole Substation | 0.05 | --> | 0.05 | 0.04 | 2.36 |  | --> | 0.048 | 0 | 0 | 0.046 | 0 |  | --> | C11 ex BRAY | Bray [T41,T42] | FASSAROE |  | 53.1914 | -6.1671
082188Z | MV/LV Substation KI***188Z |  | 20 kV | _ | LV | 200 kVA :Kiosk Substation | 0.2 | --> | 0.2 | 0 | 0 | Constrained, otherwise capacity available =197 kVA | --> | 0.19 | 0 | 0 | 0 | 0 | Constrained, otherwise capacity available =190 kW | --> | E11 ex ACADEMY STREET | Academy Street [T421,T422,T44] | NAVAN |  | 53.5392 | -6.6011
144169X | MV/LV Substation WO***169X |  | 20 kV | _ | LV | 200 kVA :Kiosk Substation | 0.2 | --> | 0.2 | 0 | 0 | Constrained, otherwise capacity available =168 kVA | --> | 0.19 | 0 | 0 | 0 | 0 | Constrained, otherwise capacity available =186 kW | --> | E25 ex TALBOTS INCH | Talbots Inch [T41,T42] | KILKENNY |  | 52.7306 | -7.4055
4294111 | MV/LV Substation KE***4111 |  | 20 kV | _ | LV | 50 kVA :Pole Substation | 0.05 | --> | 0.05 | 0.042 | 5.75 |  | --> | 0.048 | 0 | 0 | 0 | 0 | Constrained, otherwise capacity available =46 kW | --> | E21 ex ABBEYFEALE | Abbeyfeale [T421] | TRIEN |  | 52.39 | -9.2476
0034006 | MV/LV Substation KI***4006 |  | 10 kV | _ | LV | 50 kVA :Pole Substation | 0.05 | --> | 0.05 | 0.041 | 0.48 |  | --> | 0.048 | 0 | 0.005 | 0 | 0 | Constrained, otherwise capacity available =42 kW | --> | C15 ex KILMARTIN | Kilmartin [T41] | ARKLOW |  | 53.052 | -6.0887
082130Z | MV/LV Substation BA***130Z |  | 20 kV | _ | LV | 50 kVA :Pole Substation | 0.05 | --> | 0.05 | 0 | 0 | Constrained, otherwise capacity available =47 kVA | --> | 0.048 | 0 | 0.01 | 0 | 0 | Constrained, otherwise capacity available =40 kW | --> | E17 ex ACADEMY STREET | Academy Street [T421,T422,T44] | NAVAN |  | 53.5855 | -6.6946
039408X | MV/LV Substation CA***408X |  | 10 kV | _ | LV | 200 kVA :Kiosk Substation | 0.2 | --> | 0.2 | 0 | 0 | Constrained, otherwise capacity available =128 kVA | --> | 0.19 | 0 | 0.002 | 0.178 | 0 |  | --> | C21 ex GALWAY 110KV | Galway 110kv [T102,T103] | GALWAY 110KV |  | 53.2842 | -9.0078
281028Y | MV/LV Substation S ***028Y |  | 10 kV | _ | LV | 1000 kVA :Building Structure | 1 | --> | 1 | 0.5 | 4.67 |  | --> | 0.95 | 0 | 0 | 0.5 | 0 |  | --> | C24 ex CENTRE PARK ROAD | Marina [T105,T106] | MARINA |  | 51.8931 | -8.4635
095065X | MV/LV Substation KI***065X |  | 10 kV | _ | LV | 50 kVA :Pole Substation | 0.05 | --> | 0.05 | 0.027 | 0.7 |  | --> | 0.048 | 0 | 0 | 0 | 0 | Constrained, otherwise capacity available =44 kW | --> | C11 ex KILRUSH | Kilrush [T41,T42] | TULLABRACK |  | 52.6173 | -9.3897
007388Z | MV/LV Substation BA***388Z |  | 20 kV | _ | LV | 50 kVA :Pole Substation | 0.05 | --> | 0.05 | 0.049 | 4.38 |  | --> | 0.048 | 0 | 0 | 0.047 | 0 |  | --> | E13 ex CRANE | Crane [T122] | CRANE |  | 52.423 | -6.3853
281659X | MV/LV Substation TE***659X |  | 10 kV | _ | LV | 200 kVA :Building Structure | 0.2 | --> | 0.2 | 0 | 0 | Constrained, otherwise capacity available =144 kVA | --> | 0.19 | 0 | 0 | 0.182 | 0 |  | --> | C12 ex BALLINCOLLIG | Ballincollig [T41,T42] | KILBARRY |  | 51.8871 | -8.6117
253908Y | MV/LV Substation KE***908Y |  | 20 kV | _ | LV | 100 kVA :Pole Substation | 0.1 | --> | 0.1 | 0 | 0 | Constrained, otherwise capacity available =97 kVA | --> | 0.095 | 0 | 0.005 | 0 | 0 | Constrained, otherwise capacity available =91 kW | --> | E15 ex GLENAMADDY | Glenamaddy [T422] | ATHLONE |  | 53.6149 | -8.5537
1764165 | MV/LV Substation BR***4165 |  | 20 kV | _ | LV | 50 kVA :Pole Substation | 0.05 | --> | 0.05 | 0.048 | 18.78 |  | --> | 0.048 | 0 | 0 | 0.047 | 0 |  | --> | E14 ex HARTNETTS CROSS | Hartnetts Cross [T121,T422] | MACROOM |  | 51.8952 | -9.0308
008662Y | MV/LV Substation ZE***662Y |  | 20 kV | _ | LV | 200 kVA :Kiosk Substation | 0.2 | --> | 0.2 | 0 | 0 | Constrained, otherwise capacity available =198 kVA | --> | 0.19 | 0 | 0 | 0 | 0 | Constrained, otherwise capacity available =190 kW | --> | C20 ex KNOCKMULLEN | Knockmullen [T42,T421] | GREAT ISLAND |  | 52.365 | -6.9665
021744Z | MV/LV Substation LI***744Z |  | 10 kV | _ | LV | 630 kVA :Building Structure | 0.63 | --> | 0.63 | 0.5 | 6.78 |  | --> | 0.598 | 0 | 0 | 0.5 | 0 |  | --> | C31 ex CASTLEVIEW | Castleview [T101,T102] | CASTLEVIEW |  | 51.8934 | -8.3688
0364195 | MV/LV Substation GA***4195 |  | 20 kV | _ | LV | 50 kVA :Pole Substation | 0.05 | --> | 0.05 | 0 | 0 | Constrained, otherwise capacity available =50 kVA | --> | 0.048 | 0 | 0 | 0 | 0 | Constrained, otherwise capacity available =48 kW | --> | E18 ex GARRANACANTY | Garranacanty [T421,T422] | TIPPERARY |  | 52.5131 | -8.2846
249027 | MV/LV Substation SH***027 |  | 10 kV | _ | LV | 100 kVA :Pole Substation | 0.1 | --> | 0.1 | 0 | 0 | Constrained, otherwise capacity available =66 kVA | --> | 0.095 | 0 | 0.003 | 0 | 0 | Constrained, otherwise capacity available =88 kW | --> | C16 ex KILCLOHER | Kilcloher [T41,T42] | DUNGARVAN |  | 52.1477 | -7.8403
017354Z | MV/LV Substation DE***354Z |  | 20 kV | _ | LV | 200 kVA :Kiosk Substation | 0.2 | --> | 0.2 | 0.197 | 1.98 |  | --> | 0.19 | 0 | 0 | 0 | 0 | Constrained, otherwise capacity available =190 kW | --> | E11 ex RATHKEALE | Rathkeale [T421,T422] | RATHKEALE |  | 52.6029 | -8.9796
066350Z | MV/LV Substation BI***350Z |  | 10 kV | _ | LV | 630 kVA :Kiosk Substation | 0.63 | --> | 0.63 | 0 | 0 | Constrained, otherwise capacity available =496 kVA | --> | 0.598 | 0 | 0.031 | 0 | 0 | Constrained, otherwise capacity available =557 kW | --> | C18 ex MALAHIDE | Malahide [T41,T42] | GLASMORE |  | 53.4452 | -6.1347
069279 | MV/LV Substation HO***279 |  | 10 kV | _ | LV | 630 kVA :Kiosk Substation | 0.63 | --> | 0.63 | 0 | 0 | Constrained, otherwise capacity available =560 kVA | --> | 0.598 | 0 | 0.008 | 0.5 | 0 |  | --> | C18 ex BALLYMOUNT | Ballymount [T41,T42] | INCHICORE 220KV |  | 53.3177 | -6.34
405103 | MV/LV Substation CO***103 |  | 20 kV | _ | LV | 100 kVA :Pole Substation | 0.1 | --> | 0.1 | 0.03 | 3.03 |  | --> | 0.095 | 0 | 0 | 0 | 0 | Constrained, otherwise capacity available =85 kW | --> | E14 ex MOVILLE | Moville [T421,T422] | TRILLICK |  | 55.1924 | -7.0466
277081 | MV/LV Substation TU***081 |  | 10 kV | _ | LV | 630 kVA :Kiosk Substation | 0.63 | --> | 0.63 | 0 | 0 | Constrained, otherwise capacity available =568 kVA | --> | 0.598 | 0 | 0 | 0.5 | 0 |  | --> | C22 ex GRANGE (DR) | Grange (dr) [T41,T42] | GRANGE (DR) |  | 53.4026 | -6.1945
067229Y | MV/LV Substation CL***229Y |  | 10 kV | _ | LV | 400 kVA :Building Structure | 0.4 | --> | 0.4 | 0 | 0 | Constrained, otherwise capacity available =400 kVA | --> | 0.38 | 0 | 0 | 0.38 | 0 |  | --> | C17 ex GARRYOWEN | Garryowen [T41,T42] | LIMERICK |  | 52.6645 | -8.6126
252397 | MV/LV Substation PA***397 |  | 20 kV | _ | LV | 50 kVA :Pole Substation | 0.05 | --> | 0.05 | 0.026 | 1.32 |  | --> | 0.048 | 0 | 0 | 0.044 | 0 |  | --> | C24 ex CLIFDEN | Clifden [T41,T42] | SCREEB |  | 53.5454 | -10.1451
281545 | MV/LV Substation CH***545 |  | 10 kV | _ | LV | 100 kVA :Pole Substation | 0.1 | --> | 0.1 | 0 | 0 | Constrained, otherwise capacity available =37 kVA | --> | 0.095 | 0 | 0.013 | 0 | 0 | Constrained, otherwise capacity available =76 kW | --> | C17 ex CARRIGALINE | Carrigaline [T41,T42] | BARNAHELY |  | 51.7972 | -8.2794
209408X | MV/LV Substation OL***408X |  | 10 kV | _ | LV | 400 kVA :Kiosk Substation | 0.4 | --> | 0.4 | 0 | 0 | Constrained, otherwise capacity available =302 kVA | --> | 0.38 | 0 | 0.002 | 0 | 0 | Constrained, otherwise capacity available =365 kW | --> | C16 ex MILFORD (NR) | Milford (nr) [T41,T42] | LETTERKENNY |  | 55.0309 | -7.7729
009057Y | MV/LV Substation AR***057Y |  | 10 kV | _ | LV | 200 kVA :Kiosk Substation | 0.2 | --> | 0.2 | 0.16 | 8.16 |  | --> | 0.19 | 0 | 0.011 | 0 | 0 | Constrained, otherwise capacity available =176 kW | --> | C12 ex MOUNT MISERY | Mount Misery [T41,T42] | WATERFORD |  | 52.2645 | -7.0929
0014138 | MV/LV Substation SP***4138 |  | 10 kV | _ | LV | 400 kVA :Kiosk Substation | 0.4 | --> | 0.4 | 0.4 | 1.16 |  | --> | 0.38 | 0 | 0 | 0.38 | 0 |  | --> | C21 ex DEANSGRANGE | Deansgrange [T41,T42] | CARRICKMINES |  | 53.2738 | -6.1763
0654108 | MV/LV Substation PR***4108 |  | 10 kV | _ | LV | 630 kVA :Building Structure | 0.63 | --> | 0.63 | 0 | 0 | Constrained, otherwise capacity available =517 kVA | --> | 0.598 | 0 | 0.05 | 0.5 | 0 |  | --> | C24 ex STEPHENSTOWN | Stephenstown [T101,T102] | FINGLAS |  | 53.6051 | -6.1834
066137 | MV/LV Substation DO***137 |  | 20 kV | _ | LV | 200 kVA :Pole Substation | 0.2 | --> | 0.2 | 0 | 0 | Constrained, otherwise capacity available =147 kVA | --> | 0.19 | 0 | 0.04 | 0 | 0 | Constrained, otherwise capacity available =153 kW | --> | E18 ex GLASMORE | Glasmore [T421,T422] | GLASMORE |  | 53.5153 | -6.2663
025049 | MV/LV Substation GL***049 |  | 10 kV | _ | LV | 200 kVA :Pole Substation | 0.2 | --> | 0.2 | 0.142 | 2.96 |  | --> | 0.19 | 0 | 0.005 | 0 | 0 | Constrained, otherwise capacity available =178 kW | --> | E17 ex CHARLEVILLE | Charleville [T421,T422] | CHARLEVILLE |  | 52.3519 | -8.6827
064358Y | MV/LV Substation TU***358Y |  | 20 kV | _ | LV | 50 kVA :Pole Substation | 0.05 | --> | 0.05 | 0 | 0 | Constrained, otherwise capacity available =50 kVA | --> | 0.048 | 0 | 0 | 0 | 0 | Constrained, otherwise capacity available =47 kW | --> | E15 ex JULIANSTOWN | Julianstown [T421,T422] | DRYBRIDGE |  | 53.6297 | -6.2458
0294292 | MV/LV Substation CH***4292 |  | 10 kV | _ | LV | 400 kVA :Kiosk Substation | 0.4 | --> | 0.4 | 0 | 0 | Constrained, otherwise capacity available =345 kVA | --> | 0.38 | 0 | 0.015 | 0.361 | 0 |  | --> | C22 ex MIDLETON | Midleton [T101,T102] | MIDLETON |  | 51.901 | -8.1683
033997 | MV/LV Substation CA***997 |  | 20 kV | _ | LV | 50 kVA :Pole Substation | 0.05 | --> | 0.05 | 0 | 0 | Constrained, otherwise capacity available =36 kVA | --> | 0.048 | 0 | 0 | 0 | 0 | Constrained, otherwise capacity available =46 kW | --> | C18 ex DEERPARK | Deerpark [T41,T42] | BALLYDINE |  | 52.3976 | -7.3388
050125Y | MV/LV Substation MA***125Y |  | 20 kV | _ | LV | 50 kVA :Pole Substation | 0.05 | --> | 0.05 | 0 | 0 | Constrained, otherwise capacity available =50 kVA | --> | 0.048 | 0 | 0 | 0 | 0 | Constrained, otherwise capacity available =47 kW | --> | C22 ex ATHLONE | Athlone [T41,T42] | ATHLONE |  | 53.4787 | -8.0827
093236 | MV/LV Substation NO***236 |  | 10 kV | _ | LV | 630 kVA :Building Structure | 0.63 | --> | 0.63 | 0 | 0 | Constrained, otherwise capacity available =516 kVA | --> | 0.598 | 0 | 0 | 0 | 0 | Constrained, otherwise capacity available =583 kW | --> | C31 ex CLONSHAUGH | Clonshaugh [T41,T42] | FINGLAS |  | 53.3959 | -6.2129
021465 | MV/LV Substation BR***465 |  | 10 kV | _ | LV | 50 kVA :Pole Substation | 0.05 | --> | 0.05 | 0 | 0 | Constrained, otherwise capacity available =38 kVA | --> | 0.048 | 0 | 0 | 0.046 | 0 |  | --> | C16 ex RIVERSTOWN | Riverstown [T41,T42] | KILBARRY |  | 51.9405 | -8.3786
039475X | MV/LV Substation TU***475X |  | 10 kV | _ | LV | 630 kVA :Kiosk Substation | 0.63 | --> | 0.63 | 0 | 0 | Constrained, otherwise capacity available =565 kVA | --> | 0.598 | 0 | 0 | 0.5 | 0 |  | --> | C21 ex GALWAY 110KV | Galway 110kv [T102,T103] | GALWAY 110KV |  | 53.2833 | -8.9816
069019 | MV/LV Substation BA***019 |  | 10 kV | _ | LV | 630 kVA :Kiosk Substation | 0.63 | --> | 0.63 | 0.143 | 9.28 |  | --> | 0.598 | 0 | 0.005 | 0.5 | 0 |  | --> | C06 ex PEMBROKE | Pembroke [T41,T42,T43,T44] | RINGSEND |  | 53.3294 | -6.2325
152204 | MV/LV Substation DO***204 |  | 20 kV | _ | LV | 200 kVA :Kiosk Substation | 0.2 | --> | 0.2 | 0 | 0 | Constrained, otherwise capacity available =172 kVA | --> | 0.19 | 0 | 0 | 0 | 0 | Constrained, otherwise capacity available =186 kW | --> | C16 ex CAPPAMORE | Cappamore [T41,T42] | ARDNACRUSHA |  | 52.6064 | -8.245
062492Y | MV/LV Substation NE***492Y |  | 10 kV | _ | LV | 630 kVA :Kiosk Substation | 0.63 | --> | 0.63 | 0.5 | 5.69 |  | --> | 0.598 | 0 | 0 | 0 | 0 | Constrained, otherwise capacity available =595 kW | --> | C21 ex RAMPARTS | Ramparts [T41,T42] | DUNDALK |  | 54.0049 | -6.4012
021092Y | MV/LV Substation FA***092Y |  | 10 kV | _ | LV | 630 kVA :Kiosk Substation | 0.63 | --> | 0.63 | 0 | 0 | Constrained, otherwise capacity available =417 kVA | --> | 0.598 | 0 | 0.028 | 0.5 | 0 |  | --> | C27 ex KILBARRY | Kilbarry [T101,T43] | KILBARRY |  | 51.9167 | -8.48
365016 | MV/LV Substation DE***016 |  | 10 kV | _ | LV | 630 kVA :Kiosk Substation | 0.63 | --> | 0.63 | 0.5 | 13.91 |  | --> | 0.598 | 0 | 0.078 | 0.5 | 0 |  | --> | C20 ex COOKSTOWN | Cookstown [T101,T102] | CARRICKMINES |  | 53.2703 | -6.3752
281361Y | MV/LV Substation RA***361Y |  | 10 kV | _ | LV | 50 kVA :Pole Substation | 0.05 | --> | 0.05 | 0.026 | 4.3 |  | --> | 0.048 | 0 | 0 | 0.044 | 0 |  | --> | C11 ex RINGASKIDDY 110KV | Ringaskiddy 110kv [T42] | BARNAHELY |  | 51.8396 | -8.3584
067587 | MV/LV Substation GA***587 |  | 10 kV | _ | LV | 200 kVA :Pole Substation | 0.2 | --> | 0.2 | 0 | 0 | Constrained, otherwise capacity available =200 kVA | --> | 0.19 | 0 | 0 | 0 | 0 | Constrained, otherwise capacity available =190 kW | --> | C15 ex GILLOGUE | Gillogue [T41,T42] | ARDNACRUSHA |  | 52.68 | -8.5689
059493X | MV/LV Substation BU***493X |  | 20 kV | _ | LV | 50 kVA :Pole Substation | 0.05 | --> | 0.05 | 0 | 0 | Constrained, otherwise capacity available =18 kVA | --> | 0.048 | 0 | 0.008 | 0 | 0 | Constrained, otherwise capacity available =37 kW | --> | E17 ex CAVAN | Cavan [T42,T421] | SHANKILL |  | 54.0463 | -7.3771
152011 | MV/LV Substation BA***011 |  | 20 kV | _ | LV | 200 kVA :Pole Substation | 0.2 | --> | 0.2 | 0 | 0 | Constrained, otherwise capacity available =95 kVA | --> | 0.19 | 0 | 0.023 | 0 | 0 | Constrained, otherwise capacity available =158 kW | --> | C16 ex CAPPAMORE | Cappamore [T41,T42] | ARDNACRUSHA |  | 52.6049 | -8.2502
049226X | MV/LV Substation DR***226X |  | 10 kV | _ | LV | 200 kVA :Pole Substation | 0.2 | --> | 0.2 | 0.123 | 0.13 |  | --> | 0.19 | 0 | 0 | 0 | 0 | Constrained, otherwise capacity available =179 kW | --> | C14 ex BALLYMAHON | Ballymahon [T41,T42] | ATHLONE |  | 53.5924 | -7.6514
0304175 | MV/LV Substation CA***4175 |  | 20 kV | _ | LV | 50 kVA :Pole Substation | 0.05 | --> | 0.05 | 0 | 0 | Constrained, otherwise capacity available =50 kVA | --> | 0.048 | 0 | 0.031 | 0 | 0 | Constrained, otherwise capacity available =24 kW | --> | E17 ex FOXHOLE | Foxhole [T421,T422] | DUNGARVAN |  | 51.9519 | -7.8678
001634 | MV/LV Substation LA***634 |  | 10 kV | _ | LV | 630 kVA :Kiosk Substation | 0.63 | --> | 0.63 | 0 | 0 | Constrained, otherwise capacity available =464 kVA | --> | 0.598 | 0 | 0.014 | 0.5 | 0 |  | --> | C11 ex LOUGHLINSTOWN | Loughlinstown [T41,T42] | CARRICKMINES |  | 53.2515 | -6.1283
154739 | MV/LV Substation SA***739 |  | 10 kV | _ | LV | 50 kVA :Pole Substation | 0.05 | --> | 0.05 | 0 | 0 | Constrained, otherwise capacity available =45 kVA | --> | 0.048 | 0 | 0 | 0.047 | 0 |  | --> | C23 ex MACETOWN | Macetown [T101,T102] | MACETOWN |  | 53.4145 | -6.4544
0534315 | MV/LV Substation KI***4315 |  | 10 kV | _ | LV | 100 kVA :Pole Substation | 0.1 | --> | 0.1 | 0 | 0 | Constrained, otherwise capacity available =100 kVA | --> | 0.095 | 0 | 0 | 0.095 | 0 |  | --> | C21 ex CLONMINCH | Clonminch [T41,T422] | THORNSBERRY |  | 53.2369 | -7.4384
0024019 | MV/LV Substation ME***4019 |  | 10 kV | _ | LV | 630 kVA :Building Structure | 0.63 | --> | 0.63 | 0.5 | 4.51 |  | --> | 0.598 | 0 | 0 | 0.5 | 0 |  | --> | C14 ex BOGHALL ROAD | Boghall Road [T41,T42] | FASSAROE |  | 53.1816 | -6.1135
0464009 | MV/LV Substation DO***4009 |  | 10 kV | _ | LV | 50 kVA :Pole Substation | 0.05 | --> | 0.05 | 0.05 | 5.48 |  | --> | 0.048 | 0 | 0 | 0.048 | 0 |  | --> | C12 ex BALLYTIVNAN | Ballytivnan [T41,T42] | SLIGO |  | 54.298 | -8.4408
137349X | MV/LV Substation PA***349X |  | 10 kV | _ | LV | 100 kVA :Pole Substation | 0.1 | --> | 0.1 | 0.09 | 3.74 |  | --> | 0.095 | 0 | 0 | 0 | 0 | Constrained, otherwise capacity available =94 kW | --> | C12 ex KILFLYNN | Kilflynn [T41,T42] | TRALEE |  | 52.3783 | -9.5474
281056Z | MV/LV Substation WO***056Z |  | 10 kV | _ | LV | 200 kVA :Kiosk Substation | 0.2 | --> | 0.2 | 0 | 0 | Constrained, otherwise capacity available =130 kVA | --> | 0.19 | 0 | 0 | 0 | 0 | Constrained, otherwise capacity available =180 kW | --> | C21 ex DOUGLAS | Douglas [T41,T42] | TRABEG |  | 51.8757 | -8.3913
064125 | MV/LV Substation AB***125 |  | 10 kV | _ | LV | 400 kVA :Building Structure | 0.4 | --> | 0.4 | 0 | 0 | Constrained, otherwise capacity available =350 kVA | --> | 0.38 | 0 | 0 | 0 | 0 | Constrained, otherwise capacity available =373 kW | --> | C17 ex RATHMULLAN | Rathmullan [T41,T42] | DRYBRIDGE |  | 53.715 | -6.3553
059624Y | MV/LV Substation ED***624Y |  | 20 kV | _ | LV | 50 kVA :Pole Substation | 0.05 | --> | 0.05 | 0 | 0 | Constrained, otherwise capacity available =46 kVA | --> | 0.048 | 0 | 0.005 | 0 | 0 | Constrained, otherwise capacity available =43 kW | --> | E19 ex CAVAN | Cavan [T42,T421] | SHANKILL |  | 53.9897 | -7.3858
281980Z | MV/LV Substation OC***980Z |  | 20 kV | _ | LV | 100 kVA :Pole Substation | 0.1 | --> | 0.1 | 0.083 | 17.47 |  | --> | 0.095 | 0 | 0.04 | 0.063 | 0 |  | --> | E13 ex COOLROE | Coolroe [T121,T122] | COOLROE |  | 51.8446 | -8.6765
0084171 | MV/LV Substation AU***4171 |  | 20 kV | _ | LV | 50 kVA :Pole Substation | 0.05 | --> | 0.05 | 0 | 0 | Constrained, otherwise capacity available =50 kVA | --> | 0.048 | 0 | 0 | 0 | 0 | Constrained, otherwise capacity available =48 kW | --> | C20 ex KNOCKMULLEN | Knockmullen [T42,T421] | GREAT ISLAND |  | 52.3253 | -6.8943
249759 | MV/LV Substation BA***759 |  | 10 kV | _ | LV | 100 kVA :Pole Substation | 0.1 | --> | 0.1 | 0 | 0 | Constrained, otherwise capacity available =90 kVA | --> | 0.095 | 0 | 0 | 0 | 0 | Constrained, otherwise capacity available =94 kW | --> | C19 ex LISMORE | Lismore [T41,T42] | DUNGARVAN |  | 52.1464 | -8.053
071468 | MV/LV Substation BA***468 |  | 10 kV | _ | LV | 50 kVA :Pole Substation | 0.05 | --> | 0.05 | 0.044 | 5.58 |  | --> | 0.048 | 0 | 0 | 0.047 | 0 |  | --> | C14 ex KILCOOLE | Kilcoole [T41,T42] | FASSAROE |  | 53.1197 | -6.0587
036150Y | MV/LV Substation SI***150Y |  | 20 kV | _ | LV | 50 kVA :Pole Substation | 0.05 | --> | 0.05 | 0 | 0 | Constrained, otherwise capacity available =50 kVA | --> | 0.048 | 0 | 0 | 0 | 0 | Constrained, otherwise capacity available =48 kW | --> | E18 ex GARRANACANTY | Garranacanty [T421,T422] | TIPPERARY |  | 52.519 | -8.1478
281068 | MV/LV Substation LO***068 |  | 10 kV | _ | LV | 200 kVA :Building Structure | 0.2 | --> | 0.2 | 0.154 | 4.67 |  | --> | 0.19 | 0 | 0 | 0.184 | 0 |  | --> | C28 ex CENTRE PARK ROAD | Marina [T105,T106] | MARINA |  | 51.8951 | -8.4452
018033 | MV/LV Substation BR***033 |  | 20 kV | _ | LV | 200 kVA :Pole Substation | 0.2 | --> | 0.2 | 0.133 | 3.75 |  | --> | 0.19 | 0 | 0 | 0 | 0 | Constrained, otherwise capacity available =181 kW | --> | C14 ex SMEARLA | Smearla [T41,T42] | TRIEN |  | 52.5726 | -9.377
196115X | MV/LV Substation NE***115X |  | 10 kV | _ | LV | 630 kVA :Kiosk Substation | 0.63 | --> | 0.63 | 0 | 0 | Constrained, otherwise capacity available =435 kVA | --> | 0.598 | 0 | 0.022 | 0 | 0 | Constrained, otherwise capacity available =555 kW | --> | C18 ex ATHBOY | Athboy [T42] | NAVAN |  | 53.6238 | -6.9165
081651X | MV/LV Substation EA***651X |  | 10 kV | _ | LV | 200 kVA :Kiosk Substation | 0.2 | --> | 0.2 | 0 | 0 | Constrained, otherwise capacity available =89 kVA | --> | 0.19 | 0 | 0.021 | 0.159 | 0 |  | --> | C18 ex BALGADDY | Balgaddy [T41,T42] | GRANGE CASTLE |  | 53.3447 | -6.417
064656Y | MV/LV Substation IN***656Y |  | 20 kV | _ | LV | 400 kVA :Kiosk Substation | 0.4 | --> | 0.4 | 0 | 0 | Constrained, otherwise capacity available =328 kVA | --> | 0.38 | 0 | 0.05 | 0 | 0 | Constrained, otherwise capacity available =333 kW | --> | E16 ex JULIANSTOWN | Julianstown [T421,T422] | DRYBRIDGE |  | 53.6854 | -6.2441
288342X | MV/LV Substation ST***342X |  | 10 kV | _ | LV | 400 kVA :Kiosk Substation | 0.4 | --> | 0.4 | 0.041 | 0.04 | Constrained, otherwise capacity available =263 kVA | --> | 0.38 | 0 | 0.014 | 0.35 | 0 |  | --> | C16 ex LITTLE BRAY | Little Bray [T41,T42] | FASSAROE |  | 53.2343 | -6.1303
165501 | MV/LV Substation CU***501 |  | 20 kV | _ | LV | 50 kVA :Pole Substation | 0.05 | --> | 0.05 | 0 | 0 | Constrained, otherwise capacity available =34 kVA | --> | 0.048 | 0 | 0.006 | 0 | 0 | Constrained, otherwise capacity available =41 kW | --> | C11 ex TIMOLEAGUE | Timoleague [T41] | BANDON |  | 51.6308 | -8.7139
032670 | MV/LV Substation DU***670 |  | 20 kV | _ | LV | 50 kVA :Pole Substation | 0.05 | --> | 0.05 | 0 | 0 | Constrained, otherwise capacity available =22 kVA | --> | 0.048 | 0 | 0.005 | 0 | 0 | Constrained, otherwise capacity available =40 kW | --> | C21 ex TRAMORE | Tramore [T41,T42] | BUTLERSTOWN |  | 52.1731 | -7.2622
207922 | MV/LV Substation SP***922 |  | 10 kV | _ | LV | 50 kVA :Pole Substation | 0.05 | --> | 0.05 | 0 | 0 | Constrained, otherwise capacity available =34 kVA | --> | 0.048 | 0 | 0 | 0 | 0 | Constrained, otherwise capacity available =45 kW | --> | C14 ex TEMPLEMORE | Templemore [T41,T42] | IKERRIN |  | 52.7597 | -7.5087
405106 | MV/LV Substation MA***106 |  | 20 kV | _ | LV | 200 kVA :Pole Substation | 0.2 | --> | 0.2 | 0.101 | 3.03 |  | --> | 0.19 | 0 | 0 | 0 | 0 | Constrained, otherwise capacity available =176 kW | --> | E14 ex MOVILLE | Moville [T421,T422] | TRILLICK |  | 55.1891 | -7.042
013867Y | MV/LV Substation KI***867Y |  | 10 kV | _ | LV | 50 kVA :Pole Substation | 0.05 | --> | 0.05 | 0.043 | 0.12 |  | --> | 0.048 | 0 | 0 | 0.046 | 0 |  | --> | C26 ex ATHY | Athy [T101,T102] | ATHY |  | 53.0389 | -7.0184
165969X | MV/LV Substation BA***969X |  | 10 kV | _ | LV | 200 kVA :Pole Substation | 0.2 | --> | 0.2 | 0.171 | 0.88 |  | --> | 0.19 | 0 | 0.006 | 0 | 0 | Constrained, otherwise capacity available =182 kW | --> | C21 ex ROSS CARBERY | Ross Carbery [T41,T42] | DUNMANWAY |  | 51.6755 | -9.0264
081520X | MV/LV Substation TO***520X |  | 10 kV | _ | LV | 200 kVA :Pole Substation | 0.2 | --> | 0.2 | 0 | 0 | Constrained, otherwise capacity available =154 kVA | --> | 0.19 | 0 | 0.055 | 0 | 0 | Constrained, otherwise capacity available =143 kW | --> | C12 ex CASTLEKNOCK | Castleknock [T41,T42] | FINGLAS |  | 53.3644 | -6.3831
084049X | MV/LV Substation TH***049X |  | 10 kV | _ | LV | 200 kVA :Kiosk Substation | 0.2 | --> | 0.2 | 0 | 0 | Constrained, otherwise capacity available =162 kVA | --> | 0.19 | 0 | 0.017 | 0 | 0 | Constrained, otherwise capacity available =172 kW | --> | C18 ex KILCOLGAN | Kilcolgan [T42,T421] | GALWAY 110KV |  | 53.2311 | -8.8907
120573Y | MV/LV Substation JO***573Y |  | 20 kV | _ | LV | 50 kVA :Pole Substation | 0.05 | --> | 0.05 | 0 | 0 | Constrained, otherwise capacity available =50 kVA | --> | 0.048 | 0 | 0 | 0 | 0 | Constrained, otherwise capacity available =48 kW | --> | C14 ex BLAKE | Blake [T41,T42] | BLAKE |  | 53.3141 | -6.9343
021166Z | MV/LV Substation AR***166Z |  | 20 kV | _ | LV | 200 kVA :Kiosk Substation | 0.2 | --> | 0.2 | 0 | 0 | Constrained, otherwise capacity available =121 kVA | --> | 0.19 | 0 | 0.041 | 0 | 0 | Constrained, otherwise capacity available =148 kW | --> | E15 ex WHITECHURCH | Whitechurch [T421,T422] | KILBARRY |  | 51.9438 | -8.5626
042886X | MV/LV Substation MI***886X |  | 10 kV | _ | LV | 100 kVA :Pole Substation | 0.1 | --> | 0.1 | 0 | 0 | Constrained, otherwise capacity available =88 kVA | --> | 0.095 | 0 | 0 | 0 | 0 | Constrained, otherwise capacity available =93 kW | --> | C20 ex KNOCKAPHUNTA | Knockaphunta [T41,T42] | CASTLEBAR |  | 53.8404 | -9.2898
281254 | MV/LV Substation BA***254 |  | 10 kV | _ | LV | 100 kVA :Pole Substation | 0.1 | --> | 0.1 | 0 | 0 | Constrained, otherwise capacity available =94 kVA | --> | 0.095 | 0 | 0 | 0.094 | 0 |  | --> | C11 ex BALLINCOLLIG | Ballincollig [T41,T42] | KILBARRY |  | 51.8251 | -8.6528
196691 | MV/LV Substation DA***691 |  | 20 kV | _ | LV | 50 kVA :Pole Substation | 0.05 | --> | 0.05 | 0.05 | 1.34 |  | --> | 0.048 | 0 | 0 | 0 | 0 | Constrained, otherwise capacity available =48 kW | --> | E23 ex ATHBOY | Athboy [T423] | NAVAN |  | 53.5035 | -6.8905
281562Y | MV/LV Substation BE***562Y |  | 10 kV | _ | LV | 400 kVA :Kiosk Substation | 0.4 | --> | 0.4 | 0.276 | 5.49 |  | --> | 0.38 | 0 | 0.065 | 0.315 | 0 |  | --> | C18 ex TRABEG | Trabeg [T101,T102] | TRABEG |  | 51.8643 | -8.4568
266050X | MV/LV Substation KE***050X |  | 20 kV | _ | LV | 50 kVA :Pole Substation | 0.05 | --> | 0.05 | 0.05 | 3.03 |  | --> | 0.048 | 0 | 0 | 0 | 0 | Constrained, otherwise capacity available =47 kW | --> | E13 ex MOVILLE | Moville [T421,T422] | TRILLICK |  | 55.294 | -7.2154
281052X | MV/LV Substation CA***052X |  | 10 kV | _ | LV | 400 kVA :Kiosk Substation | 0.4 | --> | 0.4 | 0 | 0 | Constrained, otherwise capacity available =354 kVA | --> | 0.38 | 0 | 0.009 | 0 | 0 | Constrained, otherwise capacity available =367 kW | --> | C13 ex DOUGLAS | Douglas [T41,T42] | TRABEG |  | 51.8671 | -8.4347
127046 | MV/LV Substation SE***046 |  | 10 kV | _ | LV | 400 kVA :Kiosk Substation | 0.4 | --> | 0.4 | 0 | 0 | Constrained, otherwise capacity available =263 kVA | --> | 0.38 | 0 | 0.012 | 0 | 0 | Constrained, otherwise capacity available =352 kW | --> | C18 ex HOLYCROSS ROAD | Holycross Road [T41,T42] | THURLES |  | 52.6831 | -7.8233
032947 | MV/LV Substation CL***947 |  | 10 kV | _ | LV | 200 kVA :Kiosk Substation | 0.2 | --> | 0.2 | 0 | 0 | Constrained, otherwise capacity available =135 kVA | --> | 0.19 | 0 | 0.028 | 0 | 0 | Constrained, otherwise capacity available =160 kW | --> | C25 ex TRAMORE | Tramore [T41,T42] | BUTLERSTOWN |  | 52.1523 | -7.1616
039015 | MV/LV Substation U ***015 |  | 10 kV | _ | LV | 630 kVA :Kiosk Substation | 0.63 | --> | 0.63 | 0.455 | 11.03 |  | --> | 0.598 | 0 | 0 | 0.5 | 0 |  | --> | C31 ex SALTHILL | Salthill [T101,T102] | SALTHILL |  | 53.2885 | -9.0658
001044 | MV/LV Substation LO***044 |  | 10 kV | _ | LV | 400 kVA :Building Structure | 0.4 | --> | 0.4 | 0 | 0 | Constrained, otherwise capacity available =364 kVA | --> | 0.38 | 0 | 0 | 0.375 | 0 |  | --> | C12 ex LOUGHLINSTOWN | Loughlinstown [T41,T42] | CARRICKMINES |  | 53.2464 | -6.1316
082664 | MV/LV Substation GL***664 |  | 20 kV | _ | LV | 50 kVA :Pole Substation | 0.05 | --> | 0.05 | 0 | 0 | Constrained, otherwise capacity available =40 kVA | --> | 0.048 | 0 | 0 | 0 | 0 | Constrained, otherwise capacity available =46 kW | --> | E11 ex ACADEMY STREET | Academy Street [T421,T422,T44] | NAVAN |  | 53.5451 | -6.5774
065135Z | MV/LV Substation CU***135Z |  | 20 kV | _ | LV | 50 kVA :Pole Substation | 0.05 | --> | 0.05 | 0 | 0 | Constrained, otherwise capacity available =44 kVA | --> | 0.048 | 0 | 0 | 0 | 0 | Constrained, otherwise capacity available =47 kW | --> | E23 ex BALTRASNA | Baltrasna [T121,T122] | BALTRASNA |  | 53.571 | -6.3152
365073 | MV/LV Substation FA***073 |  | 10 kV | _ | LV | 1000 kVA :Building Structure | 1 | --> | 1 | 0 | 0 | Constrained, otherwise capacity available =945 kVA | --> | 0.95 | 0 | 0.06 | 0.5 | 0 |  | --> | C12 ex TYMON | Tymon [T41,T42] | COOKSTOWN |  | 53.3075 | -6.3527
056944X | MV/LV Substation ME***944X |  | 20 kV | _ | LV | 100 kVA :Pole Substation | 0.1 | --> | 0.1 | 0.089 | 0.89 |  | --> | 0.095 | 0 | 0 | 0 | 0 | Constrained, otherwise capacity available =94 kW | --> | E18 ex BIRR | Birr [T41,T422] | DALLOW |  | 53.101 | -7.8983
138196X | MV/LV Substation EA***196X |  | 10 kV | _ | LV | 200 kVA :Pole Substation | 0.2 | --> | 0.2 | 0.184 | 2.18 |  | --> | 0.19 | 0 | 0.004 | 0 | 0 | Constrained, otherwise capacity available =185 kW | --> | C26 ex BAILIEBORO | Bailieboro [T41,T42] | MEATH HILL |  | 53.9187 | -6.9622
081561Y | MV/LV Substation WO***561Y |  | 10 kV | _ | LV | 200 kVA :Kiosk Substation | 0.2 | --> | 0.2 | 0 | 0 | Constrained, otherwise capacity available =164 kVA | --> | 0.19 | 0 | 0.046 | 0 | 0 | Constrained, otherwise capacity available =151 kW | --> | C20 ex MONEYCOOLEY | Moneycooley [T41,T42,T44] | GRIFFINRATH |  | 53.3758 | -6.6013
590154 | MV/LV Substation CA***154 |  | 20 kV | _ | LV | 50 kVA :Pole Substation | 0.05 | --> | 0.05 | 0.048 | 1.43 |  | --> | 0.048 | 0 | 0 | 0 | 0 | Constrained, otherwise capacity available =47 kW | --> | E17 ex CONG | Cong [T421,T422] | CLOON |  | 53.5061 | -9.2158
039865X | MV/LV Substation SL***865X |  | 10 kV | _ | LV | 200 kVA :Kiosk Substation | 0.2 | --> | 0.2 | 0.149 | 11.03 |  | --> | 0.19 | 0 | 0.012 | 0.174 | 0 |  | --> | C17 ex SALTHILL | Salthill [T101,T102] | SALTHILL |  | 53.2682 | -9.1193
288028X | MV/LV Substation SE***028X |  | 10 kV | _ | LV | 50 kVA :Pole Substation | 0.05 | --> | 0.05 | 0.026 | 0.04 |  | --> | 0.048 | 0 | 0 | 0.044 | 0 |  | --> | C16 ex LITTLE BRAY | Little Bray [T41,T42] | FASSAROE |  | 53.2113 | -6.1305
111782Z | MV/LV Substation RE***782Z |  | 10 kV | _ | LV | 100 kVA :Pole Substation | 0.1 | --> | 0.1 | 0 | 0 | Constrained, otherwise capacity available =100 kVA | --> | 0.095 | 0 | 0.005 | 0 | 0 | Constrained, otherwise capacity available =91 kW | --> | C15 ex BANTRY | Bantry [T41,T42] | BALLYLICKY |  | 51.7223 | -9.4452
011658Z | MV/LV Substation DR***658Z |  | 10 kV | _ | LV | 200 kVA :Kiosk Substation | 0.2 | --> | 0.2 | 0 | 0 | Constrained, otherwise capacity available =148 kVA | --> | 0.19 | 0 | 0.006 | 0 | 0 | Constrained, otherwise capacity available =178 kW | --> | C24 ex GORESBRIDGE | Goresbridge [T41,T42] | KILKENNY |  | 52.6275 | -7.0704
021274 | MV/LV Substation SA***274 |  | 10 kV | _ | LV | 630 kVA :Building Structure | 0.63 | --> | 0.63 | 0 | 0 | Constrained, otherwise capacity available =538 kVA | --> | 0.598 | 0 | 0 | 0.5 | 0 |  | --> | C12 ex RIVERSTOWN | Riverstown [T41,T42] | KILBARRY |  | 51.9539 | -8.4024
065270Z | MV/LV Substation ST***270Z |  | 20 kV | _ | LV | 400 kVA :Kiosk Substation | 0.4 | --> | 0.4 | 0 | 0 | Constrained, otherwise capacity available =236 kVA | --> | 0.38 | 0 | 0.06 | 0 | 0 | Constrained, otherwise capacity available =313 kW | --> | C11 ex LOUGHSHINNY | Loughshinny [T41,T42] | GLASMORE |  | 53.5277 | -6.1626
039445 | MV/LV Substation CA***445 |  | 10 kV | _ | LV | 400 kVA :Kiosk Substation | 0.4 | --> | 0.4 | 0.338 | 11.03 |  | --> | 0.38 | 0 | 0.004 | 0.368 | 0 |  | --> | C33 ex SALTHILL | Salthill [T101,T102] | SALTHILL |  | 53.2699 | -9.0887
081283Y | MV/LV Substation BA***283Y |  | 10 kV | _ | LV | 50 kVA :Pole Substation | 0.05 | --> | 0.05 | 0 | 0 | Constrained, otherwise capacity available =34 kVA | --> | 0.048 | 0 | 0.009 | 0 | 0 | Constrained, otherwise capacity available =39 kW | --> | C19 ex CELBRIDGE | Celbridge [T41,T42] | GRIFFINRATH |  | 53.318 | -6.606
058519Y | MV/LV Substation QU***519Y |  | 10 kV | _ | LV | 630 kVA :Kiosk Substation | 0.63 | --> | 0.63 | 0.5 | 3 |  | --> | 0.598 | 0 | 0 | 0 | 0 | Constrained, otherwise capacity available =586 kW | --> | C18 ex NENAGH | Nenagh [T41,T42] | NENAGH |  | 52.8628 | -8.1978
067911X | MV/LV Substation MT***911X |  | 20 kV | _ | LV | 50 kVA :Pole Substation | 0.05 | --> | 0.05 | 0.036 | 6.81 |  | --> | 0.048 | 0 | 0.01 | 0.038 | 0 |  | --> | C06 ex AHANE | Ahane [T102] | AHANE |  | 52.6807 | -8.4997
164550X | MV/LV Substation CH***550X |  | 10 kV | _ | LV | 100 kVA :Pole Substation | 0.1 | --> | 0.1 | 0 | 0 | Constrained, otherwise capacity available =97 kVA | --> | 0.095 | 0 | 0 | 0 | 0 | Constrained, otherwise capacity available =94 kW | --> | C12 ex SKIBBEREEN | Skibbereen [T41,T42] | DUNMANWAY |  | 51.5482 | -9.2605
220556X | MV/LV Substation TH***556X |  | 10 kV | _ | LV | 200 kVA :Kiosk Substation | 0.2 | --> | 0.2 | 0.194 | 1.36 |  | --> | 0.19 | 0 | 0 | 0 | 0 | Constrained, otherwise capacity available =189 kW | --> | C11 ex CROSSMOLINA | Crossmolina [T41,T42] | MOY |  | 54.0333 | -9.324
049361Z | MV/LV Substation CA***361Z |  | 10 kV | _ | LV | 100 kVA :Pole Substation | 0.1 | --> | 0.1 | 0.087 | 0.13 |  | --> | 0.095 | 0 | 0 | 0 | 0 | Constrained, otherwise capacity available =93 kW | --> | C14 ex BALLYMAHON | Ballymahon [T41,T42] | ATHLONE |  | 53.6328 | -7.6864
139843Y | MV/LV Substation EL***843Y |  | 10 kV | _ | LV | 50 kVA :Pole Substation | 0.05 | --> | 0.05 | 0.036 | 4 |  | --> | 0.048 | 0 | 0.008 | 0 | 0 | Constrained, otherwise capacity available =40 kW | --> | C17 ex BALLYJAMESDUFF | Ballyjamesduff [T41,T42] | SHANKILL |  | 53.8598 | -7.2069
0254286 | MV/LV Substation KI***4286 |  | 10 kV | _ | LV | 400 kVA :Kiosk Substation | 0.4 | --> | 0.4 | 0 | 0 | Constrained, otherwise capacity available =400 kVA | --> | 0.38 | 0 | 0 | 0 | 0 | Constrained, otherwise capacity available =380 kW | --> | C17 ex KILMALLOCK | Kilmallock [T41,T42] | CHARLEVILLE |  | 52.4061 | -8.5819
058687Y | MV/LV Substation BA***687Y |  | 10 kV | _ | LV | 50 kVA :Pole Substation | 0.05 | --> | 0.05 | 0.042 | 3 |  | --> | 0.048 | 0 | 0 | 0 | 0 | Constrained, otherwise capacity available =46 kW | --> | C23 ex NENAGH | Nenagh [T41,T42] | NENAGH |  | 52.8304 | -8.2194
154327Z | MV/LV Substation WE***327Z |  | 10 kV | _ | LV | 1000 kVA :Building Structure | 1 | --> | 1 | 0 | 0 | Constrained, otherwise capacity available =1000 kVA | --> | 0.95 | 0 | 0 | 0.5 | 0 |  | --> | C20 ex COLLEGE PARK | College Park [T101,T102,T103] | COLLEGE PARK |  | 53.3917 | -6.384
064147Y | MV/LV Substation MO***147Y |  | 10 kV | _ | LV | 50 kVA :Pole Substation | 0.05 | --> | 0.05 | 0 | 0 | Constrained, otherwise capacity available =32 kVA | --> | 0.048 | 0 | 0.018 | 0 | 0 | Constrained, otherwise capacity available =32 kW | --> | C22 ex TERMONFECKIN ROAD | Termonfeckin Road [T41,T42] | DRYBRIDGE |  | 53.7241 | -6.3372
067967 | MV/LV Substation KI***967 |  | 20 kV | _ | LV | 100 kVA :Pole Substation | 0.1 | --> | 0.1 | 0.096 | 13.8 |  | --> | 0.095 | 0 | 0 | 0.094 | 0 |  | --> | C14 ex SINGLAND | Singland [T101,T102] | SINGLAND |  | 52.6393 | -8.5375
068218X | MV/LV Substation RI***218X |  | 10 kV | _ | LV | 630 kVA :Building Structure | 0.63 | --> | 0.63 | 0.478 | 4.6 |  | --> | 0.598 | 0 | 0 | 0.5 | 0 |  | --> | C18 ex KINGSBRIDGE | Kingsbridge [T41,T42] | INCHICORE 220KV |  | 53.3481 | -6.3022
084983 | MV/LV Substation CL***983 |  | 10 kV | _ | LV | 200 kVA :Pole Substation | 0.2 | --> | 0.2 | 0 | 0 | Constrained, otherwise capacity available =144 kVA | --> | 0.19 | 0 | 0.035 | 0 | 0 | Constrained, otherwise capacity available =156 kW | --> | C18 ex KILCOLGAN | Kilcolgan [T42,T421] | GALWAY 110KV |  | 53.2317 | -8.8777
165878 | MV/LV Substation DA***878 |  | 20 kV | _ | LV | 200 kVA :Pole Substation | 0.2 | --> | 0.2 | 0 | 0 | Constrained, otherwise capacity available =156 kVA | --> | 0.19 | 0 | 0.07 | 0 | 0 | Constrained, otherwise capacity available =132 kW | --> | C13 ex CLONAKILTY | Clonakilty [T41,T42] | DUNMANWAY |  | 51.6285 | -8.8492
3654180 | MV/LV Substation MB***4180 |  | 10 kV | _ | LV | 630 kVA :Kiosk Substation | 0.63 | --> | 0.63 | 0.5 | 13.91 |  | --> | 0.598 | 0 | 0 | 0.5 | 0 |  | --> | C22 ex COOKSTOWN | Cookstown [T101,T102] | CARRICKMINES |  | 53.2941 | -6.3843
0664357 | MV/LV Substation TH***4357 |  | 20 kV | _ | LV | 400 kVA :Kiosk Substation | 0.4 | --> | 0.4 | 0 | 0 | Constrained, otherwise capacity available =384 kVA | --> | 0.38 | 0 | 0 | 0 | 0 | Constrained, otherwise capacity available =378 kW | --> | E17 ex BALTRASNA | Baltrasna [T121,T122] | BALTRASNA |  | 53.5135 | -6.5423
021703Z | MV/LV Substation LI***703Z |  | 10 kV | _ | LV | 400 kVA :Building Structure | 0.4 | --> | 0.4 | 0 | 0 | Constrained, otherwise capacity available =361 kVA | --> | 0.38 | 0 | 0 | 0.375 | 0 |  | --> | C11 ex KILBARRY | Kilbarry [T101,T43] | KILBARRY |  | 51.9103 | -8.4713
055299 | MV/LV Substation GO***299 |  | 10 kV | _ | LV | 50 kVA :Pole Substation | 0.05 | --> | 0.05 | 0 | 0 | Constrained, otherwise capacity available =35 kVA | --> | 0.048 | 0 | 0 | 0 | 0 | Constrained, otherwise capacity available =45 kW | --> | C20 ex TEMPLEMORE | Templemore [T41,T42] | IKERRIN |  | 52.8741 | -7.81
039610X | MV/LV Substation DO***610X |  | 10 kV | _ | LV | 630 kVA :Building Structure | 0.63 | --> | 0.63 | 0.401 | 3.45 |  | --> | 0.598 | 0 | 0 | 0.5 | 0 |  | --> | C17 ex TRIMMS LANE | Trimms Lane [T41,T42] | SALTHILL |  | 53.271 | -9.0516
068053X | MV/LV Substation HA***053X |  | 10 kV | _ | LV | 400 kVA :Kiosk Substation | 0.4 | --> | 0.4 | 0.328 | 3 |  | --> | 0.38 | 0 | 0.007 | 0.365 | 0 |  | --> | C37 ex INCHICORE CENTRAL | Inchicore Central [T43,T45] | INCHICORE 220KV |  | 53.3366 | -6.3128
158666X | MV/LV Substation KE***666X |  | 10 kV | _ | LV | 630 kVA :Kiosk Substation | 0.63 | --> | 0.63 | 0 | 0 | Constrained, otherwise capacity available =555 kVA | --> | 0.598 | 0 | 0.023 | 0 | 0 | Constrained, otherwise capacity available =571 kW | --> | C21 ex ENNISTYMON | Ennistymon [T41,T42] | ENNIS |  | 52.9336 | -9.3341
433542X | MV/LV Substation CO***542X |  | 20 kV | _ | LV | 50 kVA :Pole Substation | 0.05 | --> | 0.05 | 0 | 0 | Constrained, otherwise capacity available =50 kVA | --> | 0.048 | 0 | 0 | 0 | 0 | Constrained, otherwise capacity available =48 kW | --> | C17 ex CHARLESTOWN | Charlestown [T41] | TONROE |  | 53.8902 | -8.6914
049217 | MV/LV Substation FA***217 |  | 20 kV | _ | LV | 50 kVA :Pole Substation | 0.05 | --> | 0.05 | 0.044 | 0.21 |  | --> | 0.048 | 0 | 0.005 | 0 | 0 | Constrained, otherwise capacity available =43 kW | --> | E12 ex LONGFORD | Longford [T421,T422] | RICHMOND |  | 53.9226 | -7.6676
022665X | MV/LV Substation HI***665X |  | 10 kV | _ | LV | 630 kVA :Building Structure | 0.63 | --> | 0.63 | 0.5 | 4.55 |  | --> | 0.598 | 0 | 0 | 0 | 0 | Constrained, otherwise capacity available =596 kW | --> | C13 ex MALLOW | Mallow [T41,T42] | MALLOW |  | 52.1382 | -8.6455
035580 | MV/LV Substation GA***580 |  | 10 kV | _ | LV | 100 kVA :Pole Substation | 0.1 | --> | 0.1 | 0.069 | 3.91 |  | --> | 0.095 | 0 | 0 | 0 | 0 | Constrained, otherwise capacity available =91 kW | --> | C16 ex ARDFINNAN | Ardfinnan [T42] | CAHIR |  | 52.3452 | -7.8939
047493 | MV/LV Substation FE***493 |  | 10 kV | _ | LV | 200 kVA :Pole Substation | 0.2 | --> | 0.2 | 0.162 | 1.04 |  | --> | 0.19 | 0 | 0.05 | 0 | 0 | Constrained, otherwise capacity available =148 kW | --> | C11 ex BOYLE | Boyle [T41,T42] | CARRICK ON SHANNON |  | 53.9663 | -8.304
2764049 | MV/LV Substation FL***4049 |  | 10 kV | _ | LV | 100 kVA :Pole Substation | 0.1 | --> | 0.1 | 0.092 | 0.76 |  | --> | 0.095 | 0 | 0 | 0 | 0 | Constrained, otherwise capacity available =94 kW | --> | C18 ex WOODFORD | Woodford [T41,T42] | KNOCKEARAGH |  | 52.0506 | -9.4796
068088 | MV/LV Substation BA***088 |  | 10 kV | _ | LV | 400 kVA :Building Structure | 0.4 | --> | 0.4 | 0.238 | 11.14 |  | --> | 0.38 | 0 | 0 | 0.357 | 0 |  | --> | C24 ex CABRA | Cabra [T101,T102] | FINGLAS |  | 53.374 | -6.3038
058499 | MV/LV Substation DR***499 |  | 10 kV | _ | LV | 200 kVA :Pole Substation | 0.2 | --> | 0.2 | 0 | 0 | Constrained, otherwise capacity available =132 kVA | --> | 0.19 | 0 | 0.021 | 0 | 0 | Constrained, otherwise capacity available =165 kW | --> | C26 ex KYLEERAGH | Kyleeragh [T41,T42] | NENAGH |  | 52.9244 | -8.2755
081119 | MV/LV Substation O ***119 |  | 10 kV | _ | LV | 630 kVA :Kiosk Substation | 0.63 | --> | 0.63 | 0 | 0 | Constrained, otherwise capacity available =348 kVA | --> | 0.598 | 0 | 0.005 | 0.5 | 0 |  | --> | C14 ex INCHICORE NORTH | Inchicore North [T41] | INCHICORE 220KV |  | 53.3412 | -6.3376
009025Y | MV/LV Substation LU***025Y |  | 10 kV | _ | LV | 200 kVA :Pole Substation | 0.2 | --> | 0.2 | 0 | 0 | Constrained, otherwise capacity available =50 kVA | --> | 0.19 | 0 | 0.223 | 0 | 0 | Constrained, otherwise capacity available =25 kW | --> | C12 ex GRANAGH | Granagh [T41,T42] | WATERFORD |  | 52.2707 | -7.2262
039426X | MV/LV Substation LA***426X |  | 10 kV | _ | LV | 400 kVA :Building Structure | 0.4 | --> | 0.4 | 0 | 0 | Constrained, otherwise capacity available =316 kVA | --> | 0.38 | 0 | 0 | 0 | 0 | Constrained, otherwise capacity available =368 kW | --> | C13 ex MONEENAGEISHA | Moneenageisha [T41,T42] | GALWAY 110KV |  | 53.2798 | -9.0437
281096X | MV/LV Substation CH***096X |  | 10 kV | _ | LV | 400 kVA :Building Structure | 0.4 | --> | 0.4 | 0 | 0 | Constrained, otherwise capacity available =340 kVA | --> | 0.38 | 0 | 0.03 | 0.35 | 0 |  | --> | C22 ex BALLINCOLLIG | Ballincollig [T41,T42] | KILBARRY |  | 51.8852 | -8.593
3504062 | MV/LV Substation GO***4062 |  | 10 kV | _ | LV | 200 kVA :Pole Substation | 0.2 | --> | 0.2 | 0.2 | 1.57 |  | --> | 0.19 | 0 | 0 | 0 | 0 | Constrained, otherwise capacity available =190 kW | --> | C16 ex BUNDORAN | Bundoran [T41,T42] | CATHALEENS FALL |  | 54.4783 | -8.2611
156900Y | MV/LV Substation DR***900Y |  | 20 kV | _ | LV | 50 kVA :Pole Substation | 0.05 | --> | 0.05 | 0.017 | 2.47 |  | --> | 0.048 | 0 | 0 | 0 | 0 | Constrained, otherwise capacity available =43 kW | --> | E13 ex TELAYDON | Telaydon [T42,T421] | LISDRUM |  | 54.2699 | -7.0036
095049X | MV/LV Substation DO***049X |  | 10 kV | _ | LV | 50 kVA :Pole Substation | 0.05 | --> | 0.05 | 0.038 | 1.1 |  | --> | 0.048 | 0 | 0 | 0 | 0 | Constrained, otherwise capacity available =46 kW | --> | C26 ex KILKEE | Kilkee [T41] | TULLABRACK |  | 52.7289 | -9.526
046084 | MV/LV Substation CO***084 |  | 10 kV | _ | LV | 200 kVA :Kiosk Substation | 0.2 | --> | 0.2 | 0 | 0 | Constrained, otherwise capacity available =48 kVA | --> | 0.19 | 0 | 0 | 0.168 | 0 |  | --> | C18 ex CRANMORE | Cranmore [T41,T42] | SLIGO |  | 54.2738 | -8.4698
1564394 | MV/LV Substation RO***4394 |  | 10 kV | _ | LV | 50 kVA :Pole Substation | 0.05 | --> | 0.05 | 0 | 0 | Constrained, otherwise capacity available =50 kVA | --> | 0.048 | 0 | 0 | 0 | 0 | Constrained, otherwise capacity available =48 kW | --> | C15 ex DRUMBEAR | Drumbear [T41,T42] | LISDRUM |  | 54.1961 | -6.8571
281287Y | MV/LV Substation AV***287Y |  | 10 kV | _ | LV | 200 kVA :Kiosk Substation | 0.2 | --> | 0.2 | 0.112 | 6.78 |  | --> | 0.19 | 0 | 0.005 | 0.174 | 0 |  | --> | C26 ex CASTLEVIEW | Castleview [T101,T102] | CASTLEVIEW |  | 51.8925 | -8.4056
243571 | MV/LV Substation CU***571 |  | 20 kV | _ | LV | 50 kVA :Pole Substation | 0.05 | --> | 0.05 | 0 | 0 | Constrained, otherwise capacity available =21 kVA | --> | 0.048 | 0 | 0 | 0 | 0 | Constrained, otherwise capacity available =44 kW | --> | E17 ex INCH | Inch [T421,T422] | OUGHTRAGH |  | 52.2238 | -9.9044
015193Y | MV/LV Substation MI***193Y |  | 10 kV | _ | LV | 50 kVA :Pole Substation | 0.05 | --> | 0.05 | 0 | 0 | Constrained, otherwise capacity available =39 kVA | --> | 0.048 | 0 | 0 | 0 | 0 | Constrained, otherwise capacity available =46 kW | --> | C19 ex SALLINS | Sallins [T41,T42] | GRIFFINRATH |  | 53.2772 | -6.7658
023445 | MV/LV Substation RO***445 |  | 10 kV | _ | LV | 50 kVA :Pole Substation | 0.05 | --> | 0.05 | 0 | 0 | Constrained, otherwise capacity available =47 kVA | --> | 0.048 | 0 | 0 | 0 | 0 | Constrained, otherwise capacity available =47 kW | --> | C18 ex FERMOY NORTH | Fermoy North [T41,T42] | BARRYMORE |  | 52.1407 | -8.4342
039912X | MV/LV Substation CO***912X |  | 10 kV | _ | LV | 400 kVA :Kiosk Substation | 0.4 | --> | 0.4 | 0 | 0 | Constrained, otherwise capacity available =261 kVA | --> | 0.38 | 0 | 0.021 | 0 | 0 | Constrained, otherwise capacity available =345 kW | --> | C12 ex ORANMORE | Oranmore [T41,T44] | GALWAY 110KV |  | 53.2806 | -8.9856
1254213 | MV/LV Substation TU***4213 |  | 10 kV | _ | LV | 50 kVA :Pole Substation | 0.05 | --> | 0.05 | 0 | 0 | Constrained, otherwise capacity available =50 kVA | --> | 0.048 | 0 | 0 | 0 | 0 | Constrained, otherwise capacity available =48 kW | --> | C20 ex CLOONLOUGH | Cloonlough [T41,T42] | BARRYMORE |  | 52.2352 | -8.2738
039458X | MV/LV Substation DE***458X |  | 10 kV | _ | LV | 1000 kVA :Building Structure | 1 | --> | 1 | 0 | 0 | Constrained, otherwise capacity available =957 kVA | --> | 0.95 | 0 | 0 | 0 | 0 | Constrained, otherwise capacity available =944 kW | --> | C17 ex ORANMORE | Oranmore [T41,T44] | GALWAY 110KV |  | 53.2797 | -8.9326
053750Y | MV/LV Substation VO***750Y |  | 10 kV | _ | LV | 50 kVA :Pole Substation | 0.05 | --> | 0.05 | 0.03 | 2.39 |  | --> | 0.048 | 0 | 0 | 0 | 0 | Constrained, otherwise capacity available =45 kW | --> | C11 ex SRAH | Srah [T41,T42] | THORNSBERRY |  | 53.2715 | -7.5022
028071 | MV/LV Substation FO***071 |  | 10 kV | _ | LV | 200 kVA :Kiosk Substation | 0.2 | --> | 0.2 | 0 | 0 | Constrained, otherwise capacity available =200 kVA | --> | 0.19 | 0 | 0 | 0 | 0 | Constrained, otherwise capacity available =190 kW | --> | C13 ex COW CROSS |  |  |  | 51.8899 | -8.3119
156227X | MV/LV Substation SC***227X |  | 20 kV | _ | LV | 50 kVA :Pole Substation | 0.05 | --> | 0.05 | 0.046 | 2.47 |  | --> | 0.048 | 0 | 0 | 0 | 0 | Constrained, otherwise capacity available =47 kW | --> | E13 ex TELAYDON | Telaydon [T42,T421] | LISDRUM |  | 54.2764 | -7.0637
015469Z | MV/LV Substation WI***469Z |  | 10 kV | _ | LV | 630 kVA :Kiosk Substation | 0.63 | --> | 0.63 | 0.491 | 12.6 |  | --> | 0.598 | 0 | 0 | 0.5 | 0 |  | --> | C23 ex MONREAD | Monread [T101,T102] | MONREAD |  | 53.2533 | -6.6676
031049Y | MV/LV Substation KI***049Y |  | 20 kV | _ | LV | 50 kVA :Pole Substation | 0.05 | --> | 0.05 | 0 | 0 | Constrained, otherwise capacity available =36 kVA | --> | 0.048 | 0 | 0 | 0 | 0 | Constrained, otherwise capacity available =46 kW | --> | E17 ex SPRINGS | Springs [T421,T422] | DUNGARVAN |  | 52.1276 | -7.5499
154072Z | MV/LV Substation PH***072Z |  | 10 kV | _ | LV | 400 kVA :Kiosk Substation | 0.4 | --> | 0.4 | 0 | 0 | Constrained, otherwise capacity available =198 kVA | --> | 0.38 | 0 | 0.089 | 0.286 | 0 |  | --> | C41 ex COLLEGE PARK | College Park [T101,T102,T103] | COLLEGE PARK |  | 53.4052 | -6.4176
377118 | MV/LV Substation SU***118 |  | 20 kV | _ | LV | 50 kVA :Pole Substation | 0.05 | --> | 0.05 | 0 | 0 | Constrained, otherwise capacity available =37 kVA | --> | 0.048 | 0 | 0 | 0 | 0 | Constrained, otherwise capacity available =46 kW | --> | E18 ex GURRANEBANE | Gurranebane [T421,T422] | OUGHTRAGH |  | 51.862 | -10.2824
039426 | MV/LV Substation BL***426 |  | 10 kV | _ | LV | 400 kVA :Building Structure | 0.4 | --> | 0.4 | 0 | 0 | Constrained, otherwise capacity available =370 kVA | --> | 0.38 | 0 | 0 | 0 | 0 | Constrained, otherwise capacity available =376 kW | --> | C14 ex HEADFORD ROAD | Headford Road [T41,T42] | GALWAY 110KV |  | 53.2806 | -9.0525
0394288 | MV/LV Substation BA***4288 |  | 10 kV | _ | LV | 400 kVA :Kiosk Substation | 0.4 | --> | 0.4 | 0.396 | 11.03 |  | --> | 0.38 | 0 | 0 | 0.38 | 0 |  | --> | C28 ex SALTHILL | Salthill [T101,T102] | SALTHILL |  | 53.2575 | -9.1505
050722X | MV/LV Substation TO***722X |  | 20 kV | _ | LV | 50 kVA :Pole Substation | 0.05 | --> | 0.05 | 0.045 | 6.49 |  | --> | 0.048 | 0 | 0.006 | 0 | 0 | Constrained, otherwise capacity available =42 kW | --> | C22 ex BUSHFIELD | Bushfield [T41,T42] | ATHLONE |  | 53.4914 | -7.8574
064276Y | MV/LV Substation ST***276Y |  | 20 kV | _ | LV | 100 kVA :Pole Substation | 0.1 | --> | 0.1 | 0 | 0 | Constrained, otherwise capacity available =61 kVA | --> | 0.095 | 0 | 0.01 | 0 | 0 | Constrained, otherwise capacity available =82 kW | --> | E17 ex JULIANSTOWN | Julianstown [T421,T422] | DRYBRIDGE |  | 53.6951 | -6.279
161683 | MV/LV Substation OU***683 |  | 20 kV | _ | LV | 200 kVA :Building Structure | 0.2 | --> | 0.2 | 0.184 | 6.53 |  | --> | 0.19 | 0 | 0.01 | 0.18 | 0 |  | --> | C16 ex OUGHTERARD | Oughterard [T41,T42] | SCREEB |  | 53.422 | -9.287
0274049 | MV/LV Substation CA***4049 |  | 10 kV | _ | LV | 400 kVA :Kiosk Substation | 0.4 | --> | 0.4 | 0.249 | 7.79 |  | --> | 0.38 | 0 | 0.05 | 0 | 0 | Constrained, otherwise capacity available =322 kW | --> | C13 ex DUNMANWAY | Dunmanway [T422,T43] | DUNMANWAY |  | 51.7236 | -9.1085
276543 | MV/LV Substation GO***543 |  | 10 kV | _ | LV | 100 kVA :Pole Substation | 0.1 | --> | 0.1 | 0.077 | 0.76 |  | --> | 0.095 | 0 | 0 | 0 | 0 | Constrained, otherwise capacity available =92 kW | --> | C13 ex WOODFORD | Woodford [T41,T42] | KNOCKEARAGH |  | 52.0282 | -9.468
060843X | MV/LV Substation DR***843X |  | 10 kV | _ | LV | 50 kVA :Pole Substation | 0.05 | --> | 0.05 | 0.039 | 2.57 |  | --> | 0.048 | 0 | 0 | 0 | 0 | Constrained, otherwise capacity available =46 kW | --> | C13 ex ERRIGAL | Errigal [T41,T422] | SHANKILL |  | 54.051 | -7.1614
013776Y | MV/LV Substation ST***776Y |  | 20 kV | _ | LV | 100 kVA :Pole Substation | 0.1 | --> | 0.1 | 0.085 | 0.12 |  | --> | 0.095 | 0 | 0 | 0.093 | 0 |  | --> | E62 ex ATHY | Athy [T101,T102] | ATHY |  | 53.0409 | -6.8592
293555Z | MV/LV Substation BA***555Z |  | 20 kV | _ | LV | 200 kVA :Pole Substation | 0.2 | --> | 0.2 | 0.137 | 0.43 |  | --> | 0.19 | 0 | 0.15 | 0 | 0 | Constrained, otherwise capacity available =70 kW | --> | E13 ex TULLOW | Tullow [T421,T422] | CARLOW |  | 52.7527 | -6.8308
046147 | MV/LV Substation RE***147 |  | 10 kV | _ | LV | 100 kVA :Pole Substation | 0.1 | --> | 0.1 | 0 | 0 | Constrained, otherwise capacity available =100 kVA | --> | 0.095 | 0 | 0 | 0.095 | 0 |  | --> | C12 ex CRANMORE | Cranmore [T41,T42] | SLIGO |  | 54.2352 | -8.456
182894X | MV/LV Substation CU***894X |  | 20 kV | _ | LV | 400 kVA :Kiosk Substation | 0.4 | --> | 0.4 | 0 | 0 | Constrained, otherwise capacity available =334 kVA | --> | 0.38 | 0 | 0.025 | 0 | 0 | Constrained, otherwise capacity available =352 kW | --> | C17 ex TULLA | Tulla [T41,T42] | ENNIS |  | 52.8655 | -8.763
365756X | MV/LV Substation KI***756X |  | 10 kV | _ | LV | 400 kVA :Kiosk Substation | 0.4 | --> | 0.4 | 0 | 0 | Constrained, otherwise capacity available =256 kVA | --> | 0.38 | 0 | 0.04 | 0.33 | 0 |  | --> | C17 ex TYMON | Tymon [T41,T42] | COOKSTOWN |  | 53.3036 | -6.3744
204328X | MV/LV Substation CL***328X |  | 20 kV | _ | LV | 50 kVA :Pole Substation | 0.05 | --> | 0.05 | 0 | 0 | Constrained, otherwise capacity available =37 kVA | --> | 0.048 | 0 | 0 | 0 | 0 | Constrained, otherwise capacity available =46 kW | --> | E17 ex BUNCRANA | Buncrana [T421,T422] | TRILLICK |  | 55.1547 | -7.4125
0044053 | MV/LV Substation MA***4053 |  | 10 kV | _ | LV | 50 kVA :Pole Substation | 0.05 | --> | 0.05 | 0.038 | 0.45 |  | --> | 0.048 | 0 | 0 | 0 | 0 | Constrained, otherwise capacity available =46 kW | --> | C15 ex KILMAGIG | Kilmagig [T42] | ARKLOW |  | 52.8812 | -6.3364
064204 | MV/LV Substation ST***204 |  | 10 kV | _ | LV | 400 kVA :Building Structure | 0.4 | --> | 0.4 | 0 | 0 | Constrained, otherwise capacity available =301 kVA | --> | 0.38 | 0 | 0.01 | 0 | 0 | Constrained, otherwise capacity available =359 kW | --> | C17 ex RATHMULLAN | Rathmullan [T41,T42] | DRYBRIDGE |  | 53.7136 | -6.3792
137604 | MV/LV Substation GL***604 |  | 10 kV | _ | LV | 50 kVA :Pole Substation | 0.05 | --> | 0.05 | 0.048 | 3.74 |  | --> | 0.048 | 0 | 0 | 0 | 0 | Constrained, otherwise capacity available =47 kW | --> | C15 ex KILFLYNN | Kilflynn [T41,T42] | TRALEE |  | 52.3573 | -9.6078
050969Y | MV/LV Substation CL***969Y |  | 10 kV | _ | LV | 400 kVA :Kiosk Substation | 0.4 | --> | 0.4 | 0.4 | 6.49 |  | --> | 0.38 | 0 | 0 | 0 | 0 | Constrained, otherwise capacity available =380 kW | --> | C19 ex BUSHFIELD | Bushfield [T41,T42] | ATHLONE |  | 53.4303 | -7.9253
053164 | MV/LV Substation BE***164 |  | 10 kV | _ | LV | 200 kVA :Pole Substation | 0.2 | --> | 0.2 | 0.181 | 2.39 |  | --> | 0.19 | 0 | 0.056 | 0 | 0 | Constrained, otherwise capacity available =146 kW | --> | C12 ex SRAH | Srah [T41,T42] | THORNSBERRY |  | 53.2959 | -7.5205
021117 | MV/LV Substation AR***117 |  | 10 kV | _ | LV | 400 kVA :Kiosk Substation | 0.4 | --> | 0.4 | 0 | 0 | Constrained, otherwise capacity available =300 kVA | --> | 0.38 | 0 | 0.003 | 0.364 | 0 |  | --> | C17 ex KILBARRY | Kilbarry [T101,T43] | KILBARRY |  | 51.9115 | -8.4665
065130 | MV/LV Substation HI***130 |  | 10 kV | _ | LV | 50 kVA :Pole Substation | 0.05 | --> | 0.05 | 0 | 0 | Constrained, otherwise capacity available =40 kVA | --> | 0.048 | 0 | 0 | 0 | 0 | Constrained, otherwise capacity available =46 kW | --> | C15 ex LOUGHSHINNY | Loughshinny [T41,T42] | GLASMORE |  | 53.5169 | -6.1035
068191X | MV/LV Substation CO***191X |  | 10 kV | _ | LV | 400 kVA :Building Structure | 0.4 | --> | 0.4 | 0 | 9.02 |  | --> | 0.38 | 0 | 0 | 0.293 | 0 |  | --> | C17 ex MISERY HILL | Misery Hill [T101,T102] | POOLBEG |  | 53.3473 | -6.2558
350030 | MV/LV Substation WA***030 |  | 10 kV | _ | LV | 400 kVA :Building Structure | 0.4 | --> | 0.4 | 0.333 | 1.57 |  | --> | 0.38 | 0 | 0.009 | 0 | 0 | Constrained, otherwise capacity available =364 kW | --> | C16 ex BUNDORAN | Bundoran [T41,T42] | CATHALEENS FALL |  | 54.4807 | -8.2787
081414Y | MV/LV Substation CO***414Y |  | 10 kV | _ | LV | 200 kVA :Kiosk Substation | 0.2 | --> | 0.2 | 0 | 0 | Constrained, otherwise capacity available =132 kVA | --> | 0.19 | 0 | 0.009 | 0 | 0 | Constrained, otherwise capacity available =174 kW | --> | C11 ex MONEYCOOLEY | Moneycooley [T41,T42,T44] | GRIFFINRATH |  | 53.3722 | -6.6002
0814059 | MV/LV Substation CH***4059 |  | 10 kV | _ | LV | 400 kVA :Building Structure | 0.4 | --> | 0.4 | 0 | 0 | Constrained, otherwise capacity available =378 kVA | --> | 0.38 | 0 | 0 | 0 | 0 | Constrained, otherwise capacity available =377 kW | --> | C13 ex PALMERSTOWN | Palmerstown [T41,T42] | FINGLAS |  | 53.3446 | -6.3777
068480 | MV/LV Substation PH***480 |  | 10 kV | _ | LV | 630 kVA :Building Structure | 0.63 | --> | 0.63 | 0 | 0 | Constrained, otherwise capacity available =400 kVA | --> | 0.598 | 0 | 0 | 0.5 | 0 |  | --> | C16 ex GLASNEVIN | Glasnevin [T41] | FINGLAS |  | 53.3619 | -6.2733
0664036 | MV/LV Substation PO***4036 |  | 20 kV | _ | LV | 400 kVA :Building Structure | 0.4 | --> | 0.4 | 0 | 0 | Constrained, otherwise capacity available =336 kVA | --> | 0.38 | 0 | 0 | 0 | 0 | Constrained, otherwise capacity available =371 kW | --> | E11 ex GLASMORE | Glasmore [T421,T422] | GLASMORE |  | 53.4936 | -6.1266
066865 | MV/LV Substation KI***865 |  | 10 kV | _ | LV | 100 kVA :Pole Substation | 0.1 | --> | 0.1 | 0 | 0 | Constrained, otherwise capacity available =96 kVA | --> | 0.095 | 0 | 0.015 | 0 | 0 | Constrained, otherwise capacity available =83 kW | --> | C13 ex MALAHIDE | Malahide [T41,T42] | GLASMORE |  | 53.4374 | -6.1717
156028 | MV/LV Substation MA***028 |  | 10 kV | _ | LV | 400 kVA :Building Structure | 0.4 | --> | 0.4 | 0 | 0 | Constrained, otherwise capacity available =334 kVA | --> | 0.38 | 0 | 0.005 | 0 | 0 | Constrained, otherwise capacity available =367 kW | --> | C14 ex DRUMBEAR | Drumbear [T41,T42] | LISDRUM |  | 54.2447 | -6.9688
1364213 | MV/LV Substation KN***4213 |  | 10 kV | _ | LV | 50 kVA :Pole Substation | 0.05 | --> | 0.05 | 0.038 | 1.28 |  | --> | 0.048 | 0 | 0 | 0 | 0 | Constrained, otherwise capacity available =46 kW | --> | C21 ex CASTLEREA | Castlerea [T41,T42] | CARRICK ON SHANNON |  | 53.685 | -8.4814
2524036 | MV/LV Substation TO***4036 |  | 20 kV | _ | LV | 100 kVA :Pole Substation | 0.1 | --> | 0.1 | 0.1 | 1.32 |  | --> | 0.095 | 0 | 0 | 0.095 | 0 |  | --> | C24 ex CLIFDEN | Clifden [T41,T42] | SCREEB |  | 53.5535 | -10.0353
017851Y | MV/LV Substation CA***851Y |  | 20 kV | _ | LV | 50 kVA :Pole Substation | 0.05 | --> | 0.05 | 0.023 | 1.98 |  | --> | 0.048 | 0 | 0 | 0 | 0 | Constrained, otherwise capacity available =44 kW | --> | E14 ex RATHKEALE | Rathkeale [T421,T422] | RATHKEALE |  | 52.5356 | -8.7183
012392Y | MV/LV Substation FR***392Y |  | 20 kV | _ | LV | 400 kVA :Kiosk Substation | 0.4 | --> | 0.4 | 0.365 | 2.83 |  | --> | 0.38 | 0 | 0.012 | 0 | 0 | Constrained, otherwise capacity available =366 kW | --> | E17 ex BAGENALSTOWN | Bagenalstown [T421,T422] | CARLOW |  | 52.733 | -6.9841
251783 | MV/LV Substation KI***783 |  | 20 kV | _ | LV | 50 kVA :Pole Substation | 0.05 | --> | 0.05 | 0 | 0 | Constrained, otherwise capacity available =46 kVA | --> | 0.048 | 0 | 0 | 0 | 0 | Constrained, otherwise capacity available =47 kW | --> | E43 ex CLAREGALWAY | Claregalway [T42,T421] | GALWAY 110KV |  | 53.3529 | -8.9182
032069 | MV/LV Substation TR***069 |  | 10 kV | _ | LV | 400 kVA :Kiosk Substation | 0.4 | --> | 0.4 | 0 | 0 | Constrained, otherwise capacity available =272 kVA | --> | 0.38 | 0 | 0.072 | 0 | 0 | Constrained, otherwise capacity available =309 kW | --> | C12 ex TRAMORE | Tramore [T41,T42] | BUTLERSTOWN |  | 52.1571 | -7.1667
023073Y | MV/LV Substation SE***073Y |  | 10 kV | _ | LV | 50 kVA :Pole Substation | 0.05 | --> | 0.05 | 0 | 0 | Constrained, otherwise capacity available =47 kVA | --> | 0.048 | 0 | 0 | 0 | 0 | Constrained, otherwise capacity available =47 kW | --> | C21 ex COOLCARRON | Coolcarron [T41,T42] | BARRYMORE |  | 52.1292 | -8.2776
154286Z | MV/LV Substation BL***286Z |  | 10 kV | _ | LV | 200 kVA :Kiosk Substation | 0.2 | --> | 0.2 | 0 | 0 | Constrained, otherwise capacity available =139 kVA | --> | 0.19 | 0 | 0 | 0 | 0 | Constrained, otherwise capacity available =182 kW | --> | C20 ex COOLMINE | Coolmine [T41,T42] | FINGLAS |  | 53.3999 | -6.401
064172Y | MV/LV Substation WH***172Y |  | 10 kV | _ | LV | 400 kVA :Kiosk Substation | 0.4 | --> | 0.4 | 0 | 0 | Constrained, otherwise capacity available =252 kVA | --> | 0.38 | 0 | 0.096 | 0 | 0 | Constrained, otherwise capacity available =288 kW | --> | C12 ex MORNINGTON ROAD | Mornington Road [T41,T42] | DRYBRIDGE |  | 53.7104 | -6.3273
014054Z | MV/LV Substation TH***054Z |  | 10 kV | _ | LV | 200 kVA :Kiosk Substation | 0.2 | --> | 0.2 | 0 | 0 | Constrained, otherwise capacity available =97 kVA | --> | 0.19 | 0 | 0.049 | 0 | 0 | Constrained, otherwise capacity available =139 kW | --> | C17 ex KILDARE | Kildare [T41,T42] | NEWBRIDGE |  | 53.1601 | -6.8946
020090 | MV/LV Substation CA***090 |  | 10 kV | _ | LV | 100 kVA :Pole Substation | 0.1 | --> | 0.1 | 0 | 0 | Constrained, otherwise capacity available =39 kVA | --> | 0.095 | 0 | 0 | 0 | 0 | Constrained, otherwise capacity available =86 kW | --> | C16 ex COOLCORCORAN | Coolcorcoran [T41,T42] | KNOCKEARAGH |  | 52.0604 | -9.5164
067850X | MV/LV Substation DR***850X |  | 20 kV | _ | LV | 100 kVA :Pole Substation | 0.1 | --> | 0.1 | 0.094 | 13.8 |  | --> | 0.095 | 0 | 0 | 0.094 | 0 |  | --> | C14 ex SINGLAND | Singland [T101,T102] | SINGLAND |  | 52.6172 | -8.5723
026597 | MV/LV Substation CL***597 |  | 10 kV | _ | LV | 50 kVA :Pole Substation | 0.05 | --> | 0.05 | 0.024 | 8.66 |  | --> | 0.048 | 0 | 0.015 | 0 | 0 | Constrained, otherwise capacity available =33 kW | --> | C14 ex BANDON | Bandon [T101,T42] | BANDON |  | 51.7443 | -8.7204
1544245 | MV/LV Substation WA***4245 |  | 20 kV | _ | LV | 400 kVA :Kiosk Substation | 0.4 | --> | 0.4 | 0 | 0 | Constrained, otherwise capacity available =400 kVA | --> | 0.38 | 0 | 0 | 0 | 0 | Constrained, otherwise capacity available =380 kW | --> | C17 ex MONEYCOOLEY | Moneycooley [T41,T42,T44] | GRIFFINRATH |  | 53.4159 | -6.4819
281510X | MV/LV Substation AR***510X |  | 10 kV | _ | LV | 400 kVA :Kiosk Substation | 0.4 | --> | 0.4 | 0.23 | 4.3 |  | --> | 0.38 | 0 | 0.012 | 0.347 | 0 |  | --> | C11 ex RINGASKIDDY 110KV | Ringaskiddy 110kv [T42] | BARNAHELY |  | 51.8739 | -8.3448
132189Y | MV/LV Substation CI***189Y |  | 10 kV | _ | LV | 400 kVA :Building Structure | 0.4 | --> | 0.4 | 0 | 0 | Constrained, otherwise capacity available =19 kVA | --> | 0.38 | 0 | 0 | 0 | 0 | Constrained, otherwise capacity available =325 kW | --> | C17 ex LOUGHREA | Loughrea [T41,T42] | SOMERSET |  | 53.2043 | -8.5464
001659 | MV/LV Substation CH***659 |  | 10 kV | _ | LV | 200 kVA :Building Structure | 0.2 | --> | 0.2 | 0.15 | 1.16 |  | --> | 0.19 | 0 | 0 | 0.183 | 0 |  | --> | C21 ex MOUNT MERRION | Mount Merrion [T41,T42] | CARRICKMINES |  | 53.3011 | -6.1998
053303 | MV/LV Substation PA***303 |  | 20 kV | _ | LV | 50 kVA :Pole Substation | 0.05 | --> | 0.05 | 0.048 | 4.61 |  | --> | 0.048 | 0 | 0 | 0 | 0 | Constrained, otherwise capacity available =47 kW | --> | E14 ex LUMCLOON | Lumcloon [T421,T422] | DALLOW |  | 53.2287 | -7.6176
041003 | MV/LV Substation SU***003 |  | 10 kV | _ | LV | 200 kVA :Pole Substation | 0.2 | --> | 0.2 | 0 | 0 | Constrained, otherwise capacity available =200 kVA | --> | 0.19 | 0 | 0 | 0 | 0 | Constrained, otherwise capacity available =190 kW | --> | E13 ex DALTON | Dalton [T421,T422] | DALTON |  | 53.7192 | -8.9957
036998 | MV/LV Substation LI***998 |  | 20 kV | _ | LV | 100 kVA :Pole Substation | 0.1 | --> | 0.1 | 0.068 | 1.4 |  | --> | 0.095 | 0 | 0.015 | 0 | 0 | Constrained, otherwise capacity available =79 kW | --> | E17 ex KILROSS ROAD | Kilross Road [T421] | TIPPERARY |  | 52.4125 | -8.2277
117851X | MV/LV Substation MO***851X |  | 20 kV | _ | LV | 50 kVA :Pole Substation | 0.05 | --> | 0.05 | 0 | 0 | Constrained, otherwise capacity available =34 kVA | --> | 0.048 | 0 | 0.011 | 0 | 0 | Constrained, otherwise capacity available =37 kW | --> | E14 ex COLLOONEY | Collooney [T421,T422] | SLIGO |  | 54.166 | -8.6208
109552 | MV/LV Substation DR***552 |  | 10 kV | _ | LV | 50 kVA :Pole Substation | 0.05 | --> | 0.05 | 0.045 | 0.38 |  | --> | 0.048 | 0 | 0 | 0.047 | 0 |  | --> | C14 ex RINEANNA | Rineanna [T41,T42] | DRUMLINE |  | 52.7819 | -8.9039
164051X | MV/LV Substation FI***051X |  | 10 kV | _ | LV | 400 kVA :Building Structure | 0.4 | --> | 0.4 | 0 | 0 | Constrained, otherwise capacity available =399 kVA | --> | 0.38 | 0 | 0 | 0 | 0 | Constrained, otherwise capacity available =380 kW | --> | C15 ex SKIBBEREEN | Skibbereen [T41,T42] | DUNMANWAY |  | 51.5364 | -9.2807
110143X | MV/LV Substation AR***143X |  | 20 kV | _ | LV | 400 kVA :Kiosk Substation | 0.4 | --> | 0.4 | 0.373 | 0.76 |  | --> | 0.38 | 0 | 0.005 | 0 | 0 | Constrained, otherwise capacity available =373 kW | --> | E19 ex KENMARE | Kenmare [T421] | KNOCKEARAGH |  | 51.837 | -9.8966
017156X | MV/LV Substation P+***156X |  | 10 kV | _ | LV | 200 kVA :Building Structure | 0.2 | --> | 0.2 | 0.069 | 1.98 |  | --> | 0.19 | 0 | 0.007 | 0 | 0 | Constrained, otherwise capacity available =166 kW | --> | E18 ex RATHKEALE | Rathkeale [T421,T422] | RATHKEALE |  | 52.5215 | -8.9345
022081 | MV/LV Substation MA***081 |  | 10 kV | _ | LV | 200 kVA :Pole Substation | 0.2 | --> | 0.2 | 0 | 0 | Constrained, otherwise capacity available =125 kVA | --> | 0.19 | 0 | 0 | 0 | 0 | Constrained, otherwise capacity available =180 kW | --> | C15 ex SCARTEEN | Scarteen [T41,T42] | MALLOW |  | 52.1247 | -8.6666
001288 | MV/LV Substation HY***288 |  | 10 kV | _ | LV | 400 kVA :Kiosk Substation | 0.4 | --> | 0.4 | 0.233 | 1.16 |  | --> | 0.38 | 0 | 0.044 | 0.324 | 0 |  | --> | C18 ex MOUNT MERRION | Mount Merrion [T41,T42] | CARRICKMINES |  | 53.2992 | -6.1925
0684340 | MV/LV Substation AB***4340 |  | 10 kV | _ | LV | 1000 kVA :Building Structure | 1 | --> | 1 | 0.488 | 2.6 |  | --> | 0.95 | 0 | 0 | 0.5 | 0 |  | --> | C26 ex WOLFE TONE STREET | Wolfe Tone Street [T101,T102] | FINGLAS |  | 53.3475 | -6.2641
067248 | MV/LV Substation RA***248 |  | 10 kV | _ | LV | 630 kVA :Kiosk Substation | 0.63 | --> | 0.63 | 0 | 0 | Constrained, otherwise capacity available =389 kVA | --> | 0.598 | 0 | 0.055 | 0.5 | 0 |  | --> | C19 ex RAHEEN | Raheen [T41,T42] | LIMERICK |  | 52.6291 | -8.6514
154045Z | MV/LV Substation BL***045Z |  | 10 kV | _ | LV | 200 kVA :Kiosk Substation | 0.2 | --> | 0.2 | 0 | 0 | Constrained, otherwise capacity available =73 kVA | --> | 0.19 | 0 | 0.013 | 0 | 0 | Constrained, otherwise capacity available =162 kW | --> | C24 ex BALLYCOOLIN | Ballycoolin [T41,T42,T43] | FINGLAS |  | 53.401 | -6.3838
064346Z | MV/LV Substation PA***346Z |  | 20 kV | _ | LV | 50 kVA :Pole Substation | 0.05 | --> | 0.05 | 0 | 0 | Constrained, otherwise capacity available =35 kVA | --> | 0.048 | 0 | 0 | 0 | 0 | Constrained, otherwise capacity available =45 kW | --> | E15 ex JULIANSTOWN | Julianstown [T421,T422] | DRYBRIDGE |  | 53.6355 | -6.2197
265748X | MV/LV Substation CO***748X |  | 20 kV | _ | LV | 50 kVA :Pole Substation | 0.05 | --> | 0.05 | 0.029 | 0.07 |  | --> | 0.048 | 0 | 0 | 0 | 0 | Constrained, otherwise capacity available =45 kW | --> | E17 ex BALLYCONNELL | Ballyconnell [T421,T422] | GORTAWEE |  | 54.1189 | -7.6634
008065Z | MV/LV Substation MU***065Z |  | 10 kV | _ | LV | 100 kVA :Pole Substation | 0.1 | --> | 0.1 | 0 | 0 | Constrained, otherwise capacity available =70 kVA | --> | 0.095 | 0 | 0 | 0 | 0 | Constrained, otherwise capacity available =91 kW | --> | E11 ex KNOCKMULLEN | Knockmullen [T42,T421] | GREAT ISLAND |  | 52.4124 | -6.8474
049425Z | MV/LV Substation MI***425Z |  | 20 kV | _ | LV | 400 kVA :Kiosk Substation | 0.4 | --> | 0.4 | 0.213 | 0.21 | Constrained, otherwise capacity available =351 kVA | --> | 0.38 | 0 | 0.056 | 0 | 0 | Constrained, otherwise capacity available =332 kW | --> | E12 ex LONGFORD | Longford [T421,T422] | RICHMOND |  | 53.8226 | -7.7617
089006 | MV/LV Substation BU***006 |  | 20 kV | _ | LV | 400 kVA :Kiosk Substation | 0.4 | --> | 0.4 | 0.232 | 9.1 |  | --> | 0.38 | 0 | 0.066 | 0 | 0 | Constrained, otherwise capacity available =307 kW | --> | E17 ex ARDNAREE | Ardnaree [T42,T421] | MOY |  | 54.1156 | -9.1387
281372Z | MV/LV Substation CU***372Z |  | 20 kV | _ | LV | 200 kVA :Kiosk Substation | 0.2 | --> | 0.2 | 0 | 0 | Constrained, otherwise capacity available =99 kVA | --> | 0.19 | 0 | 0.011 | 0 | 0 | Constrained, otherwise capacity available =168 kW | --> | C15 ex KILMONEY | Kilmoney [T41,T42] | TRABEG |  | 51.7704 | -8.4971
365923 | MV/LV Substation EU***923 |  | 10 kV | _ | LV | 630 kVA :Building Structure | 0.63 | --> | 0.63 | 0 | 0 | Constrained, otherwise capacity available =428 kVA | --> | 0.598 | 0 | 0.025 | 0.5 | 0 |  | --> | C20 ex TYMON | Tymon [T41,T42] | COOKSTOWN |  | 53.2947 | -6.3535
0014100 | MV/LV Substation WE***4100 |  | 10 kV | _ | LV | 400 kVA :Kiosk Substation | 0.4 | --> | 0.4 | 0.4 | 1.16 |  | --> | 0.38 | 0 | 0 | 0.38 | 0 |  | --> | C21 ex DEANSGRANGE | Deansgrange [T41,T42] | CARRICKMINES |  | 53.2732 | -6.1736
238724 | MV/LV Substation TU***724 |  | 20 kV | _ | LV | 50 kVA :Pole Substation | 0.05 | --> | 0.05 | 0 | 0 | Constrained, otherwise capacity available =34 kVA | --> | 0.048 | 0 | 0 | 0 | 0 | Constrained, otherwise capacity available =45 kW | --> | E18 ex BALLINROBE | Ballinrobe [T421,T422] | DALTON |  | 53.6569 | -9.3653
042703X | MV/LV Substation AL***703X |  | 10 kV | _ | LV | 630 kVA :Kiosk Substation | 0.63 | --> | 0.63 | 0 | 0 | Constrained, otherwise capacity available =286 kVA | --> | 0.598 | 0 | 0 | 0 | 0 | Constrained, otherwise capacity available =550 kW | --> | C22 ex KNOCKAPHUNTA | Knockaphunta [T41,T42] | CASTLEBAR |  | 53.8539 | -9.3046
156039Z | MV/LV Substation AN***039Z |  | 20 kV | _ | LV | 50 kVA :Pole Substation | 0.05 | --> | 0.05 | 0 | 0 | Constrained, otherwise capacity available =48 kVA | --> | 0.048 | 0 | 0 | 0 | 0 | Constrained, otherwise capacity available =47 kW | --> | E14 ex EMYVALE | Emyvale [T422] | LISDRUM |  | 54.3473 | -6.9443
008316Z | MV/LV Substation KN***316Z |  | 10 kV | _ | LV | 50 kVA :Pole Substation | 0.05 | --> | 0.05 | 0.048 | 0.24 |  | --> | 0.048 | 0 | 0.005 | 0 | 0 | Constrained, otherwise capacity available =44 kW | --> | C14 ex ROSBERCON | Rosbercon [T41,T42] | WATERFORD |  | 52.4511 | -6.972
015967Y | MV/LV Substation EM***967Y |  | 10 kV | _ | LV | 1000 kVA :Building Structure | 1 | --> | 1 | 0 | 0 | Constrained, otherwise capacity available =664 kVA | --> | 0.95 | 0 | 0.2 | 0 | 0 | Constrained, otherwise capacity available =755 kW | --> | E13 ex BLESSINGTON | Blessington [T421,T422] | KILTEEL |  | 53.164 | -6.5417
093571 | MV/LV Substation KI***571 |  | 10 kV | _ | LV | 400 kVA :Kiosk Substation | 0.4 | --> | 0.4 | 0 | 0 | Constrained, otherwise capacity available =380 kVA | --> | 0.38 | 0 | 0 | 0 | 0 | Constrained, otherwise capacity available =377 kW | --> | E11 ex ASHBOURNE | Ashbourne [T421,T422] | FINGLAS |  | 53.4243 | -6.3249
007706 | MV/LV Substation BA***706 |  | 20 kV | _ | LV | 100 kVA :Pole Substation | 0.1 | --> | 0.1 | 0.071 | 1.4 |  | --> | 0.095 | 0 | 0.005 | 0 | 0 | Constrained, otherwise capacity available =87 kW | --> | E13 ex KILLINICK | Killinick [T421,T422] | WEXFORD |  | 52.1993 | -6.3754
008573 | MV/LV Substation HO***573 |  | 10 kV | _ | LV | 50 kVA :Pole Substation | 0.05 | --> | 0.05 | 0 | 0 | Constrained, otherwise capacity available =38 kVA | --> | 0.048 | 0 | 0.005 | 0 | 0 | Constrained, otherwise capacity available =42 kW | --> | C14 ex KNOCKMULLEN | Knockmullen [T42,T421] | GREAT ISLAND |  | 52.384 | -6.9406
049593Y | MV/LV Substation AN***593Y |  | 10 kV | _ | LV | 630 kVA :Kiosk Substation | 0.63 | --> | 0.63 | 0.495 | 2.8 |  | --> | 0.598 | 0 | 0 | 0 | 0 | Constrained, otherwise capacity available =580 kW | --> | C16 ex GLEBE | Glebe [T41,T42] | RICHMOND |  | 53.7285 | -7.8001
152503 | MV/LV Substation TO***503 |  | 20 kV | _ | LV | 50 kVA :Pole Substation | 0.05 | --> | 0.05 | 0 | 0 | Constrained, otherwise capacity available =49 kVA | --> | 0.048 | 0 | 0 | 0 | 0 | Constrained, otherwise capacity available =47 kW | --> | C16 ex CAPPAMORE | Cappamore [T41,T42] | ARDNACRUSHA |  | 52.5858 | -8.2545
210618Y | MV/LV Substation MO***618Y |  | 10 kV | _ | LV | 100 kVA :Pole Substation | 0.1 | --> | 0.1 | 0 | 0 | Constrained, otherwise capacity available =100 kVA | --> | 0.095 | 0 | 0 | 0 | 0 | Constrained, otherwise capacity available =95 kW | --> | C17 ex CARRICKMACROSS | Carrickmacross [T41,T42] | MEATH HILL |  | 53.9913 | -6.7186
154361 | MV/LV Substation HU***361 |  | 10 kV | _ | LV | 200 kVA :Kiosk Substation | 0.2 | --> | 0.2 | 0 | 0 | Constrained, otherwise capacity available =146 kVA | --> | 0.19 | 0 | 0.007 | 0.177 | 0 |  | --> | C11 ex MACETOWN | Macetown [T101,T102] | MACETOWN |  | 53.4017 | -6.4125
165183 | MV/LV Substation CR***183 |  | 10 kV | _ | LV | 100 kVA :Pole Substation | 0.1 | --> | 0.1 | 0.095 | 0.88 |  | --> | 0.095 | 0 | 0.01 | 0 | 0 | Constrained, otherwise capacity available =87 kW | --> | C12 ex ROSS CARBERY | Ross Carbery [T41,T42] | DUNMANWAY |  | 51.5677 | -8.9919
3554078 | MV/LV Substation MI***4078 |  | 10 kV | _ | LV | 50 kVA :Pole Substation | 0.05 | --> | 0.05 | 0.05 | 0.06 |  | --> | 0.048 | 0 | 0 | 0 | 0 | Constrained, otherwise capacity available =48 kW | --> | C17 ex TUBBERCURRY | Tubbercurry [T41,T42] | TONROE |  | 54.0619 | -8.7676
062596 | MV/LV Substation MI***596 |  | 20 kV | _ | LV | 50 kVA :Pole Substation | 0.05 | --> | 0.05 | 0.03 | 3.47 |  | --> | 0.048 | 0 | 0 | 0 | 0 | Constrained, otherwise capacity available =45 kW | --> | E15 ex BUSH | Bush [T421,T422] | DUNDALK |  | 54.0191 | -6.1442
082396Y | MV/LV Substation AY***396Y |  | 10 kV | _ | LV | 400 kVA :Kiosk Substation | 0.4 | --> | 0.4 | 0.236 | 2.01 |  | --> | 0.38 | 0 | 0.03 | 0 | 0 | Constrained, otherwise capacity available =335 kW | --> | C16 ex ABBEYLAND | Abbeyland [T41,T42] | NAVAN |  | 53.6524 | -6.6952
093081Z | MV/LV Substation GR***081Z |  | 10 kV | _ | LV | 400 kVA :Kiosk Substation | 0.4 | --> | 0.4 | 0 | 0 | Constrained, otherwise capacity available =296 kVA | --> | 0.38 | 0 | 0 | 0.366 | 0 |  | --> | C13 ex GRANGE (DR) | Grange (dr) [T41,T42] | GRANGE (DR) |  | 53.4011 | -6.1636
001058X | MV/LV Substation SH***058X |  | 10 kV | _ | LV | 630 kVA :Kiosk Substation | 0.63 | --> | 0.63 | 0 | 0 | Constrained, otherwise capacity available =368 kVA | --> | 0.598 | 0 | 0.043 | 0.5 | 0 |  | --> | C11 ex LOUGHLINSTOWN | Loughlinstown [T41,T42] | CARRICKMINES |  | 53.234 | -6.1213
017753 | MV/LV Substation KI***753 |  | 10 kV | _ | LV | 30 kVA :Pole Substation | 0.03 | --> | 0.03 | 0.02 | 1.05 |  | --> | 0.028 | 0 | 0 | 0 | 0 | Constrained, otherwise capacity available =27 kW | --> | C16 ex NEWCASTLEWEST | Newcastlewest [T41,T42] | RATHKEALE |  | 52.4908 | -9.0504
058098 | MV/LV Substation TO***098 |  | 10 kV | _ | LV | 400 kVA :Kiosk Substation | 0.4 | --> | 0.4 | 0.181 | 0.18 | Constrained, otherwise capacity available =310 kVA | --> | 0.38 | 0 | 0.047 | 0 | 0 | Constrained, otherwise capacity available =333 kW | --> | C16 ex TOOMEVARA | Toomevara [T42] | NENAGH |  | 52.8488 | -8.037
068071X | MV/LV Substation EA***071X |  | 10 kV | _ | LV | 630 kVA :Building Structure | 0.63 | --> | 0.63 | 0 | 0 | Constrained, otherwise capacity available =454 kVA | --> | 0.598 | 0 | 0 | 0.5 | 0 |  | --> | C17 ex CAMDEN ROW | Camden Row [T41] | FRANCIS STREET |  | 53.3412 | -6.2803
004226Y | MV/LV Substation AN***226Y |  | 20 kV | _ | LV | 100 kVA :Pole Substation | 0.1 | --> | 0.1 | 0.097 | 0.45 |  | --> | 0.095 | 0 | 0 | 0 | 0 | Constrained, otherwise capacity available =95 kW | --> | C15 ex KILMAGIG | Kilmagig [T42] | ARKLOW |  | 52.8423 | -6.3551
0934244 | MV/LV Substation CL***4244 |  | 10 kV | _ | LV | 1000 kVA :Building Structure | 1 | --> | 1 | 0 | 0 | Constrained, otherwise capacity available =749 kVA | --> | 0.95 | 0 | 0 | 0.5 | 0 |  | --> | C12 ex SUTTON | Sutton [T41,T42] | GRANGE (DR) |  | 53.3891 | -6.0787
158581 | MV/LV Substation DO***581 |  | 20 kV | _ | LV | 100 kVA :Pole Substation | 0.1 | --> | 0.1 | 0 | 0 | Constrained, otherwise capacity available =76 kVA | --> | 0.095 | 0 | 0.03 | 0 | 0 | Constrained, otherwise capacity available =70 kW | --> | C22 ex ENNISTYMON | Ennistymon [T41,T42] | ENNIS |  | 53.0157 | -9.399
041327 | MV/LV Substation BA***327 |  | 20 kV | _ | LV | 50 kVA :Pole Substation | 0.05 | --> | 0.05 | 0 | 0 | Constrained, otherwise capacity available =46 kVA | --> | 0.048 | 0 | 0 | 0 | 0 | Constrained, otherwise capacity available =47 kW | --> | E18 ex DALTON | Dalton [T421,T422] | DALTON |  | 53.6656 | -8.9486
127598X | MV/LV Substation DU***598X |  | 20 kV | _ | LV | 200 kVA :Pole Substation | 0.2 | --> | 0.2 | 0.184 | 5.89 |  | --> | 0.19 | 0 | 0.009 | 0 | 0 | Constrained, otherwise capacity available =181 kW | --> | C14 ex CASHEL | Cashel [T41,T42] | CAHIR |  | 52.5409 | -7.8161
070942 | MV/LV Substation KN***942 |  | 20 kV | _ | LV | 200 kVA :Pole Substation | 0.2 | --> | 0.2 | 0.162 | 0.76 |  | --> | 0.19 | 0 | 0.01 | 0 | 0 | Constrained, otherwise capacity available =177 kW | --> | E15 ex RATHMORE | Rathmore [T42,T421] | KNOCKEARAGH |  | 52.1224 | -9.2098
0214236 | MV/LV Substation RA***4236 |  | 10 kV | _ | LV | 200 kVA :Kiosk Substation | 0.2 | --> | 0.2 | 0 | 0 | Constrained, otherwise capacity available =200 kVA | --> | 0.19 | 0 | 0 | 0.19 | 0 |  | --> | C25 ex KILBARRY | Kilbarry [T101,T43] | KILBARRY |  | 51.9128 | -8.4945
004125Y | MV/LV Substation AR***125Y |  | 10 kV | _ | LV | 400 kVA :Building Structure | 0.4 | --> | 0.4 | 0.362 | 18.08 |  | --> | 0.38 | 0 | 0 | 0.375 | 0 |  | --> | C19 ex ARKLOW | Arklow [T101,T102] | ARKLOW |  | 52.8031 | -6.1442
003565Y | MV/LV Substation GL***565Y |  | 10 kV | _ | LV | 50 kVA :Pole Substation | 0.05 | --> | 0.05 | 0.041 | 11.58 |  | --> | 0.048 | 0 | 0 | 0 | 0 | Constrained, otherwise capacity available =46 kW | --> | C18 ex BALLYBEG | Ballybeg [T101,T102] | CARRICKMINES |  | 52.9693 | -6.1487
067094Z | MV/LV Substation RO***094Z |  | 10 kV | _ | LV | 50 kVA :Pole Substation | 0.05 | --> | 0.05 | 0 | 0 | Constrained, otherwise capacity available =24 kVA | --> | 0.048 | 0 | 0.012 | 0.035 | 0 |  | --> | C20 ex GARRYOWEN | Garryowen [T41,T42] | LIMERICK |  | 52.6412 | -8.6292
0714044 | MV/LV Substation KI***4044 |  | 10 kV | _ | LV | 630 kVA :Building Structure | 0.63 | --> | 0.63 | 0.5 | 5.58 |  | --> | 0.598 | 0 | 0 | 0.5 | 0 |  | --> | C14 ex KILCOOLE | Kilcoole [T41,T42] | FASSAROE |  | 53.1167 | -6.1017
095916X | MV/LV Substation KE***916X |  | 10 kV | _ | LV | 50 kVA :Pole Substation | 0.05 | --> | 0.05 | 0.038 | 0.7 |  | --> | 0.048 | 0 | 0 | 0 | 0 | Constrained, otherwise capacity available =46 kW | --> | C14 ex KILRUSH | Kilrush [T41,T42] | TULLABRACK |  | 52.646 | -9.4816
127083Z | MV/LV Substation CA***083Z |  | 10 kV | _ | LV | 400 kVA :Kiosk Substation | 0.4 | --> | 0.4 | 0.361 | 5.89 |  | --> | 0.38 | 0 | 0 | 0 | 0 | Constrained, otherwise capacity available =375 kW | --> | C17 ex CASHEL | Cashel [T41,T42] | CAHIR |  | 52.5093 | -7.8921
204368X | MV/LV Substation CL***368X |  | 20 kV | _ | LV | 400 kVA :Kiosk Substation | 0.4 | --> | 0.4 | 0 | 0 | Constrained, otherwise capacity available =377 kVA | --> | 0.38 | 0 | 0 | 0 | 0 | Constrained, otherwise capacity available =377 kW | --> | E14 ex BUNCRANA | Buncrana [T421,T422] | TRILLICK |  | 55.1534 | -7.4442
182390 | MV/LV Substation CA***390 |  | 20 kV | _ | LV | 50 kVA :Pole Substation | 0.05 | --> | 0.05 | 0 | 0 | Constrained, otherwise capacity available =46 kVA | --> | 0.048 | 0 | 0 | 0 | 0 | Constrained, otherwise capacity available =47 kW | --> | C16 ex TULLA | Tulla [T41,T42] | ENNIS |  | 52.8134 | -8.6394
1424022 | MV/LV Substation N6***4022 |  | 10 kV | _ | LV | 50 kVA :Pole Substation | 0.05 | --> | 0.05 | 0 | 0 | Constrained, otherwise capacity available =49 kVA | --> | 0.048 | 0 | 0 | 0 | 0 | Constrained, otherwise capacity available =47 kW | --> | C11 ex ATHENRY | Athenry [T41,T42] | GALWAY 110KV |  | 53.291 | -8.7709
038825 | MV/LV Substation GA***825 |  | 10 kV | _ | LV | 200 kVA :Kiosk Substation | 0.2 | --> | 0.2 | 0 | 0 | Constrained, otherwise capacity available =142 kVA | --> | 0.19 | 0 | 0.044 | 0 | 0 | Constrained, otherwise capacity available =149 kW | --> | C15 ex GORT | Gort [T41,T42] | ENNIS |  | 53.0703 | -8.8257
056276Y | MV/LV Substation CO***276Y |  | 20 kV | _ | LV | 200 kVA :Kiosk Substation | 0.2 | --> | 0.2 | 0.168 | 0.89 |  | --> | 0.19 | 0 | 0.02 | 0 | 0 | Constrained, otherwise capacity available =171 kW | --> | E20 ex BIRR | Birr [T41,T422] | DALLOW |  | 53.0895 | -7.9003
3774017 | MV/LV Substation BU***4017 |  | 20 kV | _ | LV | 50 kVA :Pole Substation | 0.05 | --> | 0.05 | 0 | 0 | Constrained, otherwise capacity available =50 kVA | --> | 0.048 | 0 | 0 | 0 | 0 | Constrained, otherwise capacity available =48 kW | --> | E12 ex GURRANEBANE | Gurranebane [T421,T422] | OUGHTRAGH |  | 51.9895 | -10.1151
176072 | MV/LV Substation GL***072 |  | 10 kV | _ | LV | 200 kVA :Pole Substation | 0.2 | --> | 0.2 | 0.178 | 18.78 |  | --> | 0.19 | 0 | 0.01 | 0.18 | 0 |  | --> | E11 ex HARTNETTS CROSS | Hartnetts Cross [T121,T422] | HARTNETTS CROSS |  | 51.9071 | -8.9696
066664Z | MV/LV Substation CE***664Z |  | 10 kV | _ | LV | 400 kVA :Kiosk Substation | 0.4 | --> | 0.4 | 0 | 0 | Constrained, otherwise capacity available =336 kVA | --> | 0.38 | 0 | 0 | 0 | 0 | Constrained, otherwise capacity available =371 kW | --> | E17 ex GLASMORE | Glasmore [T421,T422] | GLASMORE |  | 53.4498 | -6.2457
012111Y | MV/LV Substation FA***111Y |  | 10 kV | _ | LV | 630 kVA :Building Structure | 0.63 | --> | 0.63 | 0 | 0 | Constrained, otherwise capacity available =630 kVA | --> | 0.598 | 0 | 0 | 0 | 0 | Constrained, otherwise capacity available =598 kW | --> | C22 ex POLLERTON | Pollerton [T41,T42] | CARLOW |  | 52.8351 | -6.9243
007330Z | MV/LV Substation RE***330Z |  | 20 kV | _ | LV | 200 kVA :Kiosk Substation | 0.2 | --> | 0.2 | 0.147 | 16.12 |  | --> | 0.19 | 0 | 0.023 | 0.166 | 0 |  | --> | E21 ex WEXFORD | Wexford [T121,T122] | WEXFORD |  | 52.3812 | -6.4466
031096 | MV/LV Substation CL***096 |  | 10 kV | _ | LV | 200 kVA :Kiosk Substation | 0.2 | --> | 0.2 | 0 | 0 | Constrained, otherwise capacity available =153 kVA | --> | 0.19 | 0 | 0.016 | 0 | 0 | Constrained, otherwise capacity available =172 kW | --> | C14 ex COLLIGAN | Colligan [T41,T42] | DUNGARVAN |  | 52.094 | -7.6052
365209 | MV/LV Substation BA***209 |  | 10 kV | _ | LV | 50 kVA :Pole Substation | 0.05 | --> | 0.05 | 0 | 0 | Constrained, otherwise capacity available =12 kVA | --> | 0.048 | 0 | 0 | 0.042 | 0 |  | --> | C14 ex BALLYMOUNT | Ballymount [T41,T42] | INCHICORE 220KV |  | 53.316 | -6.3609
184100X | MV/LV Substation CO***100X |  | 10 kV | _ | LV | 50 kVA :Pole Substation | 0.05 | --> | 0.05 | 0.036 | 3.38 |  | --> | 0.048 | 0 | 0 | 0 | 0 | Constrained, otherwise capacity available =46 kW | --> | C20 ex CASTLEBLAYNEY | Castleblayney [T41,T42] | DUNDALK |  | 54.088 | -6.6683
253854Y | MV/LV Substation HE***854Y |  | 20 kV | _ | LV | 50 kVA :Pole Substation | 0.05 | --> | 0.05 | 0 | 0 | Constrained, otherwise capacity available =33 kVA | --> | 0.048 | 0 | 0 | 0 | 0 | Constrained, otherwise capacity available =45 kW | --> | E17 ex HEADFORD | Headford [T41,T42] | CLOON |  | 53.4676 | -9.1115
0144241 | MV/LV Substation BL***4241 |  | 10 kV | _ | LV | 400 kVA :Kiosk Substation | 0.4 | --> | 0.4 | 0 | 0 | Constrained, otherwise capacity available =335 kVA | --> | 0.38 | 0 | 0.108 | 0 | 0 | Constrained, otherwise capacity available =291 kW | --> | C20 ex KILDARE | Kildare [T41,T42] | NEWBRIDGE |  | 53.1709 | -6.904
2204127 | MV/LV Substation VI***4127 |  | 20 kV | _ | LV | 200 kVA :Kiosk Substation | 0.2 | --> | 0.2 | 0.174 | 7.61 |  | --> | 0.19 | 0 | 0 | 0 | 0 | Constrained, otherwise capacity available =186 kW | --> | E12 ex BELLACORICK | Bellacorick [T122] | BELLACORICK |  | 54.1252 | -9.5582
015211Z | MV/LV Substation BL***211Z |  | 20 kV | _ | LV | 400 kVA :Kiosk Substation | 0.4 | --> | 0.4 | 0 | 0 | Constrained, otherwise capacity available =265 kVA | --> | 0.38 | 0 | 0.008 | 0 | 0 | Constrained, otherwise capacity available =355 kW | --> | E13 ex BLESSINGTON | Blessington [T421,T422] | KILTEEL |  | 53.1724 | -6.5445
064905Y | MV/LV Substation PR***905Y |  | 20 kV | _ | LV | 200 kVA :Kiosk Substation | 0.2 | --> | 0.2 | 0 | 0 | Constrained, otherwise capacity available =158 kVA | --> | 0.19 | 0 | 0.015 | 0 | 0 | Constrained, otherwise capacity available =173 kW | --> | E17 ex JULIANSTOWN | Julianstown [T421,T422] | DRYBRIDGE |  | 53.6745 | -6.2833
252599X | MV/LV Substation BO***599X |  | 20 kV | _ | LV | 50 kVA :Pole Substation | 0.05 | --> | 0.05 | 0.042 | 1.32 |  | --> | 0.048 | 0 | 0 | 0.046 | 0 |  | --> | C24 ex CLIFDEN | Clifden [T41,T42] | SCREEB |  | 53.6145 | -10.2124
164758X | MV/LV Substation CO***758X |  | 10 kV | _ | LV | 50 kVA :Pole Substation | 0.05 | --> | 0.05 | 0.045 | 0.88 |  | --> | 0.048 | 0 | 0 | 0 | 0 | Constrained, otherwise capacity available =47 kW | --> | C22 ex ROSS CARBERY | Ross Carbery [T41,T42] | DUNMANWAY |  | 51.5961 | -9.0942
008598Y | MV/LV Substation ME***598Y |  | 10 kV | _ | LV | 50 kVA :Pole Substation | 0.05 | --> | 0.05 | 0.048 | 0.2 |  | --> | 0.048 | 0 | 0 | 0 | 0 | Constrained, otherwise capacity available =47 kW | --> | E16 ex BEALISTOWN | Bealistown [T421,T422] | GREAT ISLAND |  | 52.238 | -6.9303
139710Y | MV/LV Substation CR***710Y |  | 20 kV | _ | LV | 50 kVA :Pole Substation | 0.05 | --> | 0.05 | 0 | 0 | Constrained, otherwise capacity available =48 kVA | --> | 0.048 | 0 | 0.01 | 0 | 0 | Constrained, otherwise capacity available =40 kW | --> | E21 ex FINEA | Finea [T421,T422] | SHANKILL |  | 53.8623 | -7.3155
068017X | MV/LV Substation AR***017X |  | 10 kV | _ | LV | 630 kVA :Kiosk Substation | 0.63 | --> | 0.63 | 0 | 0 | Constrained, otherwise capacity available =571 kVA | --> | 0.598 | 0 | 0 | 0.5 | 0 |  | --> | C17 ex NEWMARKET (DR) | Newmarket (dr) [T41] | FRANCIS STREET |  | 53.3408 | -6.2728
078585 | MV/LV Substation CU***585 |  | 10 kV | _ | LV | 200 kVA :Pole Substation | 0.2 | --> | 0.2 | 0 | 0 | Constrained, otherwise capacity available =183 kVA | --> | 0.19 | 0 | 0.011 | 0 | 0 | Constrained, otherwise capacity available =180 kW | --> | C12 ex CHARLESTOWN | Charlestown [T41] | TONROE |  | 54.0059 | -8.7733
0654367 | MV/LV Substation PA***4367 |  | 10 kV | _ | LV | 200 kVA :Pole Substation | 0.2 | --> | 0.2 | 0 | 0 | Constrained, otherwise capacity available =200 kVA | --> | 0.19 | 0 | 0 | 0 | 0 | Constrained, otherwise capacity available =190 kW | --> | C15 ex LOUGHSHINNY | Loughshinny [T41,T42] | GLASMORE |  | 53.5311 | -6.0984
081311Z | MV/LV Substation HA***311Z |  | 10 kV | _ | LV | 200 kVA :Kiosk Substation | 0.2 | --> | 0.2 | 0 | 0 | Constrained, otherwise capacity available =166 kVA | --> | 0.19 | 0 | 0.014 | 0 | 0 | Constrained, otherwise capacity available =175 kW | --> | C17 ex CELBRIDGE | Celbridge [T41,T42] | GRIFFINRATH |  | 53.3496 | -6.5432
032053 | MV/LV Substation CI***053 |  | 20 kV | _ | LV | 400 kVA :Building Structure | 0.4 | --> | 0.4 | 0 | 0 | Constrained, otherwise capacity available =252 kVA | --> | 0.38 | 0 | 0.034 | 0 | 0 | Constrained, otherwise capacity available =334 kW | --> | E13 ex KILCARRAGH | Kilcarragh [T421,T422] | BUTLERSTOWN |  | 52.1503 | -6.9969
033431Y | MV/LV Substation CO***431Y |  | 10 kV | _ | LV | 400 kVA :Kiosk Substation | 0.4 | --> | 0.4 | 0 | 0 | Constrained, otherwise capacity available =288 kVA | --> | 0.38 | 0 | 0.02 | 0 | 0 | Constrained, otherwise capacity available =350 kW | --> | C16 ex PORTLAW | Portlaw [T41,T42] | BUTLERSTOWN |  | 52.2886 | -7.3133
117988 | MV/LV Substation KE***988 |  | 10 kV | _ | LV | 400 kVA :Kiosk Substation | 0.4 | --> | 0.4 | 0.314 | 0.32 |  | --> | 0.38 | 0 | 0 | 0 | 0 | Constrained, otherwise capacity available =368 kW | --> | C18 ex BALLYMOTE | Ballymote [T41] | SLIGO |  | 54.0856 | -8.5114
050979Y | MV/LV Substation CR***979Y |  | 10 kV | _ | LV | 630 kVA :Kiosk Substation | 0.63 | --> | 0.63 | 0.5 | 7.61 |  | --> | 0.598 | 0 | 0 | 0 | 0 | Constrained, otherwise capacity available =596 kW | --> | C12 ex GARRYCASTLE | Garrycastle [T41,T42] | ATHLONE |  | 53.4103 | -7.8997
214920 | MV/LV Substation CR***920 |  | 10 kV | _ | LV | 50 kVA :Pole Substation | 0.05 | --> | 0.05 | 0 | 0 | Constrained, otherwise capacity available =37 kVA | --> | 0.048 | 0 | 0 | 0 | 0 | Constrained, otherwise capacity available =46 kW | --> | C14 ex DRUMQUIN | Drumquin [T42] | ENNIS |  | 52.7681 | -9.026
001665 | MV/LV Substation HA***665 |  | 10 kV | _ | LV | 200 kVA :Kiosk Substation | 0.2 | --> | 0.2 | 0.041 | 0.04 | Constrained, otherwise capacity available =127 kVA | --> | 0.19 | 0 | 0.029 | 0.158 | 0 |  | --> | C16 ex LITTLE BRAY | Little Bray [T41,T42] | FASSAROE |  | 53.2383 | -6.124
081056Y | MV/LV Substation EL***056Y |  | 10 kV | _ | LV | 400 kVA :Kiosk Substation | 0.4 | --> | 0.4 | 0 | 0 | Constrained, otherwise capacity available =328 kVA | --> | 0.38 | 0 | 0.044 | 0 | 0 | Constrained, otherwise capacity available =337 kW | --> | C17 ex LEIXLIP | Leixlip [T41,T42] | GRIFFINRATH |  | 53.3604 | -6.5043
281867Z | MV/LV Substation TH***867Z |  | 10 kV | _ | LV | 630 kVA :Building Structure | 0.63 | --> | 0.63 | 0.5 | 6.78 |  | --> | 0.598 | 0 | 0 | 0.5 | 0 |  | --> | C38 ex CASTLEVIEW | Castleview [T101,T102] | CASTLEVIEW |  | 51.885 | -8.3921
154195Y | MV/LV Substation QU***195Y |  | 20 kV | _ | LV | 100 kVA :Pole Substation | 0.1 | --> | 0.1 | 0 | 0 | Constrained, otherwise capacity available =77 kVA | --> | 0.095 | 0 | 0.056 | 0.05 | 0 |  | --> | C21 ex MACETOWN | Macetown [T101,T102] | MACETOWN |  | 53.4571 | -6.5086
0534146 | MV/LV Substation KI***4146 |  | 20 kV | _ | LV | 630 kVA :Building Structure | 0.63 | --> | 0.63 | 0 | 0 | Constrained, otherwise capacity available =509 kVA | --> | 0.598 | 0 | 0 | 0.5 | 0 |  | --> | E20 ex CLONMINCH | Clonminch [T41,T422] | THORNSBERRY |  | 53.3782 | -7.2746
064014Z | MV/LV Substation ST***014Z |  | 20 kV | _ | LV | 200 kVA :Kiosk Substation | 0.2 | --> | 0.2 | 0 | 0 | Constrained, otherwise capacity available =153 kVA | --> | 0.19 | 0 | 0.018 | 0 | 0 | Constrained, otherwise capacity available =170 kW | --> | E17 ex DULEEK | Duleek [T421,T422] | DRYBRIDGE |  | 53.6578 | -6.4289
154143Z | MV/LV Substation MA***143Z |  | 10 kV | _ | LV | 400 kVA :Kiosk Substation | 0.4 | --> | 0.4 | 0 | 0 | Constrained, otherwise capacity available =276 kVA | --> | 0.38 | 0 | 0.048 | 0.327 | 0 |  | --> | C11 ex MACETOWN | Macetown [T101,T102] | MACETOWN |  | 53.3964 | -6.4255
067243 | MV/LV Substation NE***243 |  | 10 kV | _ | LV | 400 kVA :Building Structure | 0.4 | --> | 0.4 | 0 | 0 | Constrained, otherwise capacity available =200 kVA | --> | 0.38 | 0 | 0 | 0.352 | 0 |  | --> | C20 ex ROCHES STREET | Roches Street [T41,T42] | LIMERICK |  | 52.6615 | -8.6324
027688 | MV/LV Substation KI***688 |  | 20 kV | _ | LV | 50 kVA :Pole Substation | 0.05 | --> | 0.05 | 0.038 | 7.79 |  | --> | 0.048 | 0 | 0.058 | 0 | 0 | Constrained, otherwise capacity available =2 kW | --> | E12 ex DUNMANWAY | Dunmanway [T422,T43] | DUNMANWAY |  | 51.6577 | -9.0767
0684206 | MV/LV Substation CH***4206 |  | 10 kV | _ | LV | 630 kVA :Building Structure | 0.63 | --> | 0.63 | 0.481 | 9.99 |  | --> | 0.598 | 0 | 0 | 0.5 | 0 |  | --> | C24 ex HAROLDS CROSS | Harolds Cross [T101,T102] | POOLBEG |  | 53.3307 | -6.2623
015811Z | MV/LV Substation KC***811Z |  | 10 kV | _ | LV | 50 kVA :Pole Substation | 0.05 | --> | 0.05 | 0 | 0 | Constrained, otherwise capacity available =8 kVA | --> | 0.048 | 0 | 0 | 0 | 0 | Constrained, otherwise capacity available =42 kW | --> | C16 ex JOHNSTOWN | Johnstown [T41,T42] | KILTEEL |  | 53.2577 | -6.5554
049066X | MV/LV Substation DE***066X |  | 10 kV | _ | LV | 50 kVA :Pole Substation | 0.05 | --> | 0.05 | 0.038 | 0.13 |  | --> | 0.048 | 0 | 0 | 0 | 0 | Constrained, otherwise capacity available =46 kW | --> | C12 ex BALLYMAHON | Ballymahon [T41,T42] | ATHLONE |  | 53.6314 | -7.908
132340Y | MV/LV Substation CA***340Y |  | 10 kV | _ | LV | 400 kVA :Kiosk Substation | 0.4 | --> | 0.4 | 0 | 0 | Constrained, otherwise capacity available =349 kVA | --> | 0.38 | 0 | 0 | 0 | 0 | Constrained, otherwise capacity available =373 kW | --> | C16 ex LOUGHREA | Loughrea [T41,T42] | SOMERSET |  | 53.1993 | -8.5865
281511Y | MV/LV Substation RO***511Y |  | 10 kV | _ | LV | 200 kVA :Kiosk Substation | 0.2 | --> | 0.2 | 0 | 0 | Constrained, otherwise capacity available =159 kVA | --> | 0.19 | 0 | 0.008 | 0 | 0 | Constrained, otherwise capacity available =178 kW | --> | C22 ex KILMONEY | Kilmoney [T41,T42] | TRABEG |  | 51.8064 | -8.4007
074248X | MV/LV Substation RI***248X |  | 20 kV | _ | LV | 50 kVA :Pole Substation | 0.05 | --> | 0.05 | 0 | 0 | Constrained, otherwise capacity available =37 kVA | --> | 0.048 | 0 | 0 | 0 | 0 | Constrained, otherwise capacity available =46 kW | --> | C14 ex CARRICK ON SHANNON | Carrick On Shannon [T41,T42] | CARRICK ON SHANNON |  | 53.9884 | -8.0602
160211Y | MV/LV Substation PO***211Y |  | 20 kV | _ | LV | 100 kVA :Pole Substation | 0.1 | --> | 0.1 | 0 | 0 | Constrained, otherwise capacity available =62 kVA | --> | 0.095 | 0 | 0 | 0 | 0 | Constrained, otherwise capacity available =90 kW | --> | E11 ex PORTLAOISE |  |  |  | 53.0483 | -7.2507
176111Y | MV/LV Substation EA***111Y |  | 10 kV | _ | LV | 100 kVA :Pole Substation | 0.1 | --> | 0.1 | 0.097 | 18.78 |  | --> | 0.095 | 0 | 0 | 0.095 | 0 |  | --> | E11 ex HARTNETTS CROSS | Hartnetts Cross [T121,T422] | HARTNETTS CROSS |  | 51.9024 | -8.9434
081596Y | MV/LV Substation TH***596Y |  | 10 kV | _ | LV | 200 kVA :Kiosk Substation | 0.2 | --> | 0.2 | 0 | 0 | Constrained, otherwise capacity available =88 kVA | --> | 0.19 | 0 | 0.052 | 0 | 0 | Constrained, otherwise capacity available =136 kW | --> | C12 ex MONEYCOOLEY | Moneycooley [T41,T42,T44] | GRIFFINRATH |  | 53.3512 | -6.5498
167398 | MV/LV Substation BO***398 |  | 20 kV | _ | LV | 200 kVA :Pole Substation | 0.2 | --> | 0.2 | 0 | 0 | Constrained, otherwise capacity available =200 kVA | --> | 0.19 | 0 | 0 | 0 | 0 | Constrained, otherwise capacity available =190 kW | --> | E11 ex WHITECHURCH | Whitechurch [T421,T422] | KILBARRY |  | 52.0596 | -8.5316
011546Y | MV/LV Substation SP***546Y |  | 10 kV | _ | LV | 400 kVA :Kiosk Substation | 0.4 | --> | 0.4 | 0.311 | 2.8 |  | --> | 0.38 | 0 | 0.015 | 0 | 0 | Constrained, otherwise capacity available =356 kW | --> | C13 ex PURCELLS INCH | Purcells Inch [T41,T42] | KILKENNY |  | 52.6373 | -7.2522
154434Z | MV/LV Substation ON***434Z |  | 10 kV | _ | LV | 630 kVA :Kiosk Substation | 0.63 | --> | 0.63 | 0 | 0 | Constrained, otherwise capacity available =531 kVA | --> | 0.598 | 0 | 0 | 0.5 | 0 |  | --> | C22 ex MACETOWN | Macetown [T101,T102] | MACETOWN |  | 53.3973 | -6.4405
0014039 | MV/LV Substation AI***4039 |  | 10 kV | _ | LV | 200 kVA :Kiosk Substation | 0.2 | --> | 0.2 | 0 | 0 |  | --> | 0.19 | 0 | 0.094 | 0.082 | 0 |  | --> | C13 ex DUNDRUM | Dundrum [T41,T42] | BLACKROCK |  | 53.2883 | -6.2329
204969 | MV/LV Substation BA***969 |  | 20 kV | _ | LV | 100 kVA :Pole Substation | 0.1 | --> | 0.1 | 0.082 | 2.02 |  | --> | 0.095 | 0 | 0 | 0 | 0 | Constrained, otherwise capacity available =93 kW | --> | E17 ex BALLYMACARRY | Ballymacarry [T421] | TRILLICK |  | 55.1204 | -7.4554
0204003 | MV/LV Substation KI***4003 |  | 10 kV | _ | LV | 100 kVA :Pole Substation | 0.1 | --> | 0.1 | 0 | 0 | Constrained, otherwise capacity available =100 kVA | --> | 0.095 | 0 | 0 | 0 | 0 | Constrained, otherwise capacity available =95 kW | --> | C18 ex COOLCORCORAN | Coolcorcoran [T41,T42] | KNOCKEARAGH |  | 52.0879 | -9.5514
160307Y | MV/LV Substation MO***307Y |  | 20 kV | _ | LV | 400 kVA :Kiosk Substation | 0.4 | --> | 0.4 | 0 | 0 | Constrained, otherwise capacity available =246 kVA | --> | 0.38 | 0 | 0.095 | 0 | 0 | Constrained, otherwise capacity available =288 kW | --> | C21 ex PORTARLINGTON | Portarlington [T43] | BLAKE |  | 53.1412 | -7.0666
3684043 | MV/LV Substation CH***4043 |  | 20 kV | _ | LV | 200 kVA :Pole Substation | 0.2 | --> | 0.2 | 0 | 0 | Constrained, otherwise capacity available =144 kVA | --> | 0.19 | 0 | 0.006 | 0 | 0 | Constrained, otherwise capacity available =178 kW | --> | C12 ex BALLYHAUNIS | Ballyhaunis [T41,T42] | DALTON |  | 53.7648 | -8.7584
082121 | MV/LV Substation WO***121 |  | 10 kV | _ | LV | 200 kVA :Kiosk Substation | 0.2 | --> | 0.2 | 0 | 0 | Constrained, otherwise capacity available =105 kVA | --> | 0.19 | 0 | 0.034 | 0 | 0 | Constrained, otherwise capacity available =151 kW | --> | C28 ex ACADEMY STREET | Academy Street [T421,T422,T44] | NAVAN |  | 53.6473 | -6.6842
1534024 | MV/LV Substation CO***4024 |  | 20 kV | _ | LV | 50 kVA :Pole Substation | 0.05 | --> | 0.05 | 0 | 0 | Constrained, otherwise capacity available =50 kVA | --> | 0.048 | 0 | 0 | 0 | 0 | Constrained, otherwise capacity available =48 kW | --> | E12 ex BIRDHILL | Birdhill [T421,T422] | ARDNACRUSHA |  | 52.7776 | -8.4328
006786X | MV/LV Substation GI***786X |  | 10 kV | _ | LV | 400 kVA :Kiosk Substation | 0.4 | --> | 0.4 | 0.324 | 1.29 |  | --> | 0.38 | 0 | 0.014 | 0 | 0 | Constrained, otherwise capacity available =359 kW | --> | C24 ex MONFIN | Monfin [T41,T42] | WEXFORD |  | 52.4947 | -6.5548
160011Z | MV/LV Substation TH***011Z |  | 20 kV | _ | LV | 630 kVA :Kiosk Substation | 0.63 | --> | 0.63 | 0 | 0 | Constrained, otherwise capacity available =489 kVA | --> | 0.598 | 0 | 0.189 | 0 | 0 | Constrained, otherwise capacity available =439 kW | --> | C11 ex KILDARE | Kildare [T41,T42] | NEWBRIDGE |  | 53.1501 | -7.0519
0154202 | MV/LV Substation OL***4202 |  | 10 kV | _ | LV | 200 kVA :Kiosk Substation | 0.2 | --> | 0.2 | 0.153 | 12.6 |  | --> | 0.19 | 0 | 0.026 | 0.164 | 0 |  | --> | C17 ex MONREAD | Monread [T101,T102] | MONREAD |  | 53.2357 | -6.665
082413Y | MV/LV Substation QU***413Y |  | 10 kV | _ | LV | 630 kVA :Building Structure | 0.63 | --> | 0.63 | 0.5 | 2.01 |  | --> | 0.598 | 0 | 0 | 0 | 0 | Constrained, otherwise capacity available =598 kW | --> | C15 ex ABBEYLAND | Abbeyland [T41,T42] | NAVAN |  | 53.6542 | -6.6885
161505 | MV/LV Substation PO***505 |  | 20 kV | _ | LV | 50 kVA :Pole Substation | 0.05 | --> | 0.05 | 0 | 0 | Constrained, otherwise capacity available =36 kVA | --> | 0.048 | 0 | 0 | 0 | 0 | Constrained, otherwise capacity available =46 kW | --> | C12 ex SPIDDAL |  |  |  | 53.244 | -9.3999
039619X | MV/LV Substation GA***619X |  | 10 kV | _ | LV | 630 kVA :Building Structure | 0.63 | --> | 0.63 | 0.5 | 11.03 |  | --> | 0.598 | 0 | 0 | 0.5 | 0 |  | --> | C21 ex SALTHILL | Salthill [T101,T102] | SALTHILL |  | 53.2752 | -9.0976
067801Y | MV/LV Substation BA***801Y |  | 10 kV | _ | LV | 400 kVA :Kiosk Substation | 0.4 | --> | 0.4 | 0 | 0 | Constrained, otherwise capacity available =298 kVA | --> | 0.38 | 0 | 0.077 | 0 | 0 | Constrained, otherwise capacity available =309 kW | --> | C17 ex GILLOGUE | Gillogue [T41,T42] | ARDNACRUSHA |  | 52.7121 | -8.6095
093119 | MV/LV Substation CR***119 |  | 10 kV | _ | LV | 400 kVA :Kiosk Substation | 0.4 | --> | 0.4 | 0 | 0 | Constrained, otherwise capacity available =273 kVA | --> | 0.38 | 0 | 0.007 | 0.357 | 0 |  | --> | C16 ex SANTRY | Santry [T41,T42] | FINGLAS |  | 53.3948 | -6.2169
206872 | MV/LV Substation BI***872 |  | 20 kV | _ | LV | 50 kVA :Pole Substation | 0.05 | --> | 0.05 | 0.036 | 1.6 |  | --> | 0.048 | 0 | 0.006 | 0 | 0 | Constrained, otherwise capacity available =41 kW | --> | E17 ex BELMULLET | Belmullet [T421] | BELLACORICK |  | 54.2043 | -10.0371
1534026 | MV/LV Substation LI***4026 |  | 20 kV | _ | LV | 200 kVA :Pole Substation | 0.2 | --> | 0.2 | 0 | 0 | Constrained, otherwise capacity available =162 kVA | --> | 0.19 | 0 | 0 | 0 | 0 | Constrained, otherwise capacity available =185 kW | --> | E11 ex BIRDHILL | Birdhill [T421,T422] | ARDNACRUSHA |  | 52.7093 | -8.417
093479Z | MV/LV Substation CH***479Z |  | 10 kV | _ | LV | 1000 kVA :Building Structure | 1 | --> | 1 | 0 | 0 | Constrained, otherwise capacity available =928 kVA | --> | 0.95 | 0 | 0 | 0.5 | 0 |  | --> | C28 ex POPPINTREE | Poppintree [T101,T102] | FINGLAS |  | 53.4034 | -6.3027
046445 | MV/LV Substation CA***445 |  | 10 kV | _ | LV | 50 kVA :Pole Substation | 0.05 | --> | 0.05 | 0.02 | 5.78 |  | --> | 0.048 | 0 | 0.005 | 0.04 | 0 |  | --> | C11 ex OAKFIELD | Oakfield [T41,T42] | SLIGO |  | 54.2614 | -8.4782
139874X | MV/LV Substation CO***874X |  | 10 kV | _ | LV | 100 kVA :Pole Substation | 0.1 | --> | 0.1 | 0.086 | 4 |  | --> | 0.095 | 0 | 0 | 0 | 0 | Constrained, otherwise capacity available =93 kW | --> | C18 ex BALLYJAMESDUFF | Ballyjamesduff [T41,T42] | SHANKILL |  | 53.8644 | -7.1173
154320 | MV/LV Substation BL***320 |  | 10 kV | _ | LV | 200 kVA :Kiosk Substation | 0.2 | --> | 0.2 | 0 | 0 | Constrained, otherwise capacity available =152 kVA | --> | 0.19 | 0 | 0.006 | 0 | 0 | Constrained, otherwise capacity available =179 kW | --> | C20 ex COOLMINE | Coolmine [T41,T42] | FINGLAS |  | 53.3956 | -6.4037
007017 | MV/LV Substation PA***017 |  | 10 kV | _ | LV | 200 kVA :Kiosk Substation | 0.2 | --> | 0.2 | 0 | 0 | Constrained, otherwise capacity available =58 kVA | --> | 0.19 | 0 | 0.024 | 0 | 0 | Constrained, otherwise capacity available =152 kW | --> | C11 ex MULGANNON | Mulgannon [T41,T42] | WEXFORD |  | 52.3293 | -6.4655
154372Z | MV/LV Substation PA***372Z |  | 10 kV | _ | LV | 630 kVA :Building Structure | 0.63 | --> | 0.63 | 0 | 0 | Constrained, otherwise capacity available =544 kVA | --> | 0.598 | 0 | 0 | 0.5 | 0 |  | --> | C17 ex MACETOWN | Macetown [T101,T102] | MACETOWN |  | 53.4084 | -6.4006
038009 | MV/LV Substation EN***009 |  | 10 kV | _ | LV | 200 kVA :Pole Substation | 0.2 | --> | 0.2 | 0 | 0 | Constrained, otherwise capacity available =165 kVA | --> | 0.19 | 0 | 0.008 | 0 | 0 | Constrained, otherwise capacity available =179 kW | --> | C16 ex GORT | Gort [T41,T42] | ENNIS |  | 53.0609 | -8.8152
281771X | MV/LV Substation NU***771X |  | 10 kV | _ | LV | 400 kVA :Kiosk Substation | 0.4 | --> | 0.4 | 0.259 | 6.78 |  | --> | 0.38 | 0 | 0.01 | 0.353 | 0 |  | --> | C26 ex CASTLEVIEW | Castleview [T101,T102] | CASTLEVIEW |  | 51.8963 | -8.403
2374158 | MV/LV Substation DU***4158 |  | 10 kV | _ | LV | 100 kVA :Pole Substation | 0.1 | --> | 0.1 | 0 | 0 | Constrained, otherwise capacity available =100 kVA | --> | 0.095 | 0 | 0 | 0 | 0 | Constrained, otherwise capacity available =95 kW | --> | C12 ex DUNLEER | Dunleer [T41,T42] | DRYBRIDGE |  | 53.8384 | -6.3882
0664467 | MV/LV Substation CA***4467 |  | 20 kV | _ | LV | 630 kVA :Kiosk Substation | 0.63 | --> | 0.63 | 0 | 0 | Constrained, otherwise capacity available =630 kVA | --> | 0.598 | 0 | 0.011 | 0 | 0 | Constrained, otherwise capacity available =590 kW | --> | E11 ex GLASMORE | Glasmore [T421,T422] | GLASMORE |  | 53.4844 | -6.1361
014100 | MV/LV Substation CO***100 |  | 10 kV | _ | LV | 400 kVA :Kiosk Substation | 0.4 | --> | 0.4 | 0 | 0 | Constrained, otherwise capacity available =42 kVA | --> | 0.38 | 0 | 0.163 | 0 | 0 | Constrained, otherwise capacity available =207 kW | --> | C18 ex KILDARE | Kildare [T41,T42] | NEWBRIDGE |  | 53.1557 | -6.9064
281052Z | MV/LV Substation MA***052Z |  | 10 kV | _ | LV | 400 kVA :Building Structure | 0.4 | --> | 0.4 | 0 | 0 | Constrained, otherwise capacity available =368 kVA | --> | 0.38 | 0 | 0 | 0 | 0 | Constrained, otherwise capacity available =376 kW | --> | C20 ex TOGHER | Togher [T41,T42] | TRABEG |  | 51.8778 | -8.4859
0954108 | MV/LV Substation CL***4108 |  | 10 kV | _ | LV | 50 kVA :Pole Substation | 0.05 | --> | 0.05 | 0.043 | 0.7 |  | --> | 0.048 | 0 | 0 | 0 | 0 | Constrained, otherwise capacity available =46 kW | --> | C16 ex KILRUSH | Kilrush [T41,T42] | TULLABRACK |  | 52.6407 | -9.572
024675X | MV/LV Substation BA***675X |  | 10 kV | _ | LV | 50 kVA :Pole Substation | 0.05 | --> | 0.05 | 0.036 | 2.14 |  | --> | 0.048 | 0 | 0 | 0 | 0 | Constrained, otherwise capacity available =46 kW | --> | C14 ex BUTTEVANT | Buttevant [T41,T42] | MALLOW |  | 52.2474 | -8.7204
136529Y | MV/LV Substation DU***529Y |  | 10 kV | _ | LV | 100 kVA :Pole Substation | 0.1 | --> | 0.1 | 0 | 0 | Constrained, otherwise capacity available =62 kVA | --> | 0.095 | 0 | 0 | 0 | 0 | Constrained, otherwise capacity available =90 kW | --> | C22 ex ROSCOMMON | Roscommon [T41,T42] | LANESBORO |  | 53.6564 | -8.15
046066 | MV/LV Substation CO***066 |  | 10 kV | _ | LV | 400 kVA :Kiosk Substation | 0.4 | --> | 0.4 | 0 | 0 | Constrained, otherwise capacity available =329 kVA | --> | 0.38 | 0 | 0 | 0.37 | 0 |  | --> | C11 ex FINISKLIN | Finisklin [T41,T42] | SLIGO |  | 54.2794 | -8.4874
031734 | MV/LV Substation ST***734 |  | 20 kV | _ | LV | 50 kVA :Pole Substation | 0.05 | --> | 0.05 | 0 | 0 | Constrained, otherwise capacity available =37 kVA | --> | 0.048 | 0 | 0 | 0 | 0 | Constrained, otherwise capacity available =46 kW | --> | E16 ex KILMACTHOMAS | Kilmacthomas [T421,T422] | DUNGARVAN |  | 52.1339 | -7.4893
0014176 | MV/LV Substation CH***4176 |  | 10 kV | _ | LV | 1000 kVA :Building Structure | 1 | --> | 1 | 0 | 0 | Constrained, otherwise capacity available =1000 kVA | --> | 0.95 | 0 | 0 | 0.5 | 0 |  | --> | C19 ex LOUGHLINSTOWN | Loughlinstown [T41,T42] | CARRICKMINES |  | 53.243 | -6.1423
0344076 | MV/LV Substation BI***4076 |  | 10 kV | _ | LV | 400 kVA :Kiosk Substation | 0.4 | --> | 0.4 | 0.294 | 0.57 |  | --> | 0.38 | 0 | 0.018 | 0 | 0 | Constrained, otherwise capacity available =352 kW | --> | C16 ex LAWLESSTOWN | Lawlesstown [T42,T421] | DOON |  | 52.361 | -7.7148
244741X | MV/LV Substation EL***741X |  | 20 kV | _ | LV | 1000 kVA :Building Structure | 1 | --> | 1 | 0 | 0 | Constrained, otherwise capacity available =847 kVA | --> | 0.95 | 0 | 0 | 0 | 0 | Constrained, otherwise capacity available =929 kW | --> | E16 ex MILLTOWN (SR) | Milltown (sr) [T421,T422] | OUGHTRAGH |  | 52.1071 | -9.7889
0664247 | MV/LV Substation SW***4247 |  | 10 kV | _ | LV | 400 kVA :Kiosk Substation | 0.4 | --> | 0.4 | 0 | 0 | Constrained, otherwise capacity available =344 kVA | --> | 0.38 | 0 | 0 | 0 | 0 | Constrained, otherwise capacity available =372 kW | --> | C14 ex SWORDS | Swords [T41,T42] | GLASMORE |  | 53.4658 | -6.2478
210797Y | MV/LV Substation DO***797Y |  | 10 kV | _ | LV | 400 kVA :Building Structure | 0.4 | --> | 0.4 | 0.351 | 1.15 |  | --> | 0.38 | 0 | 0 | 0 | 0 | Constrained, otherwise capacity available =373 kW | --> | C15 ex TULLYNAMALRA | Tullynamalra [T41,T42] | MEATH HILL |  | 54.0437 | -6.748
281124 | MV/LV Substation BE***124 |  | 10 kV | _ | LV | 1000 kVA :Building Structure | 1 | --> | 1 | 0.5 | 7.88 |  | --> | 0.95 | 0 | 0 | 0.5 | 0 |  | --> | C14 ex LIBERTY STREET | Liberty Street [T101,T102] | LIBERTY STREET |  | 51.897 | -8.4771
154243Z | MV/LV Substation RA***243Z |  | 10 kV | _ | LV | 200 kVA :Kiosk Substation | 0.2 | --> | 0.2 | 0 | 0 | Constrained, otherwise capacity available =144 kVA | --> | 0.19 | 0 | 0.026 | 0.163 | 0 |  | --> | C11 ex MACETOWN | Macetown [T101,T102] | MACETOWN |  | 53.3947 | -6.4257
433999 | MV/LV Substation MC***999 |  | 10 kV | _ | LV | 50 kVA :Pole Substation | 0.05 | --> | 0.05 | 0 | 0 | Constrained, otherwise capacity available =49 kVA | --> | 0.048 | 0 | 0 | 0 | 0 | Constrained, otherwise capacity available =47 kW | --> | C22 ex BALLAGHADERREEN | Ballaghaderreen [T41,T42] | TONROE |  | 53.9099 | -8.5552
021224Z | MV/LV Substation CO***224Z |  | 10 kV | _ | LV | 630 kVA :Building Structure | 0.63 | --> | 0.63 | 0.5 | 6.78 |  | --> | 0.598 | 0 | 0 | 0.5 | 0 |  | --> | C41 ex CASTLEVIEW | Castleview [T101,T102] | CASTLEVIEW |  | 51.9015 | -8.4184
139624X | MV/LV Substation LI***624X |  | 10 kV | _ | LV | 50 kVA :Pole Substation | 0.05 | --> | 0.05 | 0.021 | 4 |  | --> | 0.048 | 0 | 0 | 0 | 0 | Constrained, otherwise capacity available =44 kW | --> | C18 ex BALLYJAMESDUFF | Ballyjamesduff [T41,T42] | SHANKILL |  | 53.8656 | -7.1165
081041Y | MV/LV Substation WA***041Y |  | 10 kV | _ | LV | 400 kVA :Kiosk Substation | 0.4 | --> | 0.4 | 0 | 0 | Constrained, otherwise capacity available =316 kVA | --> | 0.38 | 0 | 0.007 | 0 | 0 | Constrained, otherwise capacity available =363 kW | --> | C17 ex CELBRIDGE | Celbridge [T41,T42] | GRIFFINRATH |  | 53.3481 | -6.5393
281175 | MV/LV Substation CL***175 |  | 10 kV | _ | LV | 630 kVA :Kiosk Substation | 0.63 | --> | 0.63 | 0 | 0 | Constrained, otherwise capacity available =328 kVA | --> | 0.598 | 0 | 0.012 | 0 | 0 | Constrained, otherwise capacity available =547 kW | --> | C19 ex DENNEHYS CROSS | Dennehys Cross [T41,T42] | TRABEG |  | 51.8827 | -8.4961
011759Z | MV/LV Substation BO***759Z |  | 10 kV | _ | LV | 200 kVA :Building Structure | 0.2 | --> | 0.2 | 0 | 0 | Constrained, otherwise capacity available =189 kVA | --> | 0.19 | 0 | 0.006 | 0 | 0 | Constrained, otherwise capacity available =184 kW | --> | C14 ex GORESBRIDGE | Goresbridge [T41,T42] | KILKENNY |  | 52.5976 | -6.9174
007903X | MV/LV Substation RO***903X |  | 10 kV | _ | LV | 50 kVA :Pole Substation | 0.05 | --> | 0.05 | 0.037 | 1.4 |  | --> | 0.048 | 0 | 0 | 0 | 0 | Constrained, otherwise capacity available =46 kW | --> | E18 ex KILLINICK | Killinick [T421,T422] | WEXFORD |  | 52.2783 | -6.3974
136299 | MV/LV Substation PA***299 |  | 10 kV | _ | LV | 200 kVA :Pole Substation | 0.2 | --> | 0.2 | 0 | 0 | Constrained, otherwise capacity available =139 kVA | --> | 0.19 | 0 | 0 | 0 | 0 | Constrained, otherwise capacity available =182 kW | --> | C12 ex AGHAMORE | Aghamore [T41,T42] | LANESBORO |  | 53.6777 | -8.0127
288088X | MV/LV Substation CA***088X |  | 10 kV | _ | LV | 400 kVA :Kiosk Substation | 0.4 | --> | 0.4 | 0 | 0 | Constrained, otherwise capacity available =275 kVA | --> | 0.38 | 0 | 0.036 | 0.336 | 0 |  | --> | C18 ex CARRICKMINES | Carrickmines [T41,T42] | CARRICKMINES |  | 53.251 | -6.2073
031999 | MV/LV Substation TV***999 |  | 20 kV | _ | LV | 200 kVA :Pole Substation | 0.2 | --> | 0.2 | 0 | 0 | Constrained, otherwise capacity available =200 kVA | --> | 0.19 | 0 | 0 | 0 | 0 | Constrained, otherwise capacity available =190 kW | --> | E18 ex SPRINGS | Springs [T421,T422] | DUNGARVAN |  | 52.0555 | -7.6345
1544149 | MV/LV Substation SH***4149 |  | 20 kV | _ | LV | 50 kVA :Pole Substation | 0.05 | --> | 0.05 | 0 | 0 | Constrained, otherwise capacity available =49 kVA | --> | 0.048 | 0 | 0 | 0 | 0 | Constrained, otherwise capacity available =47 kW | --> | C17 ex MONEYCOOLEY | Moneycooley [T41,T42,T44] | GRIFFINRATH |  | 53.3823 | -6.5062
015538X | MV/LV Substation CI***538X |  | 10 kV | _ | LV | 400 kVA :Building Structure | 0.4 | --> | 0.4 | 0 | 0 | Constrained, otherwise capacity available =321 kVA | --> | 0.38 | 0 | 0 | 0 | 0 | Constrained, otherwise capacity available =369 kW | --> | C19 ex JOHNSTOWN | Johnstown [T41,T42] | KILTEEL |  | 53.2295 | -6.6388
0634095 | MV/LV Substation AR***4095 |  | 10 kV | _ | LV | 50 kVA :Pole Substation | 0.05 | --> | 0.05 | 0 | 0 | Constrained, otherwise capacity available =50 kVA | --> | 0.048 | 0 | 0 | 0 | 0 | Constrained, otherwise capacity available =48 kW | --> | C16 ex STICKILLEN | Stickillen [T41,T42] | DRYBRIDGE |  | 53.8221 | -6.481
2444056 | MV/LV Substation CA***4056 |  | 20 kV | _ | LV | 200 kVA :Pole Substation | 0.2 | --> | 0.2 | 0 | 0 | Constrained, otherwise capacity available =192 kVA | --> | 0.19 | 0 | 0.01 | 0 | 0 | Constrained, otherwise capacity available =182 kW | --> | E11 ex MILLTOWN (SR) | Milltown (sr) [T421,T422] | OUGHTRAGH |  | 52.1689 | -9.7039
429141 | MV/LV Substation KO***141 |  | 20 kV | _ | LV | 400 kVA :Building Structure | 0.4 | --> | 0.4 | 0.313 | 5.75 |  | --> | 0.38 | 0 | 0 | 0 | 0 | Constrained, otherwise capacity available =378 kW | --> | E19 ex ABBEYFEALE | Abbeyfeale [T421] | TRIEN |  | 52.3869 | -9.2866
054651Y | MV/LV Substation CL***651Y |  | 10 kV | _ | LV | 400 kVA :Kiosk Substation | 0.4 | --> | 0.4 | 0 | 0 | Constrained, otherwise capacity available =202 kVA | --> | 0.38 | 0 | 0 | 0 | 0 | Constrained, otherwise capacity available =356 kW | --> | E16 ex PORTLAOISE | Portlaoise [T423,T424] | PORTLAOISE |  | 53.025 | -7.319
012691X | MV/LV Substation PU***691X |  | 20 kV | _ | LV | 50 kVA :Pole Substation | 0.05 | --> | 0.05 | 0.026 | 2.83 |  | --> | 0.048 | 0 | 0 | 0 | 0 | Constrained, otherwise capacity available =44 kW | --> | E11 ex BAGENALSTOWN | Bagenalstown [T421,T422] | CARLOW |  | 52.7045 | -6.951
031468 | MV/LV Substation GO***468 |  | 20 kV | _ | LV | 50 kVA :Pole Substation | 0.05 | --> | 0.05 | 0 | 0 | Constrained, otherwise capacity available =30 kVA | --> | 0.048 | 0 | 0.06 | 0 | 0 |  | --> | E18 ex SPRINGS | Springs [T421,T422] | DUNGARVAN |  | 52.0549 | -7.6221
093527Z | MV/LV Substation MI***527Z |  | 10 kV | _ | LV | 1000 kVA :Building Structure | 1 | --> | 1 | 0.5 | 2.86 |  | --> | 0.95 | 0 | 0 | 0.5 | 0 |  | --> | C13 ex BALLYMUN | Ballymun [T41,T42] | FINGLAS |  | 53.3891 | -6.2512
074287X | MV/LV Substation DR***287X |  | 20 kV | _ | LV | 50 kVA :Pole Substation | 0.05 | --> | 0.05 | 0.042 | 8.5 |  | --> | 0.048 | 0 | 0 | 0 | 0 | Constrained, otherwise capacity available =46 kW | --> | E14 ex ARIGNA | Arigna [T121] | ARIGNA |  | 54.0374 | -8.0276
007423X | MV/LV Substation FA***423X |  | 20 kV | _ | LV | 50 kVA :Pole Substation | 0.05 | --> | 0.05 | 0.047 | 16.12 |  | --> | 0.048 | 0 | 0 | 0.047 | 0 |  | --> | E21 ex WEXFORD | Wexford [T121,T122] | WEXFORD |  | 52.3835 | -6.4675
248244 | MV/LV Substation LA***244 |  | 20 kV | _ | LV | 100 kVA :Pole Substation | 0.1 | --> | 0.1 | 0.091 | 0.33 |  | --> | 0.095 | 0 | 0.005 | 0 | 0 | Constrained, otherwise capacity available =90 kW | --> | E33 ex TRIM | Trim [T421] | NAVAN |  | 53.5192 | -6.7876
139374Y | MV/LV Substation AS***374Y |  | 10 kV | _ | LV | 630 kVA :Kiosk Substation | 0.63 | --> | 0.63 | 0.5 | 4 |  | --> | 0.598 | 0 | 0.036 | 0 | 0 | Constrained, otherwise capacity available =566 kW | --> | C17 ex BALLYJAMESDUFF | Ballyjamesduff [T41,T42] | SHANKILL |  | 53.8671 | -7.2129
093318 | MV/LV Substation AS***318 |  | 10 kV | _ | LV | 200 kVA :Pole Substation | 0.2 | --> | 0.2 | 0.196 | 7.91 |  | --> | 0.19 | 0 | 0 | 0.19 | 0 |  | --> | C26 ex PELLETSTOWN | Pelletstown [T101,T102] | FINGLAS |  | 53.3775 | -6.3362
293080 | MV/LV Substation DO***080 |  | 20 kV | _ | LV | 50 kVA :Pole Substation | 0.05 | --> | 0.05 | 0.047 | 2.83 |  | --> | 0.048 | 0 | 0 | 0 | 0 | Constrained, otherwise capacity available =47 kW | --> | E13 ex BAGENALSTOWN | Bagenalstown [T421,T422] | CARLOW |  | 52.6829 | -6.935
050499 | MV/LV Substation CA***499 |  | 20 kV | _ | LV | 50 kVA :Pole Substation | 0.05 | --> | 0.05 | 0 | 0 | Constrained, otherwise capacity available =48 kVA | --> | 0.048 | 0 | 0 | 0 | 0 | Constrained, otherwise capacity available =47 kW | --> | C22 ex ATHLONE | Athlone [T41,T42] | ATHLONE |  | 53.5013 | -8.0177
068457X | MV/LV Substation SU***457X |  | 10 kV | _ | LV | 1000 kVA :Building Structure | 1 | --> | 1 | 0.486 | 28.43 |  | --> | 0.95 | 0 | 0 | 0.5 | 0 |  | --> | C38 ex BEDFORD ROW | Bedford Row [T41,T42,T43,T44] | FRANCIS STREET |  | 53.3437 | -6.26
136818 | MV/LV Substation KN***818 |  | 10 kV | _ | LV | 100 kVA :Pole Substation | 0.1 | --> | 0.1 | 0 | 0 | Constrained, otherwise capacity available =82 kVA | --> | 0.095 | 0 | 0 | 0 | 0 | Constrained, otherwise capacity available =93 kW | --> | C12 ex AGHAMORE | Aghamore [T41,T42] | LANESBORO |  | 53.6728 | -7.9792
015073 | MV/LV Substation AL***073 |  | 10 kV | _ | LV | 200 kVA :Kiosk Substation | 0.2 | --> | 0.2 | 0 | 0 | Constrained, otherwise capacity available =127 kVA | --> | 0.19 | 0 | 0 | 0 | 0 | Constrained, otherwise capacity available =180 kW | --> | C17 ex NAAS | Naas [T41,T42] | KILTEEL |  | 53.2144 | -6.6786
132474Y | MV/LV Substation GL***474Y |  | 20 kV | _ | LV | 400 kVA :Kiosk Substation | 0.4 | --> | 0.4 | 0 | 0 | Constrained, otherwise capacity available =359 kVA | --> | 0.38 | 0 | 0.061 | 0 | 0 | Constrained, otherwise capacity available =329 kW | --> | E30 ex LOUGHREA | Loughrea [T41,T42] | SOMERSET |  | 53.2268 | -8.7377
0394306 | MV/LV Substation CR***4306 |  | 10 kV | _ | LV | 50 kVA :Pole Substation | 0.05 | --> | 0.05 | 0 | 0 | Constrained, otherwise capacity available =50 kVA | --> | 0.048 | 0 | 0 | 0 | 0 | Constrained, otherwise capacity available =48 kW | --> | C20 ex ORANMORE | Oranmore [T41,T44] | GALWAY 110KV |  | 53.319 | -8.9456
233049X | MV/LV Substation MA***049X |  | 10 kV | _ | LV | 100 kVA :Pole Substation | 0.1 | --> | 0.1 | 0 | 0 | Constrained, otherwise capacity available =72 kVA | --> | 0.095 | 0 | 0.006 | 0 | 0 | Constrained, otherwise capacity available =87 kW | --> | C18 ex CASTLEISLAND | Castleisland [T41,T42] | TRALEE |  | 52.2515 | -9.547
244730 | MV/LV Substation HI***730 |  | 20 kV | _ | LV | 50 kVA :Pole Substation | 0.05 | --> | 0.05 | 0 | 0 | Constrained, otherwise capacity available =36 kVA | --> | 0.048 | 0 | 0 | 0 | 0 | Constrained, otherwise capacity available =46 kW | --> | E16 ex MILLTOWN (SR) | Milltown (sr) [T421,T422] | OUGHTRAGH |  | 52.1104 | -9.773
054172Z | MV/LV Substation TO***172Z |  | 10 kV | _ | LV | 630 kVA :Kiosk Substation | 0.63 | --> | 0.63 | 0 | 0 | Constrained, otherwise capacity available =630 kVA | --> | 0.598 | 0 | 0 | 0 | 0 | Constrained, otherwise capacity available =598 kW | --> | E16 ex PORTLAOISE | Portlaoise [T423,T424] | PORTLAOISE |  | 53.0241 | -7.3133
075525X | MV/LV Substation KI***525X |  | 20 kV | _ | LV | 100 kVA :Pole Substation | 0.1 | --> | 0.1 | 0.095 | 4.38 |  | --> | 0.095 | 0 | 0 | 0.094 | 0 |  | --> | E14 ex CRANE | Crane [T122] | CRANE |  | 52.5483 | -6.5234
0714026 | MV/LV Substation GR***4026 |  | 10 kV | _ | LV | 630 kVA :Building Structure | 0.63 | --> | 0.63 | 0 | 0 | Constrained, otherwise capacity available =607 kVA | --> | 0.598 | 0 | 0 | 0.5 | 0 |  | --> | C17 ex GREYSTONES | Greystones [T41,T42] | FASSAROE |  | 53.1499 | -6.0641
281932 | MV/LV Substation WA***932 |  | 10 kV | _ | LV | 50 kVA :Pole Substation | 0.05 | --> | 0.05 | 0 | 0 | Constrained, otherwise capacity available =38 kVA | --> | 0.048 | 0 | 0.008 | 0.04 | 0 |  | --> | C24 ex BISHOPSTOWN | Bishopstown [T41,T42] | KILBARRY |  | 51.8553 | -8.5431
204496 | MV/LV Substation IL***496 |  | 20 kV | _ | LV | 630 kVA :Building Structure | 0.63 | --> | 0.63 | 0 | 0 | Constrained, otherwise capacity available =513 kVA | --> | 0.598 | 0 | 0 | 0 | 0 | Constrained, otherwise capacity available =582 kW | --> | E17 ex BUNCRANA | Buncrana [T421,T422] | TRILLICK |  | 55.1508 | -7.3481
030980 | MV/LV Substation O ***980 |  | 20 kV | _ | LV | 50 kVA :Pole Substation | 0.05 | --> | 0.05 | 0 | 0 | Constrained, otherwise capacity available =46 kVA | --> | 0.048 | 0 | 0.006 | 0 | 0 | Constrained, otherwise capacity available =42 kW | --> | E19 ex FOXHOLE | Foxhole [T421,T422] | DUNGARVAN |  | 51.9861 | -7.9177
248051 | MV/LV Substation PO***051 |  | 20 kV | _ | LV | 200 kVA :Pole Substation | 0.2 | --> | 0.2 | 0 | 0 | Constrained, otherwise capacity available =178 kVA | --> | 0.19 | 0 | 0 | 0 | 0 | Constrained, otherwise capacity available =187 kW | --> | E19 ex KILCOCK | Kilcock [T421,T422] | GRIFFINRATH |  | 53.3827 | -6.7065
377747 | MV/LV Substation GL***747 |  | 20 kV | _ | LV | 100 kVA :Pole Substation | 0.1 | --> | 0.1 | 0 | 0 | Constrained, otherwise capacity available =54 kVA | --> | 0.095 | 0 | 0.037 | 0 | 0 | Constrained, otherwise capacity available =61 kW | --> | E16 ex GURRANEBANE | Gurranebane [T421,T422] | OUGHTRAGH |  | 51.7605 | -10.0824
0644112 | MV/LV Substation RE***4112 |  | 20 kV | _ | LV | 100 kVA :Pole Substation | 0.1 | --> | 0.1 | 0 | 0 | Constrained, otherwise capacity available =72 kVA | --> | 0.095 | 0 | 0.002 | 0 | 0 | Constrained, otherwise capacity available =90 kW | --> | E15 ex JULIANSTOWN | Julianstown [T421,T422] | DRYBRIDGE |  | 53.6196 | -6.273
004209Y | MV/LV Substation ES***209Y |  | 10 kV | _ | LV | 200 kVA :Kiosk Substation | 0.2 | --> | 0.2 | 0.169 | 18.08 |  | --> | 0.19 | 0 | 0 | 0.186 | 0 |  | --> | C18 ex ARKLOW | Arklow [T101,T102] | ARKLOW |  | 52.8155 | -6.1467
033186Y | MV/LV Substation MA***186Y |  | 10 kV | _ | LV | 200 kVA :Kiosk Substation | 0.2 | --> | 0.2 | 0 | 0 | Constrained, otherwise capacity available =179 kVA | --> | 0.19 | 0 | 0.009 | 0.059 | 0 | Constrained, otherwise capacity available =180 kW | --> | C16 ex CREGG ROAD | Cregg Road [T41,T42] | BALLYDINE |  | 52.3478 | -7.4026
237447 | MV/LV Substation ST***447 |  | 10 kV | _ | LV | 400 kVA :Building Structure | 0.4 | --> | 0.4 | 0 | 0 | Constrained, otherwise capacity available =237 kVA | --> | 0.38 | 0 | 0 | 0 | 0 | Constrained, otherwise capacity available =357 kW | --> | C17 ex DUNLEER | Dunleer [T41,T42] | DRYBRIDGE |  | 53.8631 | -6.3797
067033Z | MV/LV Substation GL***033Z |  | 20 kV | _ | LV | 100 kVA :Pole Substation | 0.1 | --> | 0.1 | 0 | 0 | Constrained, otherwise capacity available =88 kVA | --> | 0.095 | 0 | 0 | 0 | 0 | Constrained, otherwise capacity available =93 kW | --> | E21 ex CRATLOE | Cratloe [T421,T422] | ARDNACRUSHA |  | 52.6979 | -8.7741
014030X | MV/LV Substation AT***030X |  | 10 kV | _ | LV | 400 kVA :Kiosk Substation | 0.4 | --> | 0.4 | 0 | 0 | Constrained, otherwise capacity available =353 kVA | --> | 0.38 | 0 | 0.012 | 0 | 0 | Constrained, otherwise capacity available =365 kW | --> | C14 ex ATHGARVAN | Athgarvan [T41,T44] | NEWBRIDGE |  | 53.1504 | -6.7919
0214362 | MV/LV Substation KN***4362 |  | 10 kV | _ | LV | 200 kVA :Pole Substation | 0.2 | --> | 0.2 | 0 | 0 | Constrained, otherwise capacity available =200 kVA | --> | 0.19 | 0 | 0 | 0.19 | 0 |  | --> | C16 ex RIVERSTOWN | Riverstown [T41,T42] | KILBARRY |  | 51.9537 | -8.3164
047845 | MV/LV Substation BA***845 |  | 20 kV | _ | LV | 200 kVA :Pole Substation | 0.2 | --> | 0.2 | 0.174 | 1.04 |  | --> | 0.19 | 0 | 0.01 | 0 | 0 | Constrained, otherwise capacity available =179 kW | --> | C16 ex BOYLE | Boyle [T41,T42] | CARRICK ON SHANNON |  | 54.0269 | -8.336
1424097 | MV/LV Substation LY***4097 |  | 10 kV | _ | LV | 50 kVA :Pole Substation | 0.05 | --> | 0.05 | 0 | 0 | Constrained, otherwise capacity available =50 kVA | --> | 0.048 | 0 | 0 | 0 | 0 | Constrained, otherwise capacity available =48 kW | --> | C11 ex ATHENRY | Athenry [T41,T42] | GALWAY 110KV |  | 53.2762 | -8.7427
253067 | MV/LV Substation FA***067 |  | 10 kV | _ | LV | 100 kVA :Pole Substation | 0.1 | --> | 0.1 | 0 | 0 | Constrained, otherwise capacity available =92 kVA | --> | 0.095 | 0 | 0 | 0 | 0 | Constrained, otherwise capacity available =94 kW | --> | C15 ex TUAM NORTH | Tuam North [T41,T42] | CLOON |  | 53.5156 | -8.8666
433017X | MV/LV Substation GA***017X |  | 10 kV | _ | LV | 50 kVA :Pole Substation | 0.05 | --> | 0.05 | 0 | 0 | Constrained, otherwise capacity available =38 kVA | --> | 0.048 | 0 | 0 | 0 | 0 | Constrained, otherwise capacity available =46 kW | --> | C15 ex BALLAGHADERREEN | Ballaghaderreen [T41,T42] | TONROE |  | 53.8915 | -8.4851
365864 | MV/LV Substation KI***864 |  | 10 kV | _ | LV | 400 kVA :Kiosk Substation | 0.4 | --> | 0.4 | 0 | 0 | Constrained, otherwise capacity available =230 kVA | --> | 0.38 | 0 | 0.072 | 0.303 | 0 |  | --> | C17 ex TYMON | Tymon [T41,T42] | COOKSTOWN |  | 53.3039 | -6.3696
039134 | MV/LV Substation IN***134 |  | 10 kV | _ | LV | 1000 kVA :Building Structure | 1 | --> | 1 | 0 | 0 | Constrained, otherwise capacity available =650 kVA | --> | 0.95 | 0 | 0.15 | 0.5 | 0 |  | --> | C18 ex GALWAY 110KV | Galway 110kv [T102,T103] | GALWAY 110KV |  | 53.2864 | -9.0275
065739 | MV/LV Substation WH***739 |  | 20 kV | _ | LV | 50 kVA :Pole Substation | 0.05 | --> | 0.05 | 0 | 0 | Constrained, otherwise capacity available =42 kVA | --> | 0.048 | 0 | 0.004 | 0 | 0 | Constrained, otherwise capacity available =43 kW | --> | E15 ex BATTER LANE TEMPORARY | Batter Lane Temporary 38kv [T421] | GLASMORE |  | 53.5185 | -6.1282
2884145 | MV/LV Substation CA***4145 |  | 10 kV | _ | LV | 630 kVA :Kiosk Substation | 0.63 | --> | 0.63 | 0 | 0 | Constrained, otherwise capacity available =630 kVA | --> | 0.598 | 0 | 0 | 0.5 | 0 |  | --> | C18 ex LOUGHLINSTOWN | Loughlinstown [T41,T42] | CARRICKMINES |  | 53.2504 | -6.1584
254610 | MV/LV Substation HA***610 |  | 20 kV | _ | LV | 50 kVA :Pole Substation | 0.05 | --> | 0.05 | 0 | 0 | Constrained, otherwise capacity available =40 kVA | --> | 0.048 | 0 | 0 | 0 | 0 | Constrained, otherwise capacity available =46 kW | --> | C17 ex TUAM NORTH | Tuam North [T41,T42] | CLOON |  | 53.5071 | -8.8122
082155Z | MV/LV Substation BL***155Z |  | 10 kV | _ | LV | 630 kVA :Kiosk Substation | 0.63 | --> | 0.63 | 0 | 0 | Constrained, otherwise capacity available =588 kVA | --> | 0.598 | 0 | 0 | 0 | 0 | Constrained, otherwise capacity available =593 kW | --> | C26 ex ACADEMY STREET | Academy Street [T421,T422,T44] | NAVAN |  | 53.6549 | -6.6863
082515Y | MV/LV Substation MA***515Y |  | 20 kV | _ | LV | 50 kVA :Pole Substation | 0.05 | --> | 0.05 | 0 | 0 | Constrained, otherwise capacity available =47 kVA | --> | 0.048 | 0 | 0 | 0 | 0 | Constrained, otherwise capacity available =47 kW | --> | E11 ex ACADEMY STREET | Academy Street [T421,T422,T44] | NAVAN |  | 53.5855 | -6.4976
067780Y | MV/LV Substation CA***780Y |  | 20 kV | _ | LV | 50 kVA :Pole Substation | 0.05 | --> | 0.05 | 0 | 0 | Constrained, otherwise capacity available =32 kVA | --> | 0.048 | 0 | 0.01 | 0 | 0 | Constrained, otherwise capacity available =38 kW | --> | E21 ex CRATLOE | Cratloe [T421,T422] | ARDNACRUSHA |  | 52.7065 | -8.7687
064487 | MV/LV Substation DR***487 |  | 10 kV | _ | LV | 50 kVA :Pole Substation | 0.05 | --> | 0.05 | 0 | 0 | Constrained, otherwise capacity available =36 kVA | --> | 0.048 | 0 | 0 | 0 | 0 | Constrained, otherwise capacity available =46 kW | --> | C18 ex DRYBRIDGE | Drybridge [T41,T42] | DRYBRIDGE |  | 53.7235 | -6.3945
028034Y | MV/LV Substation CL***034Y |  | 10 kV | _ | LV | 400 kVA :Kiosk Substation | 0.4 | --> | 0.4 | 0.212 | 19.7 |  | --> | 0.38 | 0 | 0.045 | 0.32 | 0 |  | --> | C12 ex COW CROSS | Cow Cross [T102,T41] | COW CROSS |  | 51.8554 | -8.3095
039444 | MV/LV Substation LU***444 |  | 10 kV | _ | LV | 400 kVA :Kiosk Substation | 0.4 | --> | 0.4 | 0 | 0 | Constrained, otherwise capacity available =291 kVA | --> | 0.38 | 0 | 0.005 | 0 | 0 | Constrained, otherwise capacity available =361 kW | --> | C18 ex HEADFORD ROAD | Headford Road [T41,T42] | GALWAY 110KV |  | 53.2907 | -9.0375
251108X | MV/LV Substation TO***108X |  | 20 kV | _ | LV | 200 kVA :Kiosk Substation | 0.2 | --> | 0.2 | 0 | 0 | Constrained, otherwise capacity available =180 kVA | --> | 0.19 | 0 | 0 | 0 | 0 | Constrained, otherwise capacity available =187 kW | --> | E47 ex CLAREGALWAY | Claregalway [T42,T421] | GALWAY 110KV |  | 53.3616 | -8.9237
059688Y | MV/LV Substation RA***688Y |  | 20 kV | _ | LV | 400 kVA :Kiosk Substation | 0.4 | --> | 0.4 | 0 | 0 | Constrained, otherwise capacity available =199 kVA | --> | 0.38 | 0 | 0.036 | 0 | 0 | Constrained, otherwise capacity available =325 kW | --> | E17 ex CAVAN | Cavan [T42,T421] | SHANKILL |  | 54.0986 | -7.441
069471 | MV/LV Substation SU***471 |  | 10 kV | _ | LV | 400 kVA :Kiosk Substation | 0.4 | --> | 0.4 | 0.279 | 9.99 |  | --> | 0.38 | 0 | 0.007 | 0.358 | 0 |  | --> | C12 ex HAROLDS CROSS | Harolds Cross [T101,T102] | POOLBEG |  | 53.3245 | -6.2879
034251Y | MV/LV Substation RE***251Y |  | 10 kV | _ | LV | 100 kVA :Pole Substation | 0.1 | --> | 0.1 | 0.093 | 0.95 |  | --> | 0.095 | 0 | 0 | 0 | 0 | Constrained, otherwise capacity available =94 kW | --> | C18 ex SPA ROAD | Spa Road [T41,T42] | DOON |  | 52.3648 | -7.6436
127042 | MV/LV Substation CL***042 |  | 10 kV | _ | LV | 630 kVA :Kiosk Substation | 0.63 | --> | 0.63 | 0 | 0 | Constrained, otherwise capacity available =421 kVA | --> | 0.598 | 0 | 0.04 | 0 | 0 | Constrained, otherwise capacity available =540 kW | --> | C14 ex HOLYCROSS ROAD | Holycross Road [T41,T42] | THURLES |  | 52.6707 | -7.8138
248364X | MV/LV Substation RY***364X |  | 20 kV | _ | LV | 50 kVA :Pole Substation | 0.05 | --> | 0.05 | 0 | 0 | Constrained, otherwise capacity available =48 kVA | --> | 0.048 | 0 | 0 | 0 | 0 | Constrained, otherwise capacity available =47 kW | --> | E14 ex KILCOCK | Kilcock [T421,T422] | GRIFFINRATH |  | 53.5131 | -6.7579
132286Y | MV/LV Substation CA***286Y |  | 20 kV | _ | LV | 50 kVA :Pole Substation | 0.05 | --> | 0.05 | 0 | 0 | Constrained, otherwise capacity available =48 kVA | --> | 0.048 | 0 | 0.005 | 0 | 0 | Constrained, otherwise capacity available =44 kW | --> | E30 ex LOUGHREA | Loughrea [T41,T42] | SOMERSET |  | 53.1765 | -8.6843
008739Y | MV/LV Substation LO***739Y |  | 20 kV | _ | LV | 50 kVA :Pole Substation | 0.05 | --> | 0.05 | 0.046 | 0.2 |  | --> | 0.048 | 0 | 0 | 0 | 0 | Constrained, otherwise capacity available =47 kW | --> | E15 ex BEALISTOWN | Bealistown [T421,T422] | GREAT ISLAND |  | 52.303 | -6.7643
0424035 | MV/LV Substation PA***4035 |  | 10 kV | _ | LV | 50 kVA :Pole Substation | 0.05 | --> | 0.05 | 0.047 | 1.93 |  | --> | 0.048 | 0 | 0 | 0 | 0 | Constrained, otherwise capacity available =47 kW | --> | C18 ex TURLOUGH ROAD | Turlough Road [T41,T42] | CASTLEBAR |  | 53.9345 | -9.2
031342 | MV/LV Substation AR***342 |  | 20 kV | _ | LV | 200 kVA :Kiosk Substation | 0.2 | --> | 0.2 | 0 | 0 | Constrained, otherwise capacity available =183 kVA | --> | 0.19 | 0 | 0 | 0 | 0 | Constrained, otherwise capacity available =188 kW | --> | E13 ex FOXHOLE | Foxhole [T421,T422] | DUNGARVAN |  | 51.9462 | -7.7123
0934194 | MV/LV Substation BL***4194 |  | 10 kV | _ | LV | 630 kVA :Building Structure | 0.63 | --> | 0.63 | 0 | 0 | Constrained, otherwise capacity available =426 kVA | --> | 0.598 | 0 | 0 | 0.5 | 0 |  | --> | C17 ex POPPINTREE | Poppintree [T101,T102] | FINGLAS |  | 53.4057 | -6.2589
349338 | MV/LV Substation CE***338 |  | 20 kV | _ | LV | 50 kVA :Pole Substation | 0.05 | --> | 0.05 | 0.05 | 2.35 |  | --> | 0.048 | 0 | 0 | 0 | 0 | Constrained, otherwise capacity available =48 kW | --> | C15 ex KILTIMAGH | Kiltimagh [T41] | CASTLEBAR |  | 53.8486 | -8.982
0544389 | MV/LV Substation HA***4389 |  | 10 kV | _ | LV | 400 kVA :Kiosk Substation | 0.4 | --> | 0.4 | 0 | 0 | Constrained, otherwise capacity available =400 kVA | --> | 0.38 | 0 | 0 | 0 | 0 | Constrained, otherwise capacity available =380 kW | --> | C12 ex PALLAS | Pallas [T41,T42] | PORTLAOISE |  | 53.0373 | -7.3166
067328X | MV/LV Substation FI***328X |  | 20 kV | _ | LV | 50 kVA :Pole Substation | 0.05 | --> | 0.05 | 0 | 0 | Constrained, otherwise capacity available =29 kVA | --> | 0.048 | 0 | 0 | 0 | 0 | Constrained, otherwise capacity available =45 kW | --> | E18 ex CRATLOE | Cratloe [T421,T422] | ARDNACRUSHA |  | 52.7174 | -8.8511
082175 | MV/LV Substation ED***175 |  | 20 kV | _ | LV | 100 kVA :Pole Substation | 0.1 | --> | 0.1 | 0 | 0 | Constrained, otherwise capacity available =82 kVA | --> | 0.095 | 0 | 0.01 | 0 | 0 | Constrained, otherwise capacity available =85 kW | --> | E11 ex ACADEMY STREET | Academy Street [T421,T422,T44] | NAVAN |  | 53.5897 | -6.5011
0684287 | MV/LV Substation IV***4287 |  | 10 kV | _ | LV | 1000 kVA :Building Structure | 1 | --> | 1 | 0 | 0 | Constrained, otherwise capacity available =965 kVA | --> | 0.95 | 0 | 0 | 0.5 | 0 |  | --> | C23 ex PHIBSBORO | Phibsboro [T41,T42] | FINGLAS |  | 53.3517 | -6.2796
176501Y | MV/LV Substation TH***501Y |  | 10 kV | _ | LV | 400 kVA :Kiosk Substation | 0.4 | --> | 0.4 | 0 | 0 | Constrained, otherwise capacity available =318 kVA | --> | 0.38 | 0 | 0 | 0 | 0 | Constrained, otherwise capacity available =369 kW | --> | E12 ex HARTNETTS CROSS |  |  |  | 51.9038 | -8.9614
061472 | MV/LV Substation GA***472 |  | 10 kV | _ | LV | 50 kVA :Pole Substation | 0.05 | --> | 0.05 | 0.048 | 2.04 |  | --> | 0.048 | 0 | 0 | 0 | 0 | Constrained, otherwise capacity available =47 kW | --> | C19 ex BALLYBAY | Ballybay [T41,T42] | LISDRUM |  | 54.067 | -6.9302
051558X | MV/LV Substation CL***558X |  | 20 kV | _ | LV | 50 kVA :Pole Substation | 0.05 | --> | 0.05 | 0.05 | 2.22 |  | --> | 0.048 | 0 | 0 | 0.048 | 0 |  | --> | E21 ex CLARA | Clara [T421,T422] | THORNSBERRY |  | 53.3855 | -7.6919
2814186 | MV/LV Substation RE***4186 |  | 10 kV | _ | LV | 50 kVA :Pole Substation | 0.05 | --> | 0.05 | 0 | 0 | Constrained, otherwise capacity available =50 kVA | --> | 0.048 | 0 | 0 | 0 | 0 | Constrained, otherwise capacity available =48 kW | --> | C21 ex KILMONEY | Kilmoney [T41,T42] | TRABEG |  | 51.7251 | -8.3656
139381Y | MV/LV Substation DE***381Y |  | 10 kV | _ | LV | 200 kVA :Kiosk Substation | 0.2 | --> | 0.2 | 0.178 | 4 |  | --> | 0.19 | 0 | 0 | 0 | 0 | Constrained, otherwise capacity available =187 kW | --> | C17 ex BALLYJAMESDUFF | Ballyjamesduff [T41,T42] | SHANKILL |  | 53.8685 | -7.214
001039X | MV/LV Substation DU***039X |  | 10 kV | _ | LV | 630 kVA :Building Structure | 0.63 | --> | 0.63 | 0.492 | 15.18 |  | --> | 0.598 | 0 | 0.005 | 0.5 | 0 |  | --> | C21 ex CENTRAL PARK | Central Park [T101,T102] | CARRICKMINES |  | 53.2838 | -6.1953
001017 | MV/LV Substation SO***017 |  | 10 kV | _ | LV | 400 kVA :Kiosk Substation | 0.4 | --> | 0.4 | 0.269 | 4.01 |  | --> | 0.38 | 0 | 0.04 | 0.332 | 0 |  | --> | C15 ex BALLINCLEA | Ballinclea [T41] | CHERRYWOOD |  | 53.2736 | -6.0976
068627X | MV/LV Substation PH***627X |  | 10 kV | _ | LV | 1000 kVA :Building Structure | 1 | --> | 1 | 0.5 | 7.91 |  | --> | 0.95 | 0 | 0.003 | 0.5 | 0 |  | --> | C29 ex PELLETSTOWN | Pelletstown [T101,T102] | FINGLAS |  | 53.3724 | -6.3334
010550X | MV/LV Substation CU***550X |  | 10 kV | _ | LV | 50 kVA :Pole Substation | 0.05 | --> | 0.05 | 0 | 0 | Constrained, otherwise capacity available =34 kVA | --> | 0.048 | 0 | 0.01 | 0 | 0 | Constrained, otherwise capacity available =38 kW | --> | C17 ex GRAIGUENAMANAGH | Graiguenamanagh [T41,T42] | KILKENNY |  | 52.5828 | -7.0096
150123X | MV/LV Substation TH***123X |  | 20 kV | _ | LV | 200 kVA :Kiosk Substation | 0.2 | --> | 0.2 | 0.181 | 3.96 |  | --> | 0.19 | 0 | 0 | 0 | 0 | Constrained, otherwise capacity available =188 kW | --> | E21 ex STRANORLAR | Stranorlar [T421,T422] | LETTERKENNY |  | 54.7942 | -7.7831
093212Z | MV/LV Substation PU***212Z |  | 10 kV | _ | LV | 50 kVA :Pole Substation | 0.05 | --> | 0.05 | 0 | 0 | Constrained, otherwise capacity available =47 kVA | --> | 0.048 | 0 | 0 | 0.047 | 0 |  | --> | C20 ex SUTTON | Sutton [T41,T42] | GRANGE (DR) |  | 53.3699 | -6.0744
029131 | MV/LV Substation BA***131 |  | 20 kV | _ | LV | 400 kVA :Kiosk Substation | 0.4 | --> | 0.4 | 0.224 | 2.31 |  | --> | 0.38 | 0 | 0.012 | 0.354 | 0 |  | --> | E13 ex AGHADA | Aghada [T721] | N/A |  | 51.8259 | -8.2318
082029Z | MV/LV Substation DE***029Z |  | 20 kV | _ | LV | 200 kVA :Kiosk Substation | 0.2 | --> | 0.2 | 0 | 0 | Constrained, otherwise capacity available =164 kVA | --> | 0.19 | 0 | 0.015 | 0 | 0 | Constrained, otherwise capacity available =174 kW | --> | E17 ex ACADEMY STREET | Academy Street [T421,T422,T44] | NAVAN |  | 53.5948 | -6.7249
056296Y | MV/LV Substation MO***296Y |  | 20 kV | _ | LV | 100 kVA :Pole Substation | 0.1 | --> | 0.1 | 0.09 | 0.89 |  | --> | 0.095 | 0 | 0 | 0 | 0 | Constrained, otherwise capacity available =94 kW | --> | E12 ex BIRR | Birr [T41,T422] | DALLOW |  | 53.0965 | -7.8065
089011 | MV/LV Substation FL***011 |  | 20 kV | _ | LV | 630 kVA :Kiosk Substation | 0.63 | --> | 0.63 | 0.5 | 9.1 |  | --> | 0.598 | 0 | 0 | 0 | 0 | Constrained, otherwise capacity available =596 kW | --> | E19 ex ARDNAREE | Ardnaree [T42,T421] | MOY |  | 54.1205 | -9.1298
075888X | MV/LV Substation TI***888X |  | 20 kV | _ | LV | 200 kVA :Pole Substation | 0.2 | --> | 0.2 | 0.186 | 4.38 |  | --> | 0.19 | 0 | 0 | 0.188 | 0 |  | --> | E18 ex CRANE | Crane [T122] | CRANE |  | 52.5161 | -6.2895
1114221 | MV/LV Substation CA***4221 |  | 20 kV | _ | LV | 400 kVA :Kiosk Substation | 0.4 | --> | 0.4 | 0.394 | 0.94 |  | --> | 0.38 | 0 | 0 | 0 | 0 | Constrained, otherwise capacity available =379 kW | --> | E15 ex CASTLETOWNBERE | Castletownbere [T421] | BALLYLICKY |  | 51.649 | -9.9129
031423X | MV/LV Substation RA***423X |  | 20 kV | _ | LV | 630 kVA :Building Structure | 0.63 | --> | 0.63 | 0 | 0 | Constrained, otherwise capacity available =534 kVA | --> | 0.598 | 0 | 0 | 0 | 0 | Constrained, otherwise capacity available =585 kW | --> | E17 ex SPRINGS | Springs [T421,T422] | DUNGARVAN |  | 52.1082 | -7.6578
023066 | MV/LV Substation DE***066 |  | 10 kV | _ | LV | 50 kVA :Pole Substation | 0.05 | --> | 0.05 | 0 | 0 | Constrained, otherwise capacity available =50 kVA | --> | 0.048 | 0 | 0 | 0 | 0 | Constrained, otherwise capacity available =48 kW | --> | C18 ex FERMOY NORTH | Fermoy North [T41,T42] | BARRYMORE |  | 52.1314 | -8.3088
053830Y | MV/LV Substation KI***830Y |  | 20 kV | _ | LV | 630 kVA :Kiosk Substation | 0.63 | --> | 0.63 | 0 | 0 | Constrained, otherwise capacity available =578 kVA | --> | 0.598 | 0 | 0 | 0.5 | 0 |  | --> | E20 ex CLONMINCH | Clonminch [T41,T422] | THORNSBERRY |  | 53.3165 | -7.2828
001222X | MV/LV Substation CH***222X |  | 10 kV | _ | LV | 1000 kVA :Building Structure | 1 | --> | 1 | 0 | 0 | Constrained, otherwise capacity available =684 kVA | --> | 0.95 | 0 | 0 | 0.5 | 0 |  | --> | C19 ex LOUGHLINSTOWN | Loughlinstown [T41,T42] | CARRICKMINES |  | 53.2444 | -6.139
067489 | MV/LV Substation BU***489 |  | 20 kV | _ | LV | 400 kVA :Kiosk Substation | 0.4 | --> | 0.4 | 0 | 0 | Constrained, otherwise capacity available =239 kVA | --> | 0.38 | 0 | 0 | 0 | 0 | Constrained, otherwise capacity available =357 kW | --> | E18 ex CRATLOE | Cratloe [T421,T422] | ARDNACRUSHA |  | 52.6963 | -8.8151
035002 | MV/LV Substation AB***002 |  | 10 kV | _ | LV | 630 kVA :Kiosk Substation | 0.63 | --> | 0.63 | 0.349 | 6.17 |  | --> | 0.598 | 0 | 0.01 | 0 | 0 | Constrained, otherwise capacity available =552 kW | --> | C20 ex CAHIR | Cahir [T41,T42] | CAHIR |  | 52.3767 | -7.9296
054417Y | MV/LV Substation LA***417Y |  | 10 kV | _ | LV | 50 kVA :Pole Substation | 0.05 | --> | 0.05 | 0 | 0 | Constrained, otherwise capacity available =41 kVA | --> | 0.048 | 0 | 0 | 0 | 0 | Constrained, otherwise capacity available =46 kW | --> | C16 ex PALLAS | Pallas [T41,T42] | PORTLAOISE |  | 53.0197 | -7.345
012047Y | MV/LV Substation FE***047Y |  | 10 kV | _ | LV | 400 kVA :Kiosk Substation | 0.4 | --> | 0.4 | 0.331 | 1.99 |  | --> | 0.38 | 0 | 0.021 | 0 | 0 | Constrained, otherwise capacity available =355 kW | --> | C17 ex GRAIGUE | Graigue [T41,T42] | CARLOW |  | 52.8287 | -6.9272
0284001 | MV/LV Substation CO***4001 |  | 10 kV | _ | LV | 400 kVA :Kiosk Substation | 0.4 | --> | 0.4 | 0 | 0 | Constrained, otherwise capacity available =381 kVA | --> | 0.38 | 0 | 0 | 0 | 0 | Constrained, otherwise capacity available =377 kW | --> | C13 ex COW CROSS |  |  |  | 51.8764 | -8.315
365056Y | MV/LV Substation BA***056Y |  | 10 kV | _ | LV | 50 kVA :Pole Substation | 0.05 | --> | 0.05 | 0 | 0 | Constrained, otherwise capacity available =31 kVA | --> | 0.048 | 0 | 0.011 | 0.037 | 0 |  | --> | C29 ex GRANGE CASTLE | Grange Castle [T101,T102] | INCHICORE 220KV |  | 53.2924 | -6.4891
069085 | MV/LV Substation GR***085 |  | 10 kV | _ | LV | 630 kVA :Building Structure | 0.63 | --> | 0.63 | 0.484 | 0.91 |  | --> | 0.598 | 0 | 0.071 | 0.5 | 0 |  | --> | C15 ex KIMMAGE | Kimmage [T41,T42] | INCHICORE 220KV |  | 53.3085 | -6.2982
162305X | MV/LV Substation BE***305X |  | 10 kV | _ | LV | 200 kVA :Kiosk Substation | 0.2 | --> | 0.2 | 0.154 | 7.25 |  | --> | 0.19 | 0 | 0 | 0 | 0 | Constrained, otherwise capacity available =184 kW | --> | C18 ex CONVOY | Convoy [T41,T42] | LETTERKENNY |  | 54.8642 | -7.6528
281503Z | MV/LV Substation PA***503Z |  | 10 kV | _ | LV | 630 kVA :Building Structure | 0.63 | --> | 0.63 | 0.5 | 4.67 |  | --> | 0.598 | 0 | 0 | 0.5 | 0 |  | --> | C28 ex CENTRE PARK ROAD | Marina [T105,T106] | MARINA |  | 51.8918 | -8.4355
2494044 | MV/LV Substation BA***4044 |  | 20 kV | _ | LV | 50 kVA :Pole Substation | 0.05 | --> | 0.05 | 0 | 0 | Constrained, otherwise capacity available =47 kVA | --> | 0.048 | 0 | 0 | 0 | 0 | Constrained, otherwise capacity available =47 kW | --> | E18 ex FOXHOLE | Foxhole [T421,T422] | DUNGARVAN |  | 52.0028 | -7.81
035813X | MV/LV Substation BO***813X |  | 10 kV | _ | LV | 50 kVA :Pole Substation | 0.05 | --> | 0.05 | 0.045 | 6.17 |  | --> | 0.048 | 0 | 0.005 | 0 | 0 | Constrained, otherwise capacity available =43 kW | --> | C20 ex CAHIR | Cahir [T41,T42] | CAHIR |  | 52.3371 | -8.0133
014120Z | MV/LV Substation DU***120Z |  | 20 kV | _ | LV | 400 kVA :Building Structure | 0.4 | --> | 0.4 | 0.254 | 0.63 |  | --> | 0.38 | 0 | 0.015 | 0 | 0 | Constrained, otherwise capacity available =348 kW | --> | E11 ex KILCULLEN | Kilcullen [T41,T42,T424] | STRATFORD |  | 53.0554 | -6.6977
281805Z | MV/LV Substation BL***805Z |  | 10 kV | _ | LV | 630 kVA :Building Structure | 0.63 | --> | 0.63 | 0.5 | 5.49 |  | --> | 0.598 | 0 | 0 | 0.5 | 0 |  | --> | C22 ex TRABEG | Trabeg [T101,T102] | TRABEG |  | 51.8515 | -8.48
024803X | MV/LV Substation CL***803X |  | 10 kV | _ | LV | 100 kVA :Pole Substation | 0.1 | --> | 0.1 | 0.085 | 2.14 |  | --> | 0.095 | 0 | 0.022 | 0 | 0 | Constrained, otherwise capacity available =77 kW | --> | C13 ex BUTTEVANT | Buttevant [T41,T42] | MALLOW |  | 52.196 | -8.5712
060434Y | MV/LV Substation MA***434Y |  | 10 kV | _ | LV | 50 kVA :Pole Substation | 0.05 | --> | 0.05 | 0.045 | 2.57 |  | --> | 0.048 | 0 | 0 | 0 | 0 | Constrained, otherwise capacity available =47 kW | --> | C19 ex ERRIGAL | Errigal [T41,T422] | SHANKILL |  | 54.0663 | -7.0758
350025 | MV/LV Substation WE***025 |  | 10 kV | _ | LV | 400 kVA :Kiosk Substation | 0.4 | --> | 0.4 | 0.295 | 1.57 |  | --> | 0.38 | 0 | 0.01 | 0 | 0 | Constrained, otherwise capacity available =358 kW | --> | C15 ex BUNDORAN | Bundoran [T41,T42] | CATHALEENS FALL |  | 54.4757 | -8.2981
093103Z | MV/LV Substation NO***103Z |  | 10 kV | _ | LV | 400 kVA :Building Structure | 0.4 | --> | 0.4 | 0 | 0 | Constrained, otherwise capacity available =224 kVA | --> | 0.38 | 0 | 0 | 0.355 | 0 |  | --> | C20 ex MERVILLE | Merville [T41,T42] | FINGLAS |  | 53.3993 | -6.3175
026825Y | MV/LV Substation ST***825Y |  | 10 kV | _ | LV | 400 kVA :Kiosk Substation | 0.4 | --> | 0.4 | 0 | 0 | Constrained, otherwise capacity available =353 kVA | --> | 0.38 | 0 | 0.023 | 0 | 0 | Constrained, otherwise capacity available =356 kW | --> | C15 ex KINSALE | Kinsale [T41,T42] | BANDON |  | 51.7108 | -8.5273
021234Z | MV/LV Substation CL***234Z |  | 20 kV | _ | LV | 400 kVA :Kiosk Substation | 0.4 | --> | 0.4 | 0 | 0 | Constrained, otherwise capacity available =235 kVA | --> | 0.38 | 0 | 0.027 | 0 | 0 | Constrained, otherwise capacity available =337 kW | --> | E18 ex WHITECHURCH | Whitechurch [T421,T422] | KILBARRY |  | 52.012 | -8.6082
037973X | MV/LV Substation GA***973X |  | 20 kV | _ | LV | 100 kVA :Pole Substation | 0.1 | --> | 0.1 | 0 | 0 | Constrained, otherwise capacity available =97 kVA | --> | 0.095 | 0 | 0 | 0 | 0 | Constrained, otherwise capacity available =95 kW | --> | C11 ex ENNIS NORTH | Ennis North [T41,T42] | ENNIS |  | 52.9441 | -9.0676
012299Y | MV/LV Substation TH***299Y |  | 10 kV | _ | LV | 630 kVA :Kiosk Substation | 0.63 | --> | 0.63 | 0 | 0 | Constrained, otherwise capacity available =586 kVA | --> | 0.598 | 0 | 0.009 | 0 | 0 | Constrained, otherwise capacity available =586 kW | --> | C20 ex POLLERTON | Pollerton [T41,T42] | CARLOW |  | 52.8311 | -6.9023
158072 | MV/LV Substation CR***072 |  | 20 kV | _ | LV | 50 kVA :Pole Substation | 0.05 | --> | 0.05 | 0 | 0 | Constrained, otherwise capacity available =20 kVA | --> | 0.048 | 0 | 0 | 0 | 0 | Constrained, otherwise capacity available =43 kW | --> | C19 ex ENNISTYMON | Ennistymon [T41,T42] | ENNIS |  | 53.0769 | -9.1866
001872 | MV/LV Substation RI***872 |  | 10 kV | _ | LV | 1000 kVA :Building Structure | 1 | --> | 1 | 0 | 0 | Constrained, otherwise capacity available =954 kVA | --> | 0.95 | 0 | 0.017 | 0.5 | 0 |  | --> | C18 ex DUNDRUM | Dundrum [T41,T42] | BLACKROCK |  | 53.3131 | -6.238
137917 | MV/LV Substation CO***917 |  | 10 kV | _ | LV | 100 kVA :Pole Substation | 0.1 | --> | 0.1 | 0.075 | 2.18 |  | --> | 0.095 | 0 | 0 | 0 | 0 | Constrained, otherwise capacity available =92 kW | --> | C17 ex BALLYRICKARD | Ballyrickard [T41,T42] | TRALEE |  | 52.3208 | -9.7696
021604Z | MV/LV Substation BL***604Z |  | 10 kV | _ | LV | 400 kVA :Kiosk Substation | 0.4 | --> | 0.4 | 0 | 0 | Constrained, otherwise capacity available =213 kVA | --> | 0.38 | 0 | 0.009 | 0 | 0 | Constrained, otherwise capacity available =347 kW | --> | E15 ex WHITECHURCH | Whitechurch [T421,T422] | KILBARRY |  | 51.9326 | -8.5696
008513Z | MV/LV Substation SH***513Z |  | 20 kV | _ | LV | 400 kVA :Kiosk Substation | 0.4 | --> | 0.4 | 0.205 | 0.2 | Constrained, otherwise capacity available =369 kVA | --> | 0.38 | 0 | 0.018 | 0 | 0 | Constrained, otherwise capacity available =362 kW | --> | E16 ex BEALISTOWN | Bealistown [T421,T422] | GREAT ISLAND |  | 52.2926 | -6.9394
009687X | MV/LV Substation KI***687X |  | 10 kV | _ | LV | 50 kVA :Pole Substation | 0.05 | --> | 0.05 | 0 | 0 | Constrained, otherwise capacity available =16 kVA | --> | 0.048 | 0 | 0 | 0 | 0 | Constrained, otherwise capacity available =43 kW | --> | C15 ex GRANAGH | Granagh [T41,T42] | WATERFORD |  | 52.303 | -7.1682
117176Y | MV/LV Substation CO***176Y |  | 20 kV | _ | LV | 400 kVA :Kiosk Substation | 0.4 | --> | 0.4 | 0 | 0 | Constrained, otherwise capacity available =363 kVA | --> | 0.38 | 0 | 0.009 | 0 | 0 | Constrained, otherwise capacity available =368 kW | --> | E14 ex COLLOONEY | Collooney [T421,T422] | SLIGO |  | 54.1863 | -8.4889
031321Y | MV/LV Substation CO***321Y |  | 20 kV | _ | LV | 50 kVA :Pole Substation | 0.05 | --> | 0.05 | 0 | 0 | Constrained, otherwise capacity available =50 kVA | --> | 0.048 | 0 | 0 | 0 | 0 | Constrained, otherwise capacity available =48 kW | --> | E18 ex SPRINGS | Springs [T421,T422] | DUNGARVAN |  | 52.0481 | -7.5967
039608 | MV/LV Substation DE***608 |  | 10 kV | _ | LV | 630 kVA :Kiosk Substation | 0.63 | --> | 0.63 | 0 | 0 | Constrained, otherwise capacity available =593 kVA | --> | 0.598 | 0 | 0 | 0 | 0 | Constrained, otherwise capacity available =594 kW | --> | C17 ex ORANMORE | Oranmore [T41,T44] | GALWAY 110KV |  | 53.281 | -8.9346
0154443 | MV/LV Substation CO***4443 |  | 20 kV | _ | LV | 50 kVA :Pole Substation | 0.05 | --> | 0.05 | 0 | 0 | Constrained, otherwise capacity available =50 kVA | --> | 0.048 | 0 | 0 | 0 | 0 | Constrained, otherwise capacity available =48 kW | --> | E13 ex BLESSINGTON | Blessington [T421,T422] | KILTEEL |  | 53.1404 | -6.6308
064222Y | MV/LV Substation BR***222Y |  | 10 kV | _ | LV | 400 kVA :Building Structure | 0.4 | --> | 0.4 | 0 | 0 | Constrained, otherwise capacity available =368 kVA | --> | 0.38 | 0 | 0 | 0 | 0 | Constrained, otherwise capacity available =376 kW | --> | C16 ex RATHMULLAN | Rathmullan [T41,T42] | DRYBRIDGE |  | 53.71 | -6.371
0714086 | MV/LV Substation HA***4086 |  | 10 kV | _ | LV | 630 kVA :Kiosk Substation | 0.63 | --> | 0.63 | 0 | 0 | Constrained, otherwise capacity available =630 kVA | --> | 0.598 | 0 | 0 | 0.5 | 0 | Constrained, otherwise capacity available =598 kW | --> | C22 ex GREYSTONES | Greystones [T41,T42] | FASSAROE |  | 53.1223 | -6.0684
001798 | MV/LV Substation BE***798 |  | 10 kV | _ | LV | 200 kVA :Kiosk Substation | 0.2 | --> | 0.2 | 0.125 | 15.18 |  | --> | 0.19 | 0 | 0.041 | 0.149 | 0 |  | --> | C14 ex CENTRAL PARK | Central Park [T101,T102] | CARRICKMINES |  | 53.2809 | -6.1878
042474 | MV/LV Substation PU***474 |  | 10 kV | _ | LV | 50 kVA :Pole Substation | 0.05 | --> | 0.05 | 0 | 0 | Constrained, otherwise capacity available =50 kVA | --> | 0.048 | 0 | 0 | 0 | 0 | Constrained, otherwise capacity available =47 kW | --> | C20 ex KNOCKAPHUNTA | Knockaphunta [T41,T42] | CASTLEBAR |  | 53.7791 | -9.1855
071837 | MV/LV Substation CO***837 |  | 10 kV | _ | LV | 400 kVA :Building Structure | 0.4 | --> | 0.4 | 0.327 | 5.58 |  | --> | 0.38 | 0 | 0.006 | 0.366 | 0 |  | --> | C12 ex KILCOOLE | Kilcoole [T41,T42] | FASSAROE |  | 53.1002 | -6.0644
007520Z | MV/LV Substation WO***520Z |  | 20 kV | _ | LV | 400 kVA :Kiosk Substation | 0.4 | --> | 0.4 | 0.342 | 16.12 |  | --> | 0.38 | 0 | 0.03 | 0.35 | 0 |  | --> | E21 ex WEXFORD | Wexford [T121,T122] | WEXFORD |  | 52.3896 | -6.4441
024712 | MV/LV Substation NE***712 |  | 10 kV | _ | LV | 50 kVA :Pole Substation | 0.05 | --> | 0.05 | 0.039 | 2.14 |  | --> | 0.048 | 0 | 0 | 0 | 0 | Constrained, otherwise capacity available =46 kW | --> | C14 ex BUTTEVANT | Buttevant [T41,T42] | MALLOW |  | 52.2906 | -8.6789
061329X | MV/LV Substation MU***329X |  | 10 kV | _ | LV | 50 kVA :Pole Substation | 0.05 | --> | 0.05 | 0.05 | 2.04 |  | --> | 0.048 | 0 | 0 | 0 | 0 | Constrained, otherwise capacity available =48 kW | --> | C19 ex BALLYBAY | Ballybay [T41,T42] | LISDRUM |  | 54.0831 | -6.9162
034124Y | MV/LV Substation HI***124Y |  | 20 kV | _ | LV | 100 kVA :Pole Substation | 0.1 | --> | 0.1 | 0.08 | 0.57 |  | --> | 0.095 | 0 | 0.003 | 0 | 0 | Constrained, otherwise capacity available =90 kW | --> | E23 ex LAWLESSTOWN | Lawlesstown [T42,T421] | DOON |  | 52.4111 | -7.7616
164768X | MV/LV Substation SE***768X |  | 10 kV | _ | LV | 100 kVA :Pole Substation | 0.1 | --> | 0.1 | 0.074 | 0.88 |  | --> | 0.095 | 0 | 0.005 | 0 | 0 | Constrained, otherwise capacity available =88 kW | --> | C12 ex ROSS CARBERY | Ross Carbery [T41,T42] | DUNMANWAY |  | 51.5748 | -9.0332
008492Y | MV/LV Substation CL***492Y |  | 20 kV | _ | LV | 200 kVA :Kiosk Substation | 0.2 | --> | 0.2 | 0.164 | 0.2 |  | --> | 0.19 | 0 | 0.01 | 0 | 0 | Constrained, otherwise capacity available =178 kW | --> | E15 ex BEALISTOWN | Bealistown [T421,T422] | GREAT ISLAND |  | 52.2957 | -6.7688
118072Y | MV/LV Substation KI***072Y |  | 20 kV | _ | LV | 50 kVA :Pole Substation | 0.05 | --> | 0.05 | 0 | 0 | Constrained, otherwise capacity available =46 kVA | --> | 0.048 | 0 | 0 | 0 | 0 | Constrained, otherwise capacity available =47 kW | --> | E18 ex CREAGH | Creagh [T421,T422] | ATHLONE |  | 53.3419 | -8.2649
139551Y | MV/LV Substation RI***551Y |  | 10 kV | _ | LV | 100 kVA :Pole Substation | 0.1 | --> | 0.1 | 0 | 0 | Constrained, otherwise capacity available =73 kVA | --> | 0.095 | 0 | 0.031 | 0 | 0 | Constrained, otherwise capacity available =68 kW | --> | C17 ex VIRGINIA | Virginia [T41,T42] | MEATH HILL |  | 53.8354 | -7.0792
025078 | MV/LV Substation I.***078 |  | 20 kV | _ | LV | 100 kVA :Pole Substation | 0.1 | --> | 0.1 | 0.044 | 2.96 |  | --> | 0.095 | 0 | 0.033 | 0 | 0 | Constrained, otherwise capacity available =63 kW | --> | E17 ex CHARLEVILLE | Charleville [T421,T422] | CHARLEVILLE |  | 52.3592 | -8.6696
041673 | MV/LV Substation EJ***673 |  | 20 kV | _ | LV | 50 kVA :Pole Substation | 0.05 | --> | 0.05 | 0 | 0 | Constrained, otherwise capacity available =36 kVA | --> | 0.048 | 0 | 0 | 0 | 0 | Constrained, otherwise capacity available =46 kW | --> | E14 ex DALTON | Dalton [T421,T422] | DALTON |  | 53.7839 | -8.9271
013291 | MV/LV Substation FO***291 |  | 20 kV | _ | LV | 50 kVA :Pole Substation | 0.05 | --> | 0.05 | 0.034 | 0.12 |  | --> | 0.048 | 0 | 0.02 | 0.03 | 0 |  | --> | E62 ex ATHY | Athy [T101,T102] | ATHY |  | 53.0138 | -6.9241
109101 | MV/LV Substation CO***101 |  | 10 kV | _ | LV | 400 kVA :Building Structure | 0.4 | --> | 0.4 | 0.288 | 0.38 |  | --> | 0.38 | 0 | 0 | 0.364 | 0 |  | --> | C15 ex RINEANNA | Rineanna [T41,T42] | DRUMLINE |  | 52.705 | -8.8785
062647Y | MV/LV Substation TH***647Y |  | 20 kV | _ | LV | 50 kVA :Pole Substation | 0.05 | --> | 0.05 | 0.05 | 4.25 |  | --> | 0.048 | 0 | 0 | 0 | 0 | Constrained, otherwise capacity available =48 kW | --> | E15 ex JENKINSTOWN | Jenkinstown [T421,T422] | DUNDALK |  | 54.0448 | -6.366
122015X | MV/LV Substation CH***015X |  | 10 kV | _ | LV | 400 kVA :Kiosk Substation | 0.4 | --> | 0.4 | 0.358 | 4.18 |  | --> | 0.38 | 0 | 0 | 0 | 0 | Constrained, otherwise capacity available =374 kW | --> | C18 ex KINGSCOURT | Kingscourt [T41,T42] | MEATH HILL |  | 53.9095 | -6.818
081456Z | MV/LV Substation KI***456Z |  | 10 kV | _ | LV | 630 kVA :Building Structure | 0.63 | --> | 0.63 | 0 | 0 | Constrained, otherwise capacity available =503 kVA | --> | 0.598 | 0 | 0.05 | 0.5 | 0 |  | --> | C19 ex CLONDALKIN | Clondalkin [T41,T42,T44] | INCHICORE 220KV |  | 53.3013 | -6.4186
127624X | MV/LV Substation RE***624X |  | 20 kV | _ | LV | 50 kVA :Pole Substation | 0.05 | --> | 0.05 | 0.037 | 5.89 |  | --> | 0.048 | 0 | 0.005 | 0 | 0 | Constrained, otherwise capacity available =42 kW | --> | C14 ex CASHEL | Cashel [T41,T42] | CAHIR |  | 52.5201 | -7.8735
051015 | MV/LV Substation TH***015 |  | 10 kV | _ | LV | 200 kVA :Pole Substation | 0.2 | --> | 0.2 | 0.113 | 2.22 |  | --> | 0.19 | 0 | 0.004 | 0.175 | 0 |  | --> | E14 ex CLARA | Clara [T421,T422] | THORNSBERRY |  | 53.3446 | -7.6092
060027 | MV/LV Substation BE***027 |  | 10 kV | _ | LV | 200 kVA :Pole Substation | 0.2 | --> | 0.2 | 0 | 0 | Constrained, otherwise capacity available =170 kVA | --> | 0.19 | 0 | 0 | 0 | 0 | Constrained, otherwise capacity available =186 kW | --> | C18 ex CLONES | Clones [T41,T42] | SHANKILL |  | 54.1744 | -7.2384
021649Z | MV/LV Substation SH***649Z |  | 10 kV | _ | LV | 400 kVA :Kiosk Substation | 0.4 | --> | 0.4 | 0 | 0 | Constrained, otherwise capacity available =298 kVA | --> | 0.38 | 0 | 0.015 | 0.355 | 0 |  | --> | C15 ex BISHOPSTOWN | Bishopstown [T41,T42] | KILBARRY |  | 51.8981 | -8.5126
001077X | MV/LV Substation CH***077X |  | 10 kV | _ | LV | 1000 kVA :Building Structure | 1 | --> | 1 | 0 | 0 | Constrained, otherwise capacity available =905 kVA | --> | 0.95 | 0 | 0 | 0.5 | 0 |  | --> | C19 ex LOUGHLINSTOWN | Loughlinstown [T41,T42] | CARRICKMINES |  | 53.2427 | -6.1411
288252 | MV/LV Substation OF***252 |  | 10 kV | _ | LV | 630 kVA :Building Structure | 0.63 | --> | 0.63 | 0.448 | 1.16 |  | --> | 0.598 | 0 | 0.01 | 0.5 | 0 |  | --> | C19 ex BREWERY ROAD | Brewery Road [T41,T42] | CARRICKMINES |  | 53.2756 | -6.2069
0334206 | MV/LV Substation LI***4206 |  | 10 kV | _ | LV | 50 kVA :Pole Substation | 0.05 | --> | 0.05 | 0 | 0 |  | --> | 0.048 | 0 | 0 | 0 | 0 | Constrained, otherwise capacity available =26 kW | --> | C16 ex DEERPARK | Deerpark [T41,T42] | BALLYDINE |  | 52.3682 | -7.5164
293875Y | MV/LV Substation CO***875Y |  | 20 kV | _ | LV | 100 kVA :Pole Substation | 0.1 | --> | 0.1 | 0 | 0 | Constrained, otherwise capacity available =82 kVA | --> | 0.095 | 0 | 0.01 | 0 | 0 | Constrained, otherwise capacity available =85 kW | --> | E20 ex BALTINGLASS | Baltinglass [T421,T422] | STRATFORD |  | 52.979 | -6.8147
011154 | MV/LV Substation RI***154 |  | 10 kV | _ | LV | 200 kVA :Kiosk Substation | 0.2 | --> | 0.2 | 0.136 | 2.8 |  | --> | 0.19 | 0 | 0.022 | 0 | 0 | Constrained, otherwise capacity available =165 kW | --> | C13 ex PURCELLS INCH | Purcells Inch [T41,T42] | KILKENNY |  | 52.642 | -7.2386
066967 | MV/LV Substation CO***967 |  | 10 kV | _ | LV | 50 kVA :Pole Substation | 0.05 | --> | 0.05 | 0 | 0 | Constrained, otherwise capacity available =15 kVA | --> | 0.048 | 0 | 0 | 0 | 0 | Constrained, otherwise capacity available =42 kW | --> | E11 ex ASHBOURNE | Ashbourne [T421,T422] | FINGLAS |  | 53.4593 | -6.3497
026627X | MV/LV Substation CA***627X |  | 10 kV | _ | LV | 100 kVA :Pole Substation | 0.1 | --> | 0.1 | 0.078 | 8.66 |  | --> | 0.095 | 0 | 0 | 0 | 0 | Constrained, otherwise capacity available =92 kW | --> | C20 ex BANDON | Bandon [T101,T42] | BANDON |  | 51.749 | -8.8106
028483 | MV/LV Substation BA***483 |  | 10 kV | _ | LV | 200 kVA :Kiosk Substation | 0.2 | --> | 0.2 | 0.157 | 19.7 |  | --> | 0.19 | 0 | 0.017 | 0.171 | 0 |  | --> | C14 ex COW CROSS | Cow Cross [T102,T41] | COW CROSS |  | 51.8569 | -8.2741
1544156 | MV/LV Substation IR***4156 |  | 10 kV | _ | LV | 400 kVA :Building Structure | 0.4 | --> | 0.4 | 0 | 0 | Constrained, otherwise capacity available =365 kVA | --> | 0.38 | 0 | 0 | 0.375 | 0 |  | --> | C20 ex COLLEGE PARK | College Park [T101,T102,T103] | COLLEGE PARK |  | 53.3955 | -6.3605
024538 | MV/LV Substation SP***538 |  | 10 kV | _ | LV | 50 kVA :Pole Substation | 0.05 | --> | 0.05 | 0.038 | 2.14 |  | --> | 0.048 | 0 | 0 | 0 | 0 | Constrained, otherwise capacity available =46 kW | --> | C14 ex BUTTEVANT | Buttevant [T41,T42] | MALLOW |  | 52.2552 | -8.6528
026234 | MV/LV Substation CO***234 |  | 10 kV | _ | LV | 50 kVA :Pole Substation | 0.05 | --> | 0.05 | 0 | 0 | Constrained, otherwise capacity available =39 kVA | --> | 0.048 | 0 | 0.006 | 0 | 0 | Constrained, otherwise capacity available =42 kW | --> | E41 ex KINSALE | Kinsale [T423] | TRABEG |  | 51.7 | -8.5264
0254255 | MV/LV Substation KN***4255 |  | 10 kV | _ | LV | 50 kVA :Pole Substation | 0.05 | --> | 0.05 | 0.05 | 1.05 |  | --> | 0.048 | 0 | 0 | 0 | 0 | Constrained, otherwise capacity available =48 kW | --> | C19 ex NEWCASTLEWEST | Newcastlewest [T41,T42] | RATHKEALE |  | 52.3047 | -8.9893
062560Y | MV/LV Substation BE***560Y |  | 10 kV | _ | LV | 630 kVA :Kiosk Substation | 0.63 | --> | 0.63 | 0.492 | 3.12 |  | --> | 0.598 | 0 | 0.048 | 0 | 0 | Constrained, otherwise capacity available =544 kW | --> | C12 ex MARSHES | Marshes [T41,T42] | DUNDALK |  | 53.9968 | -6.3884
209308 | MV/LV Substation CH***308 |  | 20 kV | _ | LV | 100 kVA :Pole Substation | 0.1 | --> | 0.1 | 0 | 0 | Constrained, otherwise capacity available =82 kVA | --> | 0.095 | 0 | 0 | 0 | 0 | Constrained, otherwise capacity available =92 kW | --> | C21 ex MILFORD (NR) | Milford (nr) [T41,T42] | LETTERKENNY |  | 55.1739 | -7.7898
093272X | MV/LV Substation IC***272X |  | 10 kV | _ | LV | 630 kVA :Building Structure | 0.63 | --> | 0.63 | 0 | 0 | Constrained, otherwise capacity available =442 kVA | --> | 0.598 | 0 | 0 | 0.5 | 0 |  | --> | C11 ex SUTTON | Sutton [T41,T42] | GRANGE (DR) |  | 53.3902 | -6.0711
050110X | MV/LV Substation CL***110X |  | 20 kV | _ | LV | 100 kVA :Pole Substation | 0.1 | --> | 0.1 | 0 | 0 | Constrained, otherwise capacity available =96 kVA | --> | 0.095 | 0 | 0 | 0 | 0 | Constrained, otherwise capacity available =94 kW | --> | C24 ex ATHLONE | Athlone [T41,T42] | ATHLONE |  | 53.3685 | -8.0201
039780 | MV/LV Substation IN***780 |  | 10 kV | _ | LV | 630 kVA :Building Structure | 0.63 | --> | 0.63 | 0 | 0 | Constrained, otherwise capacity available =602 kVA | --> | 0.598 | 0 | 0.01 | 0.5 | 0 |  | --> | C18 ex GALWAY 110KV | Galway 110kv [T102,T103] | GALWAY 110KV |  | 53.2869 | -9.0266
0814179 | MV/LV Substation HA***4179 |  | 20 kV | _ | LV | 630 kVA :Kiosk Substation | 0.63 | --> | 0.63 | 0 | 0 | Constrained, otherwise capacity available =474 kVA | --> | 0.598 | 0 | 0.121 | 0.487 | 0 |  | --> | E20 ex ADAMSTOWN | Adamstown [T121,T122] | INCHICORE 220KV |  | 53.3479 | -6.4742
0314222 | MV/LV Substation FA***4222 |  | 20 kV | _ | LV | 50 kVA :Pole Substation | 0.05 | --> | 0.05 | 0 | 0 | Constrained, otherwise capacity available =50 kVA | --> | 0.048 | 0 | 0 | 0 | 0 | Constrained, otherwise capacity available =48 kW | --> | E17 ex KILMACTHOMAS | Kilmacthomas [T421,T422] | DUNGARVAN |  | 52.1852 | -7.4437
110947 | MV/LV Substation CO***947 |  | 10 kV | _ | LV | 200 kVA :Pole Substation | 0.2 | --> | 0.2 | 0.2 | 0.76 |  | --> | 0.19 | 0 | 0 | 0 | 0 | Constrained, otherwise capacity available =190 kW | --> | C16 ex KENMARE | Kenmare [T42] | KNOCKEARAGH |  | 51.8832 | -9.5838
058012Y | MV/LV Substation KN***012Y |  | 10 kV | _ | LV | 50 kVA :Pole Substation | 0.05 | --> | 0.05 | 0 | 0 | Constrained, otherwise capacity available =48 kVA | --> | 0.048 | 0 | 0 | 0 | 0 | Constrained, otherwise capacity available =47 kW | --> | C26 ex KYLEERAGH | Kyleeragh [T41,T42] | NENAGH |  | 52.9254 | -8.2165
151150 | MV/LV Substation GA***150 |  | 10 kV | _ | LV | 630 kVA :Building Structure | 0.63 | --> | 0.63 | 0 | 0 | Constrained, otherwise capacity available =625 kVA | --> | 0.598 | 0 | 0 | 0 | 0 | Constrained, otherwise capacity available =598 kW | --> | C15 ex GARRYSPILLANE | Garryspillane [T41] | TIPPERARY |  | 52.3708 | -8.3427
065907 | MV/LV Substation FA***907 |  | 10 kV | _ | LV | 50 kVA :Pole Substation | 0.05 | --> | 0.05 | 0 | 0 | Constrained, otherwise capacity available =50 kVA | --> | 0.048 | 0 | 0 | 0 | 0 | Constrained, otherwise capacity available =48 kW | --> | C18 ex LOUGHSHINNY | Loughshinny [T41,T42] | GLASMORE |  | 53.536 | -6.1055
2934476 | MV/LV Substation BA***4476 |  | 20 kV | _ | LV | 50 kVA :Pole Substation | 0.05 | --> | 0.05 | 0.05 | 0.43 |  | --> | 0.048 | 0 | 0 | 0 | 0 | Constrained, otherwise capacity available =48 kW | --> | E12 ex TULLOW | Tullow [T421,T422] | CARLOW |  | 52.7533 | -6.725
0664280 | MV/LV Substation SE***4280 |  | 20 kV | _ | LV | 400 kVA :Kiosk Substation | 0.4 | --> | 0.4 | 0 | 0 | Constrained, otherwise capacity available =400 kVA | --> | 0.38 | 0 | 0 | 0 | 0 | Constrained, otherwise capacity available =380 kW | --> | E11 ex GLASMORE | Glasmore [T421,T422] | GLASMORE |  | 53.4834 | -6.1541
276951 | MV/LV Substation BA***951 |  | 10 kV | _ | LV | 400 kVA :Kiosk Substation | 0.4 | --> | 0.4 | 0.335 | 0.76 |  | --> | 0.38 | 0 | 0.028 | 0 | 0 | Constrained, otherwise capacity available =350 kW | --> | C12 ex WOODFORD | Woodford [T41,T42] | KNOCKEARAGH |  | 52.0593 | -9.3395
027606X | MV/LV Substation GE***606X |  | 10 kV | _ | LV | 400 kVA :Kiosk Substation | 0.4 | --> | 0.4 | 0.4 | 7.79 |  | --> | 0.38 | 0 | 0 | 0 | 0 | Constrained, otherwise capacity available =380 kW | --> | C19 ex DUNMANWAY | Dunmanway [T422,T43] | DUNMANWAY |  | 51.7315 | -9.0836
184863 | MV/LV Substation RO***863 |  | 10 kV | _ | LV | 50 kVA :Pole Substation | 0.05 | --> | 0.05 | 0.05 | 3.38 |  | --> | 0.048 | 0 | 0 | 0 | 0 | Constrained, otherwise capacity available =48 kW | --> | C18 ex CASTLEBLAYNEY | Castleblayney [T41,T42] | DUNDALK |  | 54.1263 | -6.7519
064123Y | MV/LV Substation BR***123Y |  | 10 kV | _ | LV | 400 kVA :Building Structure | 0.4 | --> | 0.4 | 0 | 0 | Constrained, otherwise capacity available =157 kVA | --> | 0.38 | 0 | 0 | 0 | 0 | Constrained, otherwise capacity available =346 kW | --> | C20 ex RATHMULLAN | Rathmullan [T41,T42] | DRYBRIDGE |  | 53.7044 | -6.3697
084645 | MV/LV Substation CA***645 |  | 20 kV | _ | LV | 50 kVA :Pole Substation | 0.05 | --> | 0.05 | 0 | 0 | Constrained, otherwise capacity available =50 kVA | --> | 0.048 | 0 | 0 | 0 | 0 | Constrained, otherwise capacity available =48 kW | --> | E11 ex KILCOLGAN | Kilcolgan [T42,T421] | GALWAY 110KV |  | 53.1468 | -8.9181
237446 | MV/LV Substation FA***446 |  | 10 kV | _ | LV | 30 kVA :Pole Substation | 0.03 | --> | 0.03 | 0 | 0 | Constrained, otherwise capacity available =30 kVA | --> | 0.028 | 0 | 0 | 0 | 0 | Constrained, otherwise capacity available =28 kW | --> | C17 ex DUNLEER | Dunleer [T41,T42] | DRYBRIDGE |  | 53.8613 | -6.3807
034322 | MV/LV Substation AU***322 |  | 10 kV | _ | LV | 200 kVA :Kiosk Substation | 0.2 | --> | 0.2 | 0.099 | 0.57 |  | --> | 0.19 | 0 | 0.047 | 0 | 0 | Constrained, otherwise capacity available =141 kW | --> | C16 ex LAWLESSTOWN | Lawlesstown [T42,T421] | DOON |  | 52.3657 | -7.7131
154264Y | MV/LV Substation RY***264Y |  | 10 kV | _ | LV | 400 kVA :Kiosk Substation | 0.4 | --> | 0.4 | 0 | 0 | Constrained, otherwise capacity available =258 kVA | --> | 0.38 | 0 | 0 | 0 | 0 | Constrained, otherwise capacity available =365 kW | --> | C12 ex MONEYCOOLEY | Moneycooley [T41,T42,T44] | GRIFFINRATH |  | 53.3719 | -6.5171
196197X | MV/LV Substation HO***197X |  | 10 kV | _ | LV | 200 kVA :Pole Substation | 0.2 | --> | 0.2 | 0 | 0 | Constrained, otherwise capacity available =126 kVA | --> | 0.19 | 0 | 0 | 0 | 0 | Constrained, otherwise capacity available =180 kW | --> | C18 ex ATHBOY | Athboy [T42] | NAVAN |  | 53.6227 | -6.859
067156Y | MV/LV Substation CA***156Y |  | 10 kV | _ | LV | 200 kVA :Kiosk Substation | 0.2 | --> | 0.2 | 0 | 0 | Constrained, otherwise capacity available =166 kVA | --> | 0.19 | 0 | 0.005 | 0 | 0 | Constrained, otherwise capacity available =182 kW | --> | C16 ex MOYLISH | Moylish [T41,T42] | ARDNACRUSHA |  | 52.6779 | -8.6565
065447Z | MV/LV Substation BR***447Z |  | 10 kV | _ | LV | 400 kVA :Kiosk Substation | 0.4 | --> | 0.4 | 0 | 0 | Constrained, otherwise capacity available =367 kVA | --> | 0.38 | 0 | 0.009 | 0.369 | 0 |  | --> | C22 ex STEPHENSTOWN | Stephenstown [T101,T102] | FINGLAS |  | 53.6124 | -6.2135
068598X | MV/LV Substation EA***598X |  | 10 kV | _ | LV | 1000 kVA :Building Structure | 1 | --> | 1 | 0.5 | 7.91 |  | --> | 0.95 | 0 | 0 | 0.5 | 0 |  | --> | C28 ex PELLETSTOWN | Pelletstown [T101,T102] | FINGLAS |  | 53.3768 | -6.3236
012475 | MV/LV Substation DE***475 |  | 10 kV | _ | LV | 200 kVA :Kiosk Substation | 0.2 | --> | 0.2 | 0 | 0 | Constrained, otherwise capacity available =85 kVA | --> | 0.19 | 0 | 0.011 | 0 | 0 | Constrained, otherwise capacity available =166 kW | --> | C23 ex POLLERTON | Pollerton [T41,T42] | CARLOW |  | 52.8292 | -6.9129
042228 | MV/LV Substation GO***228 |  | 10 kV | _ | LV | 50 kVA :Pole Substation | 0.05 | --> | 0.05 | 0 | 0 | Constrained, otherwise capacity available =17 kVA | --> | 0.048 | 0 | 0.007 | 0 | 0 | Constrained, otherwise capacity available =38 kW | --> | C20 ex KNOCKAPHUNTA | Knockaphunta [T41,T42] | CASTLEBAR |  | 53.8329 | -9.2724
405104 | MV/LV Substation GL***104 |  | 20 kV | _ | LV | 50 kVA :Pole Substation | 0.05 | --> | 0.05 | 0.043 | 3.03 |  | --> | 0.048 | 0 | 0 | 0 | 0 | Constrained, otherwise capacity available =46 kW | --> | E14 ex MOVILLE | Moville [T421,T422] | TRILLICK |  | 55.1909 | -7.0471
3654102 | MV/LV Substation LI***4102 |  | 10 kV | _ | LV | 1000 kVA :Building Structure | 1 | --> | 1 | 0.5 | 13.91 |  | --> | 0.95 | 0 | 0 | 0.5 | 0 |  | --> | C22 ex COOKSTOWN | Cookstown [T101,T102] | CARRICKMINES |  | 53.3015 | -6.3779
009330Y | MV/LV Substation GE***330Y |  | 10 kV | _ | LV | 630 kVA :Kiosk Substation | 0.63 | --> | 0.63 | 0.5 | 0.95 |  | --> | 0.598 | 0 | 0 | 0 | 0 | Constrained, otherwise capacity available =586 kW | --> | C25 ex TYCOR | Tycor [T41,T42] | WATERFORD |  | 52.2534 | -7.1545
365909X | MV/LV Substation AL***909X |  | 10 kV | _ | LV | 400 kVA :Building Structure | 0.4 | --> | 0.4 | 0 | 0 | Constrained, otherwise capacity available =344 kVA | --> | 0.38 | 0 | 0 | 0.372 | 0 |  | --> | C19 ex BELGARD | Belgard [T41,T42] | COOKSTOWN |  | 53.2962 | -6.3612
2204021 | MV/LV Substation PO***4021 |  | 10 kV | _ | LV | 50 kVA :Pole Substation | 0.05 | --> | 0.05 | 0.048 | 1.36 |  | --> | 0.048 | 0 | 0 | 0 | 0 | Constrained, otherwise capacity available =47 kW | --> | C11 ex CROSSMOLINA | Crossmolina [T41,T42] | MOY |  | 53.9905 | -9.3057
069762 | MV/LV Substation BY***762 |  | 10 kV | _ | LV | 1000 kVA :Building Structure | 1 | --> | 1 | 0.5 | 7.75 |  | --> | 0.95 | 0 | 0 | 0.5 | 0 |  | --> | C26 ex MILLTOWN (DR) | Milltown (dr) [T101,T102] | INCHICORE 220KV |  | 53.2916 | -6.2596
032096Y | MV/LV Substation ME***096Y |  | 10 kV | _ | LV | 400 kVA :Kiosk Substation | 0.4 | --> | 0.4 | 0 | 0 | Constrained, otherwise capacity available =345 kVA | --> | 0.38 | 0 | 0.024 | 0 | 0 | Constrained, otherwise capacity available =355 kW | --> | C12 ex TRAMORE | Tramore [T41,T42] | BUTLERSTOWN |  | 52.167 | -7.1605
068406 | MV/LV Substation ST***406 |  | 10 kV | _ | LV | 630 kVA :Kiosk Substation | 0.63 | --> | 0.63 | 0 | 0 | Constrained, otherwise capacity available =491 kVA | --> | 0.598 | 0 | 0.059 | 0.5 | 0 |  | --> | C11 ex CLONTARF | Clontarf [T42] | FINGLAS |  | 53.3749 | -6.1964
0814047 | MV/LV Substation TH***4047 |  | 10 kV | _ | LV | 630 kVA :Building Structure | 0.63 | --> | 0.63 | 0 | 0 | Constrained, otherwise capacity available =333 kVA | --> | 0.598 | 0 | 0.005 | 0 | 0 | Constrained, otherwise capacity available =553 kW | --> | C17 ex CELBRIDGE | Celbridge [T41,T42] | GRIFFINRATH |  | 53.3384 | -6.5335
138021 | MV/LV Substation TU***021 |  | 10 kV | _ | LV | 200 kVA :Pole Substation | 0.2 | --> | 0.2 | 0.075 | 2.18 |  | --> | 0.19 | 0 | 0 | 0 | 0 | Constrained, otherwise capacity available =172 kW | --> | C18 ex BAILIEBORO | Bailieboro [T41,T42] | MEATH HILL |  | 53.8794 | -6.9676
039768 | MV/LV Substation OR***768 |  | 10 kV | _ | LV | 630 kVA :Building Structure | 0.63 | --> | 0.63 | 0 | 0 | Constrained, otherwise capacity available =403 kVA | --> | 0.598 | 0 | 0.011 | 0 | 0 | Constrained, otherwise capacity available =559 kW | --> | C22 ex ORANMORE | Oranmore [T41,T44] | GALWAY 110KV |  | 53.2779 | -8.928
007414Z | MV/LV Substation KI***414Z |  | 20 kV | _ | LV | 50 kVA :Pole Substation | 0.05 | --> | 0.05 | 0.037 | 1.4 |  | --> | 0.048 | 0 | 0 | 0 | 0 | Constrained, otherwise capacity available =46 kW | --> | E12 ex KILLINICK | Killinick [T421,T422] | WEXFORD |  | 52.2429 | -6.3778
037137Y | MV/LV Substation CL***137Y |  | 20 kV | _ | LV | 50 kVA :Pole Substation | 0.05 | --> | 0.05 | 0 | 0 | Constrained, otherwise capacity available =27 kVA | --> | 0.048 | 0 | 0 | 0 | 0 | Constrained, otherwise capacity available =44 kW | --> | C11 ex ENNIS NORTH | Ennis North [T41,T42] | ENNIS |  | 52.9165 | -9.0517
281822X | MV/LV Substation FE***822X |  | 20 kV | _ | LV | 400 kVA :Building Structure | 0.4 | --> | 0.4 | 0 | 18.24 |  | --> | 0.38 | 0 | 0 | 0.287 | 0 |  | --> | E18 ex BARNAHELY | Barnahely [T121,T122,T124] | BARNAHELY |  | 51.832 | -8.322
023504X | MV/LV Substation CO***504X |  | 10 kV | _ | LV | 400 kVA :Kiosk Substation | 0.4 | --> | 0.4 | 0 | 0 | Constrained, otherwise capacity available =277 kVA | --> | 0.38 | 0 | 0.037 | 0 | 0 | Constrained, otherwise capacity available =335 kW | --> | C19 ex CURRAGLASS | Curraglass [T41] | BARRYMORE |  | 52.092 | -8.1101
214969 | MV/LV Substation KI***969 |  | 20 kV | _ | LV | 100 kVA :Pole Substation | 0.1 | --> | 0.1 | 0 | 0 | Constrained, otherwise capacity available =68 kVA | --> | 0.095 | 0 | 0 | 0 | 0 | Constrained, otherwise capacity available =90 kW | --> | C11 ex DRUMQUIN | Drumquin [T42] | ENNIS |  | 52.7823 | -9.2151
068606 | MV/LV Substation CL***606 |  | 10 kV | _ | LV | 630 kVA :Kiosk Substation | 0.63 | --> | 0.63 | 0.5 | 11.14 |  | --> | 0.598 | 0 | 0.013 | 0.5 | 0 |  | --> | C14 ex CABRA | Cabra [T101,T102] | FINGLAS |  | 53.3704 | -6.2816
073035X | MV/LV Substation BO***035X |  | 20 kV | _ | LV | 50 kVA :Pole Substation | 0.05 | --> | 0.05 | 0 | 0 | Constrained, otherwise capacity available =32 kVA | --> | 0.048 | 0 | 0.005 | 0 | 0 | Constrained, otherwise capacity available =41 kW | --> | C16 ex MOATE | Moate [T41,T42] | ATHLONE |  | 53.491 | -7.6587
068907X | MV/LV Substation PO***907X |  | 10 kV | _ | LV | 1000 kVA :Building Structure | 1 | --> | 1 | 0.493 | 14.34 |  | --> | 0.95 | 0 | 0 | 0.5 | 0 |  | --> | C20 ex NORTH QUAYS | North Quays [T101,T102,T103] | POOLBEG |  | 53.3496 | -6.2284
001191 | MV/LV Substation BR***191 |  | 10 kV | _ | LV | 400 kVA :Kiosk Substation | 0.4 | --> | 0.4 | 0.223 | 1.55 |  | --> | 0.38 | 0 | 0.024 | 0.337 | 0 |  | --> | C16 ex MONKSTOWN | Monkstown [T41,T42] | BLACKROCK |  | 53.2948 | -6.1573
154338 | MV/LV Substation CO***338 |  | 10 kV | _ | LV | 50 kVA :Pole Substation | 0.05 | --> | 0.05 | 0 | 0 | Constrained, otherwise capacity available =30 kVA | --> | 0.048 | 0 | 0 | 0 | 0 | Constrained, otherwise capacity available =45 kW | --> | C24 ex BALLYCOOLIN | Ballycoolin [T41,T42,T43] | FINGLAS |  | 53.4011 | -6.3936
130226X | MV/LV Substation HI***226X |  | 20 kV | _ | LV | 200 kVA :Kiosk Substation | 0.2 | --> | 0.2 | 0 | 0 | Constrained, otherwise capacity available =176 kVA | --> | 0.19 | 0 | 0 | 0 | 0 | Constrained, otherwise capacity available =187 kW | --> | E12 ex FINEA | Finea [T421,T422] | SHANKILL |  | 53.7673 | -7.4902
015765X | MV/LV Substation ES***765X |  | 10 kV | _ | LV | 400 kVA :Kiosk Substation | 0.4 | --> | 0.4 | 0 | 0 | Constrained, otherwise capacity available =90 kVA | --> | 0.38 | 0 | 0.025 | 0 | 0 | Constrained, otherwise capacity available =317 kW | --> | C19 ex JOHNSTOWN | Johnstown [T41,T42] | KILTEEL |  | 53.229 | -6.6345
111248Z | MV/LV Substation MU***248Z |  | 20 kV | _ | LV | 50 kVA :Pole Substation | 0.05 | --> | 0.05 | 0 | 0 | Constrained, otherwise capacity available =43 kVA | --> | 0.048 | 0 | 0 | 0 | 0 | Constrained, otherwise capacity available =46 kW | --> | C11 ex BANTRY | Bantry [T41,T42] | BALLYLICKY |  | 51.6507 | -9.5602
082144 | MV/LV Substation KI***144 |  | 20 kV | _ | LV | 50 kVA :Pole Substation | 0.05 | --> | 0.05 | 0 | 0 | Constrained, otherwise capacity available =45 kVA | --> | 0.048 | 0 | 0 | 0 | 0 | Constrained, otherwise capacity available =47 kW | --> | E16 ex ACADEMY STREET | Academy Street [T421,T422,T44] | NAVAN |  | 53.5652 | -6.6474
365400 | MV/LV Substation KI***400 |  | 10 kV | _ | LV | 100 kVA :Pole Substation | 0.1 | --> | 0.1 | 0 | 0 | Constrained, otherwise capacity available =70 kVA | --> | 0.095 | 0 | 0 | 0.091 | 0 |  | --> | C12 ex WHITESTOWN | Whitestown [T41,T42] | COOKSTOWN |  | 53.2745 | -6.4031
0674165 | MV/LV Substation CH***4165 |  | 10 kV | _ | LV | 400 kVA :Kiosk Substation | 0.4 | --> | 0.4 | 0 | 0 | Constrained, otherwise capacity available =351 kVA | --> | 0.38 | 0 | 0.237 | 0.198 | 0 |  | --> | C20 ex GARRYOWEN | Garryowen [T41,T42] | LIMERICK |  | 52.6467 | -8.6095
067109Y | MV/LV Substation ME***109Y |  | 10 kV | _ | LV | 200 kVA :Kiosk Substation | 0.2 | --> | 0.2 | 0 | 0 | Constrained, otherwise capacity available =141 kVA | --> | 0.19 | 0 | 0 | 0 | 0 | Constrained, otherwise capacity available =182 kW | --> | C13 ex CAHERDAVIN | Caherdavin [T41,T42] | ARDNACRUSHA |  | 52.6721 | -8.6592
041252Y | MV/LV Substation CO***252Y |  | 20 kV | _ | LV | 50 kVA :Pole Substation | 0.05 | --> | 0.05 | 0 | 0 | Constrained, otherwise capacity available =46 kVA | --> | 0.048 | 0 | 0 | 0 | 0 | Constrained, otherwise capacity available =47 kW | --> | E18 ex DALTON | Dalton [T421,T422] | DALTON |  | 53.6413 | -8.8784
0674204 | MV/LV Substation GI***4204 |  | 10 kV | _ | LV | 400 kVA :Kiosk Substation | 0.4 | --> | 0.4 | 0 | 0 | Constrained, otherwise capacity available =400 kVA | --> | 0.38 | 0 | 0 | 0 | 0 | Constrained, otherwise capacity available =380 kW | --> | C17 ex GILLOGUE | Gillogue [T41,T42] | ARDNACRUSHA |  | 52.6866 | -8.5836
081572Z | MV/LV Substation PA***572Z |  | 10 kV | _ | LV | 400 kVA :Kiosk Substation | 0.4 | --> | 0.4 | 0 | 0 | Constrained, otherwise capacity available =371 kVA | --> | 0.38 | 0 | 0.019 | 0.362 | 0 |  | --> | C29 ex GRANGE CASTLE | Grange Castle [T101,T102] | INCHICORE 220KV |  | 53.296 | -6.494
029992 | MV/LV Substation KO***992 |  | 20 kV | _ | LV | 100 kVA :Building Structure | 0.1 | --> | 0.1 | 0.045 | 2.31 |  | --> | 0.095 | 0 | 0 | 0.087 | 0 |  | --> | E13 ex AGHADA | Aghada [T721] | N/A |  | 51.8186 | -8.2557
073002 | MV/LV Substation MA***002 |  | 20 kV | _ | LV | 200 kVA :Pole Substation | 0.2 | --> | 0.2 | 0 | 0 | Constrained, otherwise capacity available =69 kVA | --> | 0.19 | 0 | 0.015 | 0 | 0 | Constrained, otherwise capacity available =160 kW | --> | C15 ex MOATE | Moate [T41,T42] | ATHLONE |  | 53.3945 | -7.7156
012800X | MV/LV Substation ST***800X |  | 10 kV | _ | LV | 630 kVA :Kiosk Substation | 0.63 | --> | 0.63 | 0 | 0 | Constrained, otherwise capacity available =603 kVA | --> | 0.598 | 0 | 0.004 | 0 | 0 | Constrained, otherwise capacity available =592 kW | --> | C22 ex POLLERTON | Pollerton [T41,T42] | CARLOW |  | 52.8367 | -6.9215
034555X | MV/LV Substation PO***555X |  | 10 kV | _ | LV | 50 kVA :Pole Substation | 0.05 | --> | 0.05 | 0.025 | 0.95 |  | --> | 0.048 | 0 | 0.01 | 0 | 0 | Constrained, otherwise capacity available =37 kW | --> | C18 ex SPA ROAD | Spa Road [T41,T42] | DOON |  | 52.3613 | -7.5759
118406X | MV/LV Substation MA***406X |  | 20 kV | _ | LV | 200 kVA :Pole Substation | 0.2 | --> | 0.2 | 0 | 0 | Constrained, otherwise capacity available =118 kVA | --> | 0.19 | 0 | 0.011 | 0 | 0 | Constrained, otherwise capacity available =170 kW | --> | E18 ex CREAGH | Creagh [T421,T422] | ATHLONE |  | 53.3991 | -8.3354
067158Y | MV/LV Substation BE***158Y |  | 10 kV | _ | LV | 400 kVA :Kiosk Substation | 0.4 | --> | 0.4 | 0 | 0 | Constrained, otherwise capacity available =245 kVA | --> | 0.38 | 0 | 0.185 | 0 | 0 | Constrained, otherwise capacity available =221 kW | --> | C21 ex CASTLETROY | Castletroy [T41,T42] | ARDNACRUSHA |  | 52.6592 | -8.5465
005255 | MV/LV Substation CL***255 |  | 10 kV | _ | LV | 200 kVA :Pole Substation | 0.2 | --> | 0.2 | 0 | 0 | Constrained, otherwise capacity available =163 kVA | --> | 0.19 | 0 | 0.004 | 0 | 0 | Constrained, otherwise capacity available =182 kW | --> | C11 ex GARDEN CITY | Garden City [T41,T42] | ARKLOW |  | 52.6873 | -6.2745
204491 | MV/LV Substation I/***491 |  | 10 kV | _ | LV | 400 kVA :Building Structure | 0.4 | --> | 0.4 | 0.268 | 2.02 |  | --> | 0.38 | 0 | 0.011 | 0 | 0 | Constrained, otherwise capacity available =354 kW | --> | E15 ex BALLYMACARRY | Ballymacarry [T421] | TRILLICK |  | 55.1245 | -7.4566
022527 | MV/LV Substation CA***527 |  | 10 kV | _ | LV | 100 kVA :Pole Substation | 0.1 | --> | 0.1 | 0.067 | 2.24 |  | --> | 0.095 | 0 | 0 | 0 | 0 | Constrained, otherwise capacity available =90 kW | --> | C13 ex CASTLETOWNROCHE | Castletownroche [T41] | MALLOW |  | 52.1702 | -8.47
006129 | MV/LV Substation BA***129 |  | 10 kV | _ | LV | 50 kVA :Pole Substation | 0.05 | --> | 0.05 | 0.047 | 4.38 |  | --> | 0.048 | 0 | 0 | 0.047 | 0 |  | --> | E14 ex CRANE | Crane [T122] | CRANE |  | 52.5426 | -6.609
006038 | MV/LV Substation OU***038 |  | 20 kV | _ | LV | 50 kVA :Pole Substation | 0.05 | --> | 0.05 | 0.024 | 4.38 |  | --> | 0.048 | 0 | 0 | 0.044 | 0 |  | --> | E18 ex CRANE | Crane [T122] | CRANE |  | 52.5058 | -6.391
0584360 | MV/LV Substation MA***4360 |  | 10 kV | _ | LV | 630 kVA :Kiosk Substation | 0.63 | --> | 0.63 | 0.5 | 3 |  | --> | 0.598 | 0 | 0 | 0 | 0 | Constrained, otherwise capacity available =592 kW | --> | C21 ex NENAGH | Nenagh [T41,T42] | NENAGH |  | 52.863 | -8.2249
293735Z | MV/LV Substation CO***735Z |  | 20 kV | _ | LV | 400 kVA :Kiosk Substation | 0.4 | --> | 0.4 | 0.376 | 0.43 |  | --> | 0.38 | 0 | 0 | 0 | 0 | Constrained, otherwise capacity available =377 kW | --> | E19 ex TULLOW | Tullow [T421,T422] | CARLOW |  | 52.8064 | -6.7131
0204011 | MV/LV Substation KC***4011 |  | 10 kV | _ | LV | 200 kVA :Pole Substation | 0.2 | --> | 0.2 | 0 | 0 | Constrained, otherwise capacity available =200 kVA | --> | 0.19 | 0 | 0 | 0 | 0 | Constrained, otherwise capacity available =190 kW | --> | C18 ex COOLCORCORAN | Coolcorcoran [T41,T42] | KNOCKEARAGH |  | 52.0392 | -9.711
365908X | MV/LV Substation TH***908X |  | 10 kV | _ | LV | 200 kVA :Kiosk Substation | 0.2 | --> | 0.2 | 0 | 0 | Constrained, otherwise capacity available =197 kVA | --> | 0.19 | 0 | 0 | 0.19 | 0 |  | --> | C16 ex OLDBAWN | Oldbawn [T41,T42] | COOKSTOWN |  | 53.2853 | -6.3643
055043 | MV/LV Substation DU***043 |  | 10 kV | _ | LV | 200 kVA :Pole Substation | 0.2 | --> | 0.2 | 0 | 0 | Constrained, otherwise capacity available =160 kVA | --> | 0.19 | 0 | 0.003 | 0 | 0 | Constrained, otherwise capacity available =182 kW | --> | C12 ex ROSCREA | Roscrea [T41,T42] | IKERRIN |  | 52.957 | -7.7906
117387Y | MV/LV Substation CA***387Y |  | 20 kV | _ | LV | 400 kVA :Kiosk Substation | 0.4 | --> | 0.4 | 0 | 0 | Constrained, otherwise capacity available =352 kVA | --> | 0.38 | 0 | 0 | 0 | 0 | Constrained, otherwise capacity available =373 kW | --> | E22 ex COLLOONEY | Collooney [T421,T422] | SLIGO |  | 54.1977 | -8.4381
099263X | MV/LV Substation KE***263X |  | 10 kV | _ | LV | 200 kVA :Pole Substation | 0.2 | --> | 0.2 | 0 | 0 | Constrained, otherwise capacity available =179 kVA | --> | 0.19 | 0 | 0 | 0 | 0 | Constrained, otherwise capacity available =187 kW | --> | C12 ex CULLION | Cullion [T41,T42] | LETTERKENNY |  | 54.9455 | -7.746
417230X | MV/LV Substation AG***230X |  | 20 kV | _ | LV | 50 kVA :Pole Substation | 0.05 | --> | 0.05 | 0.05 | 8.5 |  | --> | 0.048 | 0 | 0 | 0 | 0 | Constrained, otherwise capacity available =48 kW | --> | E14 ex ARIGNA | Arigna [T121] | ARIGNA |  | 54.0566 | -8.0706
082595 | MV/LV Substation BE***595 |  | 20 kV | _ | LV | 50 kVA :Pole Substation | 0.05 | --> | 0.05 | 0 | 0 | Constrained, otherwise capacity available =38 kVA | --> | 0.048 | 0 | 0.005 | 0 | 0 | Constrained, otherwise capacity available =42 kW | --> | E17 ex ACADEMY STREET | Academy Street [T421,T422,T44] | NAVAN |  | 53.5806 | -6.7036
281459X | MV/LV Substation RE***459X |  | 20 kV | _ | LV | 200 kVA :Pole Substation | 0.2 | --> | 0.2 | 0 | 0 | Constrained, otherwise capacity available =178 kVA | --> | 0.19 | 0 | 0.003 | 0 | 0 | Constrained, otherwise capacity available =185 kW | --> | C15 ex KILMONEY | Kilmoney [T41,T42] | TRABEG |  | 51.8182 | -8.5508
139007 | MV/LV Substation TH***007 |  | 10 kV | _ | LV | 200 kVA :Pole Substation | 0.2 | --> | 0.2 | 0 | 0 |  | --> | 0.19 | 0 | 0.008 | 0 | 0 | Constrained, otherwise capacity available =155 kW | --> | C17 ex VIRGINIA | Virginia [T41,T42] | MEATH HILL |  | 53.8344 | -7.0788
068740X | MV/LV Substation HA***740X |  | 10 kV | _ | LV | 630 kVA :Building Structure | 0.63 | --> | 0.63 | 0 | 0 | Constrained, otherwise capacity available =503 kVA | --> | 0.598 | 0 | 0.005 | 0.5 | 0 |  | --> | C14 ex WHITEHALL | Whitehall [T41] | FINGLAS |  | 53.3759 | -6.245
014419 | MV/LV Substation HI***419 |  | 10 kV | _ | LV | 50 kVA :Pole Substation | 0.05 | --> | 0.05 | 0 | 0 | Constrained, otherwise capacity available =44 kVA | --> | 0.048 | 0 | 0 | 0 | 0 | Constrained, otherwise capacity available =47 kW | --> | C14 ex ATHGARVAN | Athgarvan [T41,T44] | NEWBRIDGE |  | 53.1628 | -6.7521
164507X | MV/LV Substation CO***507X |  | 10 kV | _ | LV | 100 kVA :Pole Substation | 0.1 | --> | 0.1 | 0 | 0 | Constrained, otherwise capacity available =100 kVA | --> | 0.095 | 0 | 0 | 0 | 0 | Constrained, otherwise capacity available =95 kW | --> | C12 ex SKIBBEREEN | Skibbereen [T41,T42] | DUNMANWAY |  | 51.5441 | -9.2719
069544 | MV/LV Substation HA***544 |  | 10 kV | _ | LV | 630 kVA :Building Structure | 0.63 | --> | 0.63 | 0.499 | 9.28 |  | --> | 0.598 | 0 | 0 | 0.5 | 0 |  | --> | C14 ex PEMBROKE | Pembroke [T41,T42,T43,T44] | RINGSEND |  | 53.3359 | -6.2343
026357 | MV/LV Substation PA***357 |  | 10 kV | _ | LV | 100 kVA :Pole Substation | 0.1 | --> | 0.1 | 0.097 | 8.66 |  | --> | 0.095 | 0 | 0 | 0 | 0 | Constrained, otherwise capacity available =95 kW | --> | C18 ex BANDON | Bandon [T101,T42] | BANDON |  | 51.7885 | -8.6794
365035Y | MV/LV Substation CO***035Y |  | 10 kV | _ | LV | 100 kVA :Pole Substation | 0.1 | --> | 0.1 | 0 | 0 | Constrained, otherwise capacity available =78 kVA | --> | 0.095 | 0 | 0.011 | 0 | 0 | Constrained, otherwise capacity available =84 kW | --> | C18 ex CELBRIDGE | Celbridge [T41,T42] | GRIFFINRATH |  | 53.3063 | -6.4979
355014 | MV/LV Substation IN***014 |  | 10 kV | _ | LV | 400 kVA :Kiosk Substation | 0.4 | --> | 0.4 | 0.06 | 0.06 | Constrained, otherwise capacity available =281 kVA | --> | 0.38 | 0 | 0.063 | 0 | 0 | Constrained, otherwise capacity available =317 kW | --> | C17 ex TUBBERCURRY | Tubbercurry [T41,T42] | TONROE |  | 54.0512 | -8.7383
042878 | MV/LV Substation PI***878 |  | 20 kV | _ | LV | 100 kVA :Pole Substation | 0.1 | --> | 0.1 | 0 | 0 | Constrained, otherwise capacity available =52 kVA | --> | 0.095 | 0 | 0 | 0 | 0 | Constrained, otherwise capacity available =88 kW | --> | C21 ex KNOCKAPHUNTA | Knockaphunta [T41,T42] | CASTLEBAR |  | 53.8065 | -9.2786
001040X | MV/LV Substation PA***040X |  | 10 kV | _ | LV | 1000 kVA :Building Structure | 1 | --> | 1 | 0.5 | 4.37 |  | --> | 0.95 | 0 | 0.011 | 0.5 | 0 |  | --> | C19 ex DUN LAOGHAIRE | Dun Laoghaire [T41,T42] | BLACKROCK |  | 53.2934 | -6.1345
099080X | MV/LV Substation SO***080X |  | 10 kV | _ | LV | 200 kVA :Kiosk Substation | 0.2 | --> | 0.2 | 0.108 | 5.45 |  | --> | 0.19 | 0 | 0.009 | 0 | 0 | Constrained, otherwise capacity available =170 kW | --> | C14 ex GORTLEE | Gortlee [T41,T42] | LETTERKENNY |  | 54.9642 | -7.7551
015788Y | MV/LV Substation PL***788Y |  | 10 kV | _ | LV | 50 kVA :Pole Substation | 0.05 | --> | 0.05 | 0.048 | 12.6 |  | --> | 0.048 | 0 | 0 | 0.047 | 0 |  | --> | C22 ex MONREAD | Monread [T101,T102] | MONREAD |  | 53.2177 | -6.6783
062291X | MV/LV Substation FA***291X |  | 10 kV | _ | LV | 100 kVA :Pole Substation | 0.1 | --> | 0.1 | 0.099 | 1.03 |  | --> | 0.095 | 0 | 0 | 0 | 0 | Constrained, otherwise capacity available =95 kW | --> | C18 ex LITTLE MILLS | Little Mills [T41] | DUNDALK |  | 53.932 | -6.4217
118043 | MV/LV Substation ST***043 |  | 10 kV | _ | LV | 200 kVA :Pole Substation | 0.2 | --> | 0.2 | 0.13 | 2 |  | --> | 0.19 | 0 | 0.061 | 0 | 0 | Constrained, otherwise capacity available =135 kW | --> | C17 ex BALLINASLOE | Ballinasloe [T41,T42] | SOMERSET |  | 53.3265 | -8.2394
160977 | MV/LV Substation AC***977 |  | 10 kV | _ | LV | 200 kVA :Pole Substation | 0.2 | --> | 0.2 | 0 | 0 | Constrained, otherwise capacity available =125 kVA | --> | 0.19 | 0 | 0.025 | 0 | 0 | Constrained, otherwise capacity available =161 kW | --> | C15 ex MOUNTMELLICK | Mountmellick [T41,T42] | PORTLAOISE |  | 53.1105 | -7.3151
149864 | MV/LV Substation WA***864 |  | 10 kV | _ | LV | 200 kVA :Pole Substation | 0.2 | --> | 0.2 | 0 | 0 | Constrained, otherwise capacity available =119 kVA | --> | 0.19 | 0 | 0 | 0 | 0 | Constrained, otherwise capacity available =179 kW | --> | C14 ex DONEGAL | Donegal [T41,T42] | CATHALEENS FALL |  | 54.662 | -8.0931
010039 | MV/LV Substation FA***039 |  | 10 kV | _ | LV | 400 kVA :Kiosk Substation | 0.4 | --> | 0.4 | 0 | 0 | Constrained, otherwise capacity available =258 kVA | --> | 0.38 | 0 | 0.031 | 0 | 0 | Constrained, otherwise capacity available =337 kW | --> | C17 ex GRAIGUENAMANAGH | Graiguenamanagh [T41,T42] | KILKENNY |  | 52.5427 | -6.9566
065466X | MV/LV Substation KI***466X |  | 20 kV | _ | LV | 50 kVA :Pole Substation | 0.05 | --> | 0.05 | 0 | 0 | Constrained, otherwise capacity available =41 kVA | --> | 0.048 | 0 | 0 | 0 | 0 | Constrained, otherwise capacity available =46 kW | --> | E15 ex BATTER LANE TEMPORARY | Batter Lane Temporary 38kv [T421] | GLASMORE |  | 53.5258 | -6.1418
365644X | MV/LV Substation BR***644X |  | 10 kV | _ | LV | 400 kVA :Kiosk Substation | 0.4 | --> | 0.4 | 0 | 0 | Constrained, otherwise capacity available =309 kVA | --> | 0.38 | 0 | 0 | 0.368 | 0 |  | --> | C15 ex TYMON | Tymon [T41,T42] | COOKSTOWN |  | 53.2906 | -6.3345
365892 | MV/LV Substation WH***892 |  | 10 kV | _ | LV | 200 kVA :Kiosk Substation | 0.2 | --> | 0.2 | 0.145 | 13.91 |  | --> | 0.19 | 0 | 0.008 | 0.176 | 0 |  | --> | C23 ex COOKSTOWN | Cookstown [T101,T102] | CARRICKMINES |  | 53.2847 | -6.3914
365154X | MV/LV Substation AU***154X |  | 10 kV | _ | LV | 200 kVA :Building Structure | 0.2 | --> | 0.2 | 0 | 0 | Constrained, otherwise capacity available =184 kVA | --> | 0.19 | 0 | 0 | 0.188 | 0 |  | --> | C20 ex INCHICORE NORTH | Inchicore North [T41] | INCHICORE 220KV |  | 53.3259 | -6.3511
368061X | MV/LV Substation AG***061X |  | 20 kV | _ | LV | 200 kVA :Pole Substation | 0.2 | --> | 0.2 | 0 | 0 | Constrained, otherwise capacity available =164 kVA | --> | 0.19 | 0 | 0.005 | 0 | 0 | Constrained, otherwise capacity available =181 kW | --> | C12 ex BALLYHAUNIS | Ballyhaunis [T41,T42] | DALTON |  | 53.827 | -8.8193
021630X | MV/LV Substation LA***630X |  | 10 kV | _ | LV | 400 kVA :Kiosk Substation | 0.4 | --> | 0.4 | 0 | 0 | Constrained, otherwise capacity available =339 kVA | --> | 0.38 | 0 | 0.007 | 0.366 | 0 |  | --> | C25 ex KILBARRY | Kilbarry [T101,T43] | KILBARRY |  | 51.9014 | -8.5084
365771X | MV/LV Substation VI***771X |  | 10 kV | _ | LV | 630 kVA :Building Structure | 0.63 | --> | 0.63 | 0 | 0 | Constrained, otherwise capacity available =563 kVA | --> | 0.598 | 0 | 0 | 0.5 | 0 |  | --> | C11 ex FORTUNESTOWN | Fortunestown [T101,T102] | INCHICORE 220KV |  | 53.2899 | -6.4242
033359Y | MV/LV Substation GR***359Y |  | 10 kV | _ | LV | 200 kVA :Kiosk Substation | 0.2 | --> | 0.2 | 0 | 0 | Constrained, otherwise capacity available =132 kVA | --> | 0.19 | 0 | 0.013 | 0.059 | 0 | Constrained, otherwise capacity available =171 kW | --> | C16 ex CREGG ROAD | Cregg Road [T41,T42] | BALLYDINE |  | 52.352 | -7.3979
042566X | MV/LV Substation MA***566X |  | 10 kV | _ | LV | 200 kVA :Kiosk Substation | 0.2 | --> | 0.2 | 0 | 0 | Constrained, otherwise capacity available =142 kVA | --> | 0.19 | 0 | 0.005 | 0 | 0 | Constrained, otherwise capacity available =178 kW | --> | C19 ex KNOCKAPHUNTA | Knockaphunta [T41,T42] | CASTLEBAR |  | 53.8407 | -9.3257
067214X | MV/LV Substation AR***214X |  | 10 kV | _ | LV | 50 kVA :Pole Substation | 0.05 | --> | 0.05 | 0 | 0 | Constrained, otherwise capacity available =50 kVA | --> | 0.048 | 0 | 0 | 0 | 0 | Constrained, otherwise capacity available =48 kW | --> | C17 ex GILLOGUE | Gillogue [T41,T42] | ARDNACRUSHA |  | 52.7063 | -8.6134
204907 | MV/LV Substation ST***907 |  | 20 kV | _ | LV | 200 kVA :Pole Substation | 0.2 | --> | 0.2 | 0 | 0 | Constrained, otherwise capacity available =141 kVA | --> | 0.19 | 0 | 0.021 | 0 | 0 | Constrained, otherwise capacity available =166 kW | --> | E15 ex BUNCRANA | Buncrana [T421,T422] | TRILLICK |  | 55.1263 | -7.4465
003160 | MV/LV Substation RO***160 |  | 10 kV | _ | LV | 100 kVA :Pole Substation | 0.1 | --> | 0.1 | 0.077 | 11.58 |  | --> | 0.095 | 0 | 0 | 0 | 0 | Constrained, otherwise capacity available =92 kW | --> | C19 ex BALLYBEG | Ballybeg [T101,T102] | CARRICKMINES |  | 53.0068 | -6.1017
052039 | MV/LV Substation DO***039 |  | 20 kV | _ | LV | 200 kVA :Pole Substation | 0.2 | --> | 0.2 | 0 | 0 | Constrained, otherwise capacity available =169 kVA | --> | 0.19 | 0 | 0 | 0 | 0 | Constrained, otherwise capacity available =186 kW | --> | E14 ex BALLINDERRY | Ballinderry [T41,T422] | MULLINGAR |  | 53.3911 | -7.2575
068085X | MV/LV Substation FR***085X |  | 10 kV | _ | LV | 400 kVA :Building Structure | 0.4 | --> | 0.4 | 0.33 | 14.34 |  | --> | 0.38 | 0 | 0 | 0.37 | 0 |  | --> | C25 ex NORTH QUAYS | North Quays [T101,T102,T103] | POOLBEG |  | 53.3468 | -6.2269
254334 | MV/LV Substation BO***334 |  | 10 kV | _ | LV | 50 kVA :Pole Substation | 0.05 | --> | 0.05 | 0 | 0 | Constrained, otherwise capacity available =48 kVA | --> | 0.048 | 0 | 0 | 0 | 0 | Constrained, otherwise capacity available =47 kW | --> | C14 ex HEADFORD | Headford [T41,T42] | CLOON |  | 53.529 | -9.0164
058451 | MV/LV Substation SO***451 |  | 10 kV | _ | LV | 50 kVA :Pole Substation | 0.05 | --> | 0.05 | 0.047 | 3 |  | --> | 0.048 | 0 | 0.006 | 0 | 0 | Constrained, otherwise capacity available =43 kW | --> | C21 ex NENAGH | Nenagh [T41,T42] | NENAGH |  | 52.8631 | -8.2309
122023X | MV/LV Substation BR***023X |  | 10 kV | _ | LV | 200 kVA :Kiosk Substation | 0.2 | --> | 0.2 | 0.175 | 4.18 |  | --> | 0.19 | 0 | 0.004 | 0 | 0 | Constrained, otherwise capacity available =184 kW | --> | C19 ex KINGSCOURT | Kingscourt [T41,T42] | MEATH HILL |  | 53.8208 | -6.748
0544520 | MV/LV Substation CO***4520 |  | 10 kV | _ | LV | 400 kVA :Kiosk Substation | 0.4 | --> | 0.4 | 0 | 0 | Constrained, otherwise capacity available =400 kVA | --> | 0.38 | 0 | 0 | 0 | 0 | Constrained, otherwise capacity available =380 kW | --> | C23 ex PORTLAOISE | Portlaoise [T41,T42] | PORTLAOISE |  | 53.0346 | -7.2961
006283Y | MV/LV Substation BE***283Y |  | 10 kV | _ | LV | 200 kVA :Kiosk Substation | 0.2 | --> | 0.2 | 0.143 | 3.12 |  | --> | 0.19 | 0 | 0.023 | 0 | 0 | Constrained, otherwise capacity available =165 kW | --> | C14 ex BELLFIELD | Bellfield [T41,T42] | CRANE |  | 52.5089 | -6.5823
156120Z | MV/LV Substation CO***120Z |  | 10 kV | _ | LV | 50 kVA :Pole Substation | 0.05 | --> | 0.05 | 0 | 0 | Constrained, otherwise capacity available =50 kVA | --> | 0.048 | 0 | 0 | 0 | 0 | Constrained, otherwise capacity available =48 kW | --> | C14 ex DRUMBEAR | Drumbear [T41,T42] | LISDRUM |  | 54.2432 | -6.9637
060880 | MV/LV Substation CL***880 |  | 10 kV | _ | LV | 50 kVA :Pole Substation | 0.05 | --> | 0.05 | 0.046 | 2.57 |  | --> | 0.048 | 0 | 0 | 0 | 0 | Constrained, otherwise capacity available =47 kW | --> | C17 ex ERRIGAL | Errigal [T41,T422] | SHANKILL |  | 54.1152 | -7.1639
003923 | MV/LV Substation BA***923 |  | 10 kV | _ | LV | 100 kVA :Pole Substation | 0.1 | --> | 0.1 | 0.091 | 11.58 |  | --> | 0.095 | 0 | 0.004 | 0 | 0 | Constrained, otherwise capacity available =91 kW | --> | C18 ex BALLYBEG | Ballybeg [T101,T102] | CARRICKMINES |  | 52.9553 | -6.175
084787 | MV/LV Substation ST***787 |  | 10 kV | _ | LV | 200 kVA :Pole Substation | 0.2 | --> | 0.2 | 0 | 0 | Constrained, otherwise capacity available =124 kVA | --> | 0.19 | 0 | 0 | 0 | 0 | Constrained, otherwise capacity available =179 kW | --> | C18 ex KILCOLGAN | Kilcolgan [T42,T421] | GALWAY 110KV |  | 53.2182 | -8.8722
017096Z | MV/LV Substation DA***096Z |  | 10 kV | _ | LV | 400 kVA :Kiosk Substation | 0.4 | --> | 0.4 | 0.305 | 4.23 |  | --> | 0.38 | 0 | 0.032 | 0 | 0 | Constrained, otherwise capacity available =343 kW | --> | C13 ex CHURCHTOWN | Churchtown [T41] | RATHKEALE |  | 52.4552 | -9.0449
136803 | MV/LV Substation LO***803 |  | 20 kV | _ | LV | 50 kVA :Pole Substation | 0.05 | --> | 0.05 | 0 | 0 | Constrained, otherwise capacity available =20 kVA | --> | 0.048 | 0 | 0 | 0 | 0 | Constrained, otherwise capacity available =43 kW | --> | C20 ex ROSCOMMON | Roscommon [T41,T42] | LANESBORO |  | 53.7155 | -8.1875
365129Y | MV/LV Substation GR***129Y |  | 20 kV | _ | LV | 400 kVA :Building Structure | 0.4 | --> | 0.4 | 0 | 0 | Constrained, otherwise capacity available =289 kVA | --> | 0.38 | 0 | 0.015 | 0 | 0 | Constrained, otherwise capacity available =353 kW | --> | E58 ex GRANGE CASTLE |  |  |  | 53.2945 | -6.4776
368387X | MV/LV Substation WE***387X |  | 20 kV | _ | LV | 200 kVA :Kiosk Substation | 0.2 | --> | 0.2 | 0 | 0 | Constrained, otherwise capacity available =169 kVA | --> | 0.19 | 0 | 0 | 0 | 0 | Constrained, otherwise capacity available =186 kW | --> | C15 ex BALLYHAUNIS | Ballyhaunis [T41,T42] | DALTON |  | 53.6907 | -8.7551
039628X | MV/LV Substation OC***628X |  | 10 kV | _ | LV | 200 kVA :Kiosk Substation | 0.2 | --> | 0.2 | 0 | 0 | Constrained, otherwise capacity available =167 kVA | --> | 0.19 | 0 | 0.011 | 0 | 0 | Constrained, otherwise capacity available =177 kW | --> | C18 ex ORANMORE | Oranmore [T41,T44] | GALWAY 110KV |  | 53.2734 | -8.9329
039309 | MV/LV Substation P ***309 |  | 10 kV | _ | LV | 200 kVA :Building Structure | 0.2 | --> | 0.2 | 0 | 0 | Constrained, otherwise capacity available =156 kVA | --> | 0.19 | 0 | 0 | 0.184 | 0 |  | --> | C25 ex GALWAY 110KV | Galway 110kv [T102,T103] | GALWAY 110KV |  | 53.2888 | -9.0196
037153 | MV/LV Substation RY***153 |  | 20 kV | _ | LV | 100 kVA :Pole Substation | 0.1 | --> | 0.1 | 0 | 0 | Constrained, otherwise capacity available =99 kVA | --> | 0.095 | 0 | 0 | 0 | 0 | Constrained, otherwise capacity available =95 kW | --> | C11 ex ENNIS NORTH | Ennis North [T41,T42] | ENNIS |  | 52.9071 | -9.0364
0634084 | MV/LV Substation CA***4084 |  | 10 kV | _ | LV | 50 kVA :Pole Substation | 0.05 | --> | 0.05 | 0 | 0 | Constrained, otherwise capacity available =36 kVA | --> | 0.048 | 0 | 0 | 0 | 0 | Constrained, otherwise capacity available =46 kW | --> | C15 ex STICKILLEN | Stickillen [T41,T42] | DRYBRIDGE |  | 53.8021 | -6.6875
082165Z | MV/LV Substation PA***165Z |  | 10 kV | _ | LV | 630 kVA :Kiosk Substation | 0.63 | --> | 0.63 | 0 | 0 | Constrained, otherwise capacity available =625 kVA | --> | 0.598 | 0 | 0 | 0 | 0 | Constrained, otherwise capacity available =598 kW | --> | C28 ex ACADEMY STREET | Academy Street [T421,T422,T44] | NAVAN |  | 53.6499 | -6.6956
006094 | MV/LV Substation GL***094 |  | 20 kV | _ | LV | 50 kVA :Pole Substation | 0.05 | --> | 0.05 | 0 | 0 | Constrained, otherwise capacity available =46 kVA | --> | 0.048 | 0 | 0 | 0 | 0 | Constrained, otherwise capacity available =47 kW | --> | E16 ex CLONROCHE | Clonroche [T421,T422] | WEXFORD |  | 52.5179 | -6.7245
036049 | MV/LV Substation MA***049 |  | 10 kV | _ | LV | 400 kVA :Kiosk Substation | 0.4 | --> | 0.4 | 0 | 0 | Constrained, otherwise capacity available =274 kVA | --> | 0.38 | 0 | 0.005 | 0 | 0 | Constrained, otherwise capacity available =359 kW | --> | E17 ex GARRANACANTY | Garranacanty [T421,T422] | TIPPERARY |  | 52.4743 | -8.1603
252663 | MV/LV Substation TE***663 |  | 10 kV | _ | LV | 50 kVA :Pole Substation | 0.05 | --> | 0.05 | 0 | 1.32 |  | --> | 0.048 | 0 | 0.045 | 0.005 | 0 |  | --> | C15 ex CLIFDEN | Clifden [T41,T42] | SCREEB |  | 53.4369 | -10.0749
0844008 | MV/LV Substation KI***4008 |  | 20 kV | _ | LV | 400 kVA :Kiosk Substation | 0.4 | --> | 0.4 | 0 | 0 | Constrained, otherwise capacity available =391 kVA | --> | 0.38 | 0 | 0 | 0 | 0 | Constrained, otherwise capacity available =379 kW | --> | E11 ex KILCOLGAN | Kilcolgan [T42,T421] | GALWAY 110KV |  | 53.2096 | -8.8692
068906X | MV/LV Substation PO***906X |  | 10 kV | _ | LV | 1000 kVA :Building Structure | 1 | --> | 1 | 0.5 | 14.34 |  | --> | 0.95 | 0 | 0 | 0.5 | 0 |  | --> | C20 ex NORTH QUAYS | North Quays [T101,T102,T103] | POOLBEG |  | 53.3495 | -6.2284
136759X | MV/LV Substation RA***759X |  | 10 kV | _ | LV | 50 kVA :Pole Substation | 0.05 | --> | 0.05 | 0.05 | 1.28 |  | --> | 0.048 | 0 | 0 | 0 | 0 | Constrained, otherwise capacity available =47 kW | --> | C21 ex CASTLEREA | Castlerea [T41,T42] | CARRICK ON SHANNON |  | 53.7037 | -8.4004
046126 | MV/LV Substation HE***126 |  | 10 kV | _ | LV | 400 kVA :Kiosk Substation | 0.4 | --> | 0.4 | 0.322 | 5.78 |  | --> | 0.38 | 0 | 0.022 | 0.353 | 0 |  | --> | C11 ex OAKFIELD | Oakfield [T41,T42] | SLIGO |  | 54.2573 | -8.4621
154202Z | MV/LV Substation PL***202Z |  | 10 kV | _ | LV | 630 kVA :Building Structure | 0.63 | --> | 0.63 | 0 | 0 | Constrained, otherwise capacity available =571 kVA | --> | 0.598 | 0 | 0.011 | 0.5 | 0 |  | --> | C17 ex MACETOWN | Macetown [T101,T102] | MACETOWN |  | 53.408 | -6.4019
055267Y | MV/LV Substation SH***267Y |  | 20 kV | _ | LV | 100 kVA :Pole Substation | 0.1 | --> | 0.1 | 0 | 0 | Constrained, otherwise capacity available =78 kVA | --> | 0.095 | 0 | 0 | 0 | 0 | Constrained, otherwise capacity available =92 kW | --> | E22 ex ROSCREA | Roscrea [T41,T42] | IKERRIN |  | 52.9816 | -7.93
293428Z | MV/LV Substation GA***428Z |  | 20 kV | _ | LV | 50 kVA :Pole Substation | 0.05 | --> | 0.05 | 0.048 | 2.83 |  | --> | 0.048 | 0 | 0 | 0 | 0 | Constrained, otherwise capacity available =47 kW | --> | E13 ex BAGENALSTOWN | Bagenalstown [T421,T422] | CARLOW |  | 52.673 | -6.8381
139580 | MV/LV Substation BA***580 |  | 10 kV | _ | LV | 50 kVA :Pole Substation | 0.05 | --> | 0.05 | 0 | 0 | Constrained, otherwise capacity available =36 kVA | --> | 0.048 | 0 | 0 | 0 | 0 | Constrained, otherwise capacity available =46 kW | --> | C17 ex VIRGINIA | Virginia [T41,T42] | MEATH HILL |  | 53.8251 | -7.0586
007187Z | MV/LV Substation NO***187Z |  | 10 kV | _ | LV | 630 kVA :Building Structure | 0.63 | --> | 0.63 | 0.5 | 0.9 |  | --> | 0.598 | 0 | 0 | 0 | 0 | Constrained, otherwise capacity available =596 kW | --> | C15 ex CLONARD | Clonard [T41,T42] | WEXFORD |  | 52.3299 | -6.4808
1094034 | MV/LV Substation MI***4034 |  | 10 kV | _ | LV | 630 kVA :Building Structure | 0.63 | --> | 0.63 | 0.381 | 0.38 | Constrained, otherwise capacity available =598 kVA | --> | 0.598 | 0 | 0 | 0.5 | 0 |  | --> | C20 ex RINEANNA | Rineanna [T41,T42] | DRUMLINE |  | 52.7182 | -8.8753
015160Z | MV/LV Substation AN***160Z |  | 20 kV | _ | LV | 50 kVA :Pole Substation | 0.05 | --> | 0.05 | 0 | 0 | Constrained, otherwise capacity available =49 kVA | --> | 0.048 | 0 | 0 | 0 | 0 | Constrained, otherwise capacity available =47 kW | --> | E17 ex BLESSINGTON | Blessington [T421,T422] | KILTEEL |  | 53.094 | -6.5221
164444X | MV/LV Substation BU***444X |  | 10 kV | _ | LV | 200 kVA :Pole Substation | 0.2 | --> | 0.2 | 0 | 0 | Constrained, otherwise capacity available =200 kVA | --> | 0.19 | 0 | 0 | 0 | 0 | Constrained, otherwise capacity available =190 kW | --> | C11 ex SKIBBEREEN | Skibbereen [T41,T42] | DUNMANWAY |  | 51.5817 | -9.2613
365101 | MV/LV Substation BE***101 |  | 10 kV | _ | LV | 630 kVA :Building Structure | 0.63 | --> | 0.63 | 0 | 0 | Constrained, otherwise capacity available =495 kVA | --> | 0.598 | 0 | 0 | 0.5 | 0 |  | --> | C19 ex FORTUNESTOWN | Fortunestown [T101,T102] | INCHICORE 220KV |  | 53.2775 | -6.4188
136815 | MV/LV Substation DA***815 |  | 10 kV | _ | LV | 200 kVA :Pole Substation | 0.2 | --> | 0.2 | 0 | 0 | Constrained, otherwise capacity available =198 kVA | --> | 0.19 | 0 | 0 | 0 | 0 | Constrained, otherwise capacity available =190 kW | --> | C13 ex ROSCOMMON | Roscommon [T41,T42] | LANESBORO |  | 53.6235 | -8.1856
0494553 | MV/LV Substation LI***4553 |  | 20 kV | _ | LV | 50 kVA :Pole Substation | 0.05 | --> | 0.05 | 0.044 | 2.55 |  | --> | 0.048 | 0 | 0 | 0 | 0 | Constrained, otherwise capacity available =47 kW | --> | E17 ex EDGEWORTHSTOWN | Edgeworthstown [T421,T422] | RICHMOND |  | 53.6431 | -7.6603
035862X | MV/LV Substation GL***862X |  | 20 kV | _ | LV | 50 kVA :Pole Substation | 0.05 | --> | 0.05 | 0.028 | 0.49 |  | --> | 0.048 | 0 | 0.005 | 0 | 0 | Constrained, otherwise capacity available =41 kW | --> | E15 ex ARDFINNAN | Ardfinnan [T421] | CAHIR |  | 52.271 | -7.8109
138777 | MV/LV Substation GR***777 |  | 10 kV | _ | LV | 50 kVA :Pole Substation | 0.05 | --> | 0.05 | 0.05 | 2.18 |  | --> | 0.048 | 0 | 0 | 0 | 0 | Constrained, otherwise capacity available =48 kW | --> | C19 ex BAILIEBORO | Bailieboro [T41,T42] | MEATH HILL |  | 53.8686 | -6.9997
281134 | MV/LV Substation WI***134 |  | 10 kV | _ | LV | 400 kVA :Kiosk Substation | 0.4 | --> | 0.4 | 0.232 | 5.49 |  | --> | 0.38 | 0 | 0 | 0.356 | 0 |  | --> | C11 ex TRABEG | Trabeg [T101,T102] | TRABEG |  | 51.8911 | -8.4682
249408X | MV/LV Substation LO***408X |  | 10 kV | _ | LV | 50 kVA :Pole Substation | 0.05 | --> | 0.05 | 0 | 0 | Constrained, otherwise capacity available =39 kVA | --> | 0.048 | 0 | 0 | 0 | 0 | Constrained, otherwise capacity available =46 kW | --> | C22 ex LISMORE | Lismore [T41,T42] | DUNGARVAN |  | 52.183 | -7.9866
154370 | MV/LV Substation HU***370 |  | 10 kV | _ | LV | 200 kVA :Kiosk Substation | 0.2 | --> | 0.2 | 0 | 0 | Constrained, otherwise capacity available =110 kVA | --> | 0.19 | 0 | 0.01 | 0.17 | 0 |  | --> | C11 ex MACETOWN | Macetown [T101,T102] | MACETOWN |  | 53.4023 | -6.414
016171Z | MV/LV Substation GR***171Z |  | 20 kV | _ | LV | 630 kVA :Building Structure | 0.63 | --> | 0.63 | 0 | 0 | Constrained, otherwise capacity available =507 kVA | --> | 0.598 | 0 | 0.021 | 0 | 0 | Constrained, otherwise capacity available =566 kW | --> | E58 ex GRANGE CASTLE |  |  |  | 53.2997 | -6.4779
037241Y | MV/LV Substation RO***241Y |  | 10 kV | _ | LV | 50 kVA :Pole Substation | 0.05 | --> | 0.05 | 0 | 0 | Constrained, otherwise capacity available =49 kVA | --> | 0.048 | 0 | 0 | 0 | 0 | Constrained, otherwise capacity available =47 kW | --> | C20 ex CAHIRCALLA | Cahircalla [T41,T42] | ENNIS |  | 52.8262 | -9.0022
007276 | MV/LV Substation ST***276 |  | 20 kV | _ | LV | 100 kVA :Pole Substation | 0.1 | --> | 0.1 | 0.092 | 1.4 |  | --> | 0.095 | 0 | 0.004 | 0 | 0 | Constrained, otherwise capacity available =91 kW | --> | E20 ex KILLINICK | Killinick [T421,T422] | WEXFORD |  | 52.2437 | -6.5123
204452 | MV/LV Substation MU***452 |  | 20 kV | _ | LV | 200 kVA :Pole Substation | 0.2 | --> | 0.2 | 0 | 0 | Constrained, otherwise capacity available =135 kVA | --> | 0.19 | 0 | 0 | 0 | 0 | Constrained, otherwise capacity available =181 kW | --> | E17 ex BUNCRANA | Buncrana [T421,T422] | TRILLICK |  | 55.066 | -7.2704
068146 | MV/LV Substation BR***146 |  | 10 kV | _ | LV | 630 kVA :Building Structure | 0.63 | --> | 0.63 | 0 | 0 | Constrained, otherwise capacity available =264 kVA | --> | 0.598 | 0 | 0.013 | 0.5 | 0 |  | --> | C17 ex PHIBSBORO | Phibsboro [T41,T42] | FINGLAS |  | 53.3603 | -6.271
495377 | MV/LV Substation KE***377 |  | 20 kV | _ | LV | 100 kVA :Pole Substation | 0.1 | --> | 0.1 | 0.082 | 1.5 |  | --> | 0.095 | 0 | 0 | 0.092 | 0 |  | --> | E17 ex ACHILL | Achill [T422] | CARROWBEG |  | 53.9723 | -10.0951
0314161 | MV/LV Substation BA***4161 |  | 10 kV | _ | LV | 50 kVA :Pole Substation | 0.05 | --> | 0.05 | 0 | 0 | Constrained, otherwise capacity available =26 kVA | --> | 0.048 | 0 | 0.031 | 0 | 0 | Constrained, otherwise capacity available =21 kW | --> | C17 ex COLLIGAN | Colligan [T41,T42] | DUNGARVAN |  | 52.1007 | -7.6772
064841X | MV/LV Substation KI***841X |  | 10 kV | _ | LV | 200 kVA :Building Structure | 0.2 | --> | 0.2 | 0 | 0 | Constrained, otherwise capacity available =188 kVA | --> | 0.19 | 0 | 0 | 0 | 0 | Constrained, otherwise capacity available =188 kW | --> | C19 ex DRYBRIDGE | Drybridge [T41,T42] | DRYBRIDGE |  | 53.7256 | -6.3701
059412Y | MV/LV Substation AS***412Y |  | 10 kV | _ | LV | 200 kVA :Kiosk Substation | 0.2 | --> | 0.2 | 0 | 0 | Constrained, otherwise capacity available =200 kVA | --> | 0.19 | 0 | 0 | 0 | 0 | Constrained, otherwise capacity available =190 kW | --> | C16 ex DERRYCRAMPH | Derrycramph [T41,T42] | SHANKILL |  | 53.974 | -7.3572
059712Y | MV/LV Substation RA***712Y |  | 10 kV | _ | LV | 630 kVA :Kiosk Substation | 0.63 | --> | 0.63 | 0 | 0 | Constrained, otherwise capacity available =576 kVA | --> | 0.598 | 0 | 0.005 | 0 | 0 | Constrained, otherwise capacity available =587 kW | --> | C15 ex DERRYCRAMPH | Derrycramph [T41,T42] | SHANKILL |  | 53.9837 | -7.3771
013919Y | MV/LV Substation EN***919Y |  | 10 kV | _ | LV | 200 kVA :Pole Substation | 0.2 | --> | 0.2 | 0.121 | 0.12 | Constrained, otherwise capacity available =178 kVA | --> | 0.19 | 0 | 0 | 0.187 | 0 |  | --> | C19 ex ATHY | Athy [T101,T102] | ATHY |  | 52.9925 | -6.9948
204511 | MV/LV Substation MU***511 |  | 20 kV | _ | LV | 100 kVA :Pole Substation | 0.1 | --> | 0.1 | 0 | 0 | Constrained, otherwise capacity available =96 kVA | --> | 0.095 | 0 | 0 | 0 | 0 | Constrained, otherwise capacity available =94 kW | --> | E15 ex BUNCRANA | Buncrana [T421,T422] | TRILLICK |  | 55.1247 | -7.4336
009212Y | MV/LV Substation GR***212Y |  | 10 kV | _ | LV | 200 kVA :Kiosk Substation | 0.2 | --> | 0.2 | 0.176 | 3.82 |  | --> | 0.19 | 0 | 0.005 | 0 | 0 | Constrained, otherwise capacity available =183 kW | --> | C14 ex WATERFORD | Waterford [T41,T42] | WATERFORD |  | 52.264 | -7.1374
004154 | MV/LV Substation KI***154 |  | 10 kV | _ | LV | 400 kVA :Building Structure | 0.4 | --> | 0.4 | 0.4 | 18.08 |  | --> | 0.38 | 0 | 0 | 0.38 | 0 |  | --> | C20 ex ARKLOW | Arklow [T101,T102] | ARKLOW |  | 52.8128 | -6.1547
037639 | MV/LV Substation RO***639 |  | 10 kV | _ | LV | 400 kVA :Kiosk Substation | 0.4 | --> | 0.4 | 0.357 | 13.05 |  | --> | 0.38 | 0 | 0.005 | 0.37 | 0 |  | --> | C17 ex ENNIS | Ennis [T101,T102] | ENNIS |  | 52.8567 | -8.951
117567Y | MV/LV Substation MO***567Y |  | 10 kV | _ | LV | 50 kVA :Pole Substation | 0.05 | --> | 0.05 | 0.05 | 0.32 |  | --> | 0.048 | 0 | 0 | 0 | 0 | Constrained, otherwise capacity available =47 kW | --> | C11 ex BALLYMOTE | Ballymote [T41] | SLIGO |  | 54.055 | -8.6224
0564214 | MV/LV Substation MC***4214 |  | 10 kV | _ | LV | 400 kVA :Kiosk Substation | 0.4 | --> | 0.4 | 0.331 | 0.89 |  | --> | 0.38 | 0 | 0 | 0 | 0 | Constrained, otherwise capacity available =370 kW | --> | C19 ex BIRR | Birr [T41,T422] | DALLOW |  | 53.1022 | -7.9121
288038 | MV/LV Substation ST***038 |  | 10 kV | _ | LV | 400 kVA :Kiosk Substation | 0.4 | --> | 0.4 | 0 | 0 | Constrained, otherwise capacity available =267 kVA | --> | 0.38 | 0 | 0.061 | 0.316 | 0 |  | --> | C18 ex CARRICKMINES | Carrickmines [T41,T42] | CARRICKMINES |  | 53.2554 | -6.2142
293805Z | MV/LV Substation BA***805Z |  | 20 kV | _ | LV | 50 kVA :Pole Substation | 0.05 | --> | 0.05 | 0 | 0 | Constrained, otherwise capacity available =50 kVA | --> | 0.048 | 0 | 0 | 0 | 0 | Constrained, otherwise capacity available =48 kW | --> | E19 ex SHILLELAGH | Shillelagh [T421,T422] | CARLOW |  | 52.6958 | -6.5451
0684224 | MV/LV Substation SA***4224 |  | 10 kV | _ | LV | 630 kVA :Building Structure | 0.63 | --> | 0.63 | 0.5 | 2.6 |  | --> | 0.598 | 0 | 0 | 0.5 | 0 |  | --> | C25 ex WOLFE TONE STREET | Wolfe Tone Street [T101,T102] | FINGLAS |  | 53.3492 | -6.2586
154639Z | MV/LV Substation TE***639Z |  | 10 kV | _ | LV | 630 kVA :Building Structure | 0.63 | --> | 0.63 | 0 | 0 | Constrained, otherwise capacity available =487 kVA | --> | 0.598 | 0 | 0 | 0 | 0 | Constrained, otherwise capacity available =579 kW | --> | C21 ex MONEYCOOLEY | Moneycooley [T41,T42,T44] | GRIFFINRATH |  | 53.3799 | -6.5841
008605X | MV/LV Substation TE***605X |  | 20 kV | _ | LV | 50 kVA :Pole Substation | 0.05 | --> | 0.05 | 0 | 0 | Constrained, otherwise capacity available =49 kVA | --> | 0.048 | 0 | 0 | 0 | 0 | Constrained, otherwise capacity available =47 kW | --> | C20 ex KNOCKMULLEN | Knockmullen [T42,T421] | GREAT ISLAND |  | 52.3253 | -6.8845
058680Y | MV/LV Substation DR***680Y |  | 10 kV | _ | LV | 200 kVA :Kiosk Substation | 0.2 | --> | 0.2 | 0 | 0 | Constrained, otherwise capacity available =198 kVA | --> | 0.19 | 0 | 0.005 | 0 | 0 | Constrained, otherwise capacity available =186 kW | --> | C12 ex KYLEERAGH | Kyleeragh [T41,T42] | NENAGH |  | 52.874 | -8.2077
365211 | MV/LV Substation FA***211 |  | 10 kV | _ | LV | 400 kVA :Kiosk Substation | 0.4 | --> | 0.4 | 0 | 0 | Constrained, otherwise capacity available =297 kVA | --> | 0.38 | 0 | 0.013 | 0.356 | 0 |  | --> | C17 ex FORTUNESTOWN | Fortunestown [T101,T102] | INCHICORE 220KV |  | 53.2782 | -6.4421
010050 | MV/LV Substation TI***050 |  | 10 kV | _ | LV | 50 kVA :Pole Substation | 0.05 | --> | 0.05 | 0 | 0 | Constrained, otherwise capacity available =27 kVA | --> | 0.048 | 0 | 0 | 0 | 0 | Constrained, otherwise capacity available =44 kW | --> | C11 ex GRAIGUENAMANAGH | Graiguenamanagh [T41,T42] | KILKENNY |  | 52.5351 | -6.9495
093328Z | MV/LV Substation GA***328Z |  | 10 kV | _ | LV | 630 kVA :Building Structure | 0.63 | --> | 0.63 | 0 | 0 | Constrained, otherwise capacity available =604 kVA | --> | 0.598 | 0 | 0 | 0.5 | 0 |  | --> | C17 ex POPPINTREE | Poppintree [T101,T102] | FINGLAS |  | 53.4025 | -6.2597
089310X | MV/LV Substation BU***310X |  | 10 kV | _ | LV | 630 kVA :Building Structure | 0.63 | --> | 0.63 | 0.5 | 9.1 |  | --> | 0.598 | 0 | 0 | 0 | 0 | Constrained, otherwise capacity available =598 kW | --> | C14 ex ARDNAREE | Ardnaree [T42,T421] | MOY |  | 54.1131 | -9.1566
031699 | MV/LV Substation DU***699 |  | 20 kV | _ | LV | 50 kVA :Pole Substation | 0.05 | --> | 0.05 | 0 | 0 | Constrained, otherwise capacity available =41 kVA | --> | 0.048 | 0 | 0 | 0 | 0 | Constrained, otherwise capacity available =46 kW | --> | E16 ex KILMACTHOMAS | Kilmacthomas [T421,T422] | DUNGARVAN |  | 52.134 | -7.5073
154186Z | MV/LV Substation BT***186Z |  | 10 kV | _ | LV | 630 kVA :Building Structure | 0.63 | --> | 0.63 | 0 | 0 | Constrained, otherwise capacity available =575 kVA | --> | 0.598 | 0 | 0 | 0.5 | 0 |  | --> | C13 ex COLLEGE PARK | College Park [T101,T102,T103] | COLLEGE PARK |  | 53.3913 | -6.392
067571Y | MV/LV Substation EX***571Y |  | 20 kV | _ | LV | 630 kVA :Building Structure | 0.63 | --> | 0.63 | 0 | 0 | Constrained, otherwise capacity available =177 kVA | --> | 0.598 | 0 | 0 | 0 | 0 | Constrained, otherwise capacity available =534 kW | --> | E11 ex DRUMLINE | Drumline [T421,T422] | DRUMLINE |  | 52.7196 | -8.8608
0814028 | MV/LV Substation HA***4028 |  | 20 kV | _ | LV | 400 kVA :Kiosk Substation | 0.4 | --> | 0.4 | 0 | 0 | Constrained, otherwise capacity available =349 kVA | --> | 0.38 | 0 | 0.032 | 0.349 | 0 |  | --> | E19 ex ADAMSTOWN | Adamstown [T121,T122] | INCHICORE 220KV |  | 53.3359 | -6.4537
089220X | MV/LV Substation MO***220X |  | 20 kV | _ | LV | 400 kVA :Kiosk Substation | 0.4 | --> | 0.4 | 0.294 | 9.1 |  | --> | 0.38 | 0 | 0 | 0 | 0 | Constrained, otherwise capacity available =365 kW | --> | E17 ex ARDNAREE | Ardnaree [T42,T421] | MOY |  | 54.1155 | -9.1404
495697 | MV/LV Substation AC***697 |  | 20 kV | _ | LV | 100 kVA :Pole Substation | 0.1 | --> | 0.1 | 0.015 | 1.5 |  | --> | 0.095 | 0 | 0 | 0.083 | 0 |  | --> | E17 ex ACHILL | Achill [T422] | CARROWBEG |  | 53.9329 | -9.9188
006005 | MV/LV Substation EC***005 |  | 10 kV | _ | LV | 630 kVA :Kiosk Substation | 0.63 | --> | 0.63 | 0.5 | 3.12 |  | --> | 0.598 | 0 | 0.014 | 0 | 0 | Constrained, otherwise capacity available =580 kW | --> | C14 ex BELLFIELD | Bellfield [T41,T42] | CRANE |  | 52.5039 | -6.5569
1304103 | MV/LV Substation ED***4103 |  | 20 kV | _ | LV | 50 kVA :Pole Substation | 0.05 | --> | 0.05 | 0.05 | 2.55 |  | --> | 0.048 | 0 | 0 | 0 | 0 | Constrained, otherwise capacity available =48 kW | --> | E18 ex EDGEWORTHSTOWN | Edgeworthstown [T421,T422] | RICHMOND |  | 53.6892 | -7.6028
055587Y | MV/LV Substation MC***587Y |  | 10 kV | _ | LV | 50 kVA :Pole Substation | 0.05 | --> | 0.05 | 0 | 0 | Constrained, otherwise capacity available =48 kVA | --> | 0.048 | 0 | 0 | 0 | 0 | Constrained, otherwise capacity available =47 kW | --> | C17 ex ROSCREA | Roscrea [T41,T42] | IKERRIN |  | 52.885 | -7.7845
043272 | MV/LV Substation BO***272 |  | 10 kV | _ | LV | 100 kVA :Pole Substation | 0.1 | --> | 0.1 | 0.057 | 0.43 |  | --> | 0.095 | 0 | 0.005 | 0 | 0 | Constrained, otherwise capacity available =85 kW | --> | C13 ex SWINFORD | Swinford [T41,T42] | CASTLEBAR |  | 53.9023 | -9.0543
365659X | MV/LV Substation QU***659X |  | 10 kV | _ | LV | 400 kVA :Building Structure | 0.4 | --> | 0.4 | 0 | 0 | Constrained, otherwise capacity available =384 kVA | --> | 0.38 | 0 | 0 | 0.378 | 0 |  | --> | C19 ex WHITESTOWN | Whitestown [T41,T42] | COOKSTOWN |  | 53.2792 | -6.3804
0684070 | MV/LV Substation DA***4070 |  | 10 kV | _ | LV | 630 kVA :Building Structure | 0.63 | --> | 0.63 | 0.264 | 1.37 |  | --> | 0.598 | 0 | 0.011 | 0.5 | 0 |  | --> | C20 ex SOUTH KING STREET | South King Street [T41,T42] | FRANCIS STREET |  | 53.3416 | -6.2571
069852 | MV/LV Substation CO***852 |  | 10 kV | _ | LV | 400 kVA :Kiosk Substation | 0.4 | --> | 0.4 | 0 | 0 | Constrained, otherwise capacity available =290 kVA | --> | 0.38 | 0 | 0.108 | 0.285 | 0 |  | --> | C14 ex BALLYBODEN | Ballyboden [T41,T42] | COOKSTOWN |  | 53.2721 | -6.3193
253935Z | MV/LV Substation CL***935Z |  | 10 kV | _ | LV | 50 kVA :Pole Substation | 0.05 | --> | 0.05 | 0.039 | 10.7 |  | --> | 0.048 | 0 | 0.005 | 0 | 0 | Constrained, otherwise capacity available =42 kW | --> | C22 ex CLOON | Cloon [T42,T421] | CLOON |  | 53.484 | -8.8474
007007 | MV/LV Substation GL***007 |  | 10 kV | _ | LV | 400 kVA :Kiosk Substation | 0.4 | --> | 0.4 | 0.143 | 0.14 | Constrained, otherwise capacity available =324 kVA | --> | 0.38 | 0 | 0.029 | 0 | 0 | Constrained, otherwise capacity available =348 kW | --> | C15 ex CARRIGLAWN | Carriglawn [T41,T42] | WEXFORD |  | 52.3432 | -6.4793
089035 | MV/LV Substation ST***035 |  | 10 kV | _ | LV | 400 kVA :Kiosk Substation | 0.4 | --> | 0.4 | 0.317 | 9.1 |  | --> | 0.38 | 0 | 0 | 0 | 0 | Constrained, otherwise capacity available =368 kW | --> | C14 ex ARDNAREE | Ardnaree [T42,T421] | MOY |  | 54.1153 | -9.1448
2814150 | MV/LV Substation SP***4150 |  | 10 kV | _ | LV | 50 kVA :Pole Substation | 0.05 | --> | 0.05 | 0.05 | 10.79 |  | --> | 0.048 | 0 | 0 | 0.048 | 0 |  | --> | C12 ex FACTORY CROSS | Factory Cross [T41,T42] | BARNAHELY |  | 51.8347 | -8.2885
293797X | MV/LV Substation WA***797X |  | 20 kV | _ | LV | 400 kVA :Kiosk Substation | 0.4 | --> | 0.4 | 0 | 0 | Constrained, otherwise capacity available =318 kVA | --> | 0.38 | 0 | 0 | 0 | 0 | Constrained, otherwise capacity available =369 kW | --> | E13 ex BALTINGLASS | Baltinglass [T421,T422] | STRATFORD |  | 52.936 | -6.6941
0164012 | MV/LV Substation ST***4012 |  | 10 kV | _ | LV | 400 kVA :Kiosk Substation | 0.4 | --> | 0.4 | 0 | 0 | Constrained, otherwise capacity available =282 kVA | --> | 0.38 | 0 | 0.035 | 0.338 | 0 |  | --> | C23 ex MACETOWN | Macetown [T101,T102] | MACETOWN |  | 53.4166 | -6.4663
204675 | MV/LV Substation TH***675 |  | 20 kV | _ | LV | 200 kVA :Pole Substation | 0.2 | --> | 0.2 | 0 | 0 | Constrained, otherwise capacity available =132 kVA | --> | 0.19 | 0 | 0.018 | 0 | 0 | Constrained, otherwise capacity available =167 kW | --> | E14 ex BUNCRANA | Buncrana [T421,T422] | TRILLICK |  | 55.1438 | -7.4523
281042 | MV/LV Substation RO***042 |  | 10 kV | _ | LV | 400 kVA :Kiosk Substation | 0.4 | --> | 0.4 | 0.293 | 5.49 |  | --> | 0.38 | 0 | 0.036 | 0.338 | 0 |  | --> | C11 ex TRABEG | Trabeg [T101,T102] | TRABEG |  | 51.8838 | -8.4515
255883 | MV/LV Substation MU***883 |  | 10 kV | _ | LV | 50 kVA :Pole Substation | 0.05 | --> | 0.05 | 0 | 0 | Constrained, otherwise capacity available =49 kVA | --> | 0.048 | 0 | 0 | 0 | 0 | Constrained, otherwise capacity available =47 kW | --> | E12 ex KILLYBEGS | Killybegs [T422] | BINBANE |  | 54.6787 | -8.3879
068941 | MV/LV Substation BL***941 |  | 10 kV | _ | LV | 630 kVA :Kiosk Substation | 0.63 | --> | 0.63 | 0.5 | 6.65 |  | --> | 0.598 | 0 | 0 | 0.5 | 0 |  | --> | C12 ex EAST WALL ROAD | East Wall Road [T41,T42] | MCDERMOTT |  | 53.3517 | -6.2038
151204 | MV/LV Substation LO***204 |  | 20 kV | _ | LV | 50 kVA :Pole Substation | 0.05 | --> | 0.05 | 0 | 0 | Constrained, otherwise capacity available =33 kVA | --> | 0.048 | 0 | 0 | 0.045 | 0 |  | --> | E15 ex BRUFF | Bruff [T42,T421] | LIMERICK |  | 52.5178 | -8.5035
019078X | MV/LV Substation KT***078X |  | 10 kV | _ | LV | 630 kVA :Building Structure | 0.63 | --> | 0.63 | 0.047 | 0.05 | Constrained, otherwise capacity available =552 kVA | --> | 0.598 | 0 | 0 | 0 | 0 | Constrained, otherwise capacity available =588 kW | --> | C14 ex BALLYBEGGAN | Ballybeggan [T43,T44] | TRALEE |  | 52.2874 | -9.6679
035676X | MV/LV Substation KN***676X |  | 10 kV | _ | LV | 50 kVA :Pole Substation | 0.05 | --> | 0.05 | 0.044 | 6.17 |  | --> | 0.048 | 0 | 0.056 | 0 | 0 | Constrained, otherwise capacity available =6 kW | --> | C24 ex CAHIR | Cahir [T41,T42] | CAHIR |  | 52.4134 | -7.8472
033762X | MV/LV Substation DU***762X |  | 10 kV | _ | LV | 400 kVA :Kiosk Substation | 0.4 | --> | 0.4 | 0 | 0 | Constrained, otherwise capacity available =318 kVA | --> | 0.38 | 0 | 0.021 | 0 | 0 | Constrained, otherwise capacity available =353 kW | --> | C15 ex DEERPARK | Deerpark [T41,T42] | BALLYDINE |  | 52.342 | -7.4054
1924192 | MV/LV Substation KI***4192 |  | 20 kV | _ | LV | 50 kVA :Pole Substation | 0.05 | --> | 0.05 | 0.05 | 1.7 |  | --> | 0.048 | 0 | 0 | 0 | 0 | Constrained, otherwise capacity available =48 kW | --> | E15 ex GWEEDORE | Gweedore [T421] | ARDNAGAPPARY |  | 55.1321 | -8.1175
022837 | MV/LV Substation CL***837 |  | 10 kV | _ | LV | 200 kVA :Pole Substation | 0.2 | --> | 0.2 | 0.127 | 2.24 |  | --> | 0.19 | 0 | 0 | 0 | 0 | Constrained, otherwise capacity available =180 kW | --> | C19 ex CASTLETOWNROCHE | Castletownroche [T41] | MALLOW |  | 52.2174 | -8.4948
007687X | MV/LV Substation SI***687X |  | 20 kV | _ | LV | 100 kVA :Pole Substation | 0.1 | --> | 0.1 | 0.097 | 1.4 |  | --> | 0.095 | 0 | 0 | 0 | 0 | Constrained, otherwise capacity available =95 kW | --> | E20 ex KILLINICK | Killinick [T421,T422] | WEXFORD |  | 52.2322 | -6.4936
0344260 | MV/LV Substation MO***4260 |  | 10 kV | _ | LV | 400 kVA :Kiosk Substation | 0.4 | --> | 0.4 | 0.398 | 0.57 |  | --> | 0.38 | 0 | 0 | 0 | 0 | Constrained, otherwise capacity available =380 kW | --> | E25 ex LAWLESSTOWN | Lawlesstown [T42,T421] | DOON |  | 52.362 | -7.6655
059450X | MV/LV Substation LE***450X |  | 20 kV | _ | LV | 50 kVA :Pole Substation | 0.05 | --> | 0.05 | 0 | 0 | Constrained, otherwise capacity available =47 kVA | --> | 0.048 | 0 | 0 | 0 | 0 | Constrained, otherwise capacity available =47 kW | --> | E19 ex CAVAN | Cavan [T42,T421] | SHANKILL |  | 53.9583 | -7.4464
160753Y | MV/LV Substation KI***753Y |  | 20 kV | _ | LV | 200 kVA :Kiosk Substation | 0.2 | --> | 0.2 | 0 | 0 | Constrained, otherwise capacity available =159 kVA | --> | 0.19 | 0 | 0.015 | 0 | 0 | Constrained, otherwise capacity available =173 kW | --> | C23 ex PORTARLINGTON | Portarlington [T43] | BLAKE |  | 53.1349 | -7.1582
116658X | MV/LV Substation BU***658X |  | 20 kV | _ | LV | 100 kVA :Pole Substation | 0.1 | --> | 0.1 | 0.073 | 8.1 |  | --> | 0.095 | 0 | 0.02 | 0 | 0 | Constrained, otherwise capacity available =76 kW | --> | E11 ex WESTPORT | Westport [T421,T422] | CASTLEBAR |  | 53.7675 | -9.8081
0214166 | MV/LV Substation DU***4166 |  | 10 kV | _ | LV | 200 kVA :Kiosk Substation | 0.2 | --> | 0.2 | 0.19 | 19.7 |  | --> | 0.19 | 0 | 0.02 | 0.174 | 0 |  | --> | C11 ex COW CROSS | Cow Cross [T102,T41] | N/A |  | 51.8529 | -8.2788
059023Y | MV/LV Substation QU***023Y |  | 10 kV | _ | LV | 630 kVA :Kiosk Substation | 0.63 | --> | 0.63 | 0 | 0 | Constrained, otherwise capacity available =516 kVA | --> | 0.598 | 0 | 0 | 0 | 0 | Constrained, otherwise capacity available =583 kW | --> | C20 ex CAVAN | Cavan [T42,T421] | SHANKILL |  | 53.9873 | -7.3197
281308 | MV/LV Substation CO***308 |  | 10 kV | _ | LV | 200 kVA :Building Structure | 0.2 | --> | 0.2 | 0 | 0 | Constrained, otherwise capacity available =160 kVA | --> | 0.19 | 0 | 0 | 0.184 | 0 |  | --> | C21 ex BALLINCOLLIG | Ballincollig [T41,T42] | KILBARRY |  | 51.8866 | -8.5819
069652 | MV/LV Substation AR***652 |  | 10 kV | _ | LV | 400 kVA :Kiosk Substation | 0.4 | --> | 0.4 | 0 | 0 | Constrained, otherwise capacity available =190 kVA | --> | 0.38 | 0 | 0.009 | 0.344 | 0 |  | --> | C13 ex DONNYBROOK | Donnybrook [T41,T42] | MILLTOWN (DR) |  | 53.3237 | -6.2405
068495X | MV/LV Substation AS***495X |  | 10 kV | _ | LV | 1000 kVA :Building Structure | 1 | --> | 1 | 0.5 | 28.43 |  | --> | 0.95 | 0 | 0 | 0.5 | 0 |  | --> | C40 ex BEDFORD ROW | Bedford Row [T41,T42,T43,T44] | FRANCIS STREET |  | 53.3462 | -6.2605
015490Z | MV/LV Substation OS***490Z |  | 10 kV | _ | LV | 100 kVA :Pole Substation | 0.1 | --> | 0.1 | 0.096 | 12.6 |  | --> | 0.095 | 0 | 0.01 | 0.087 | 0 |  | --> | C23 ex MONREAD | Monread [T101,T102] | MONREAD |  | 53.235 | -6.6982
0644378 | MV/LV Substation GI***4378 |  | 20 kV | _ | LV | 100 kVA :Pole Substation | 0.1 | --> | 0.1 | 0 | 0 | Constrained, otherwise capacity available =100 kVA | --> | 0.095 | 0 | 0 | 0 | 0 | Constrained, otherwise capacity available =95 kW | --> | E17 ex DULEEK | Duleek [T421,T422] | DRYBRIDGE |  | 53.6572 | -6.4579
062833Y | MV/LV Substation LO***833Y |  | 20 kV | _ | LV | 400 kVA :Kiosk Substation | 0.4 | --> | 0.4 | 0.328 | 19.76 |  | --> | 0.38 | 0 | 0.04 | 0.34 | 0 |  | --> | E19 ex MULLAGHARLIN | Mullagharlin [T121,T122] | MULLAGHARLIN |  | 53.9701 | -6.4885
1204046 | MV/LV Substation SU***4046 |  | 20 kV | _ | LV | 630 kVA :Building Structure | 0.63 | --> | 0.63 | 0.393 | 3.5 |  | --> | 0.598 | 0 | 0 | 0 | 0 | Constrained, otherwise capacity available =567 kW | --> | E12 ex DUNFIRTH | Dunfirth [T122] | DUNFIRTH |  | 53.4131 | -6.8824
019241X | MV/LV Substation SL***241X |  | 10 kV | _ | LV | 50 kVA :Pole Substation | 0.05 | --> | 0.05 | 0.05 | 1.54 |  | --> | 0.048 | 0 | 0 | 0 | 0 | Constrained, otherwise capacity available =47 kW | --> | C22 ex BALLYARD | Ballyard [T41,T42] | TRALEE |  | 52.2452 | -9.7402
0084144 | MV/LV Substation SH***4144 |  | 20 kV | _ | LV | 50 kVA :Pole Substation | 0.05 | --> | 0.05 | 0.05 | 0.24 |  | --> | 0.048 | 0 | 0 | 0 | 0 | Constrained, otherwise capacity available =48 kW | --> | C20 ex ROSBERCON | Rosbercon [T41,T42] | WATERFORD |  | 52.3836 | -6.9898
009436X | MV/LV Substation BA***436X |  | 20 kV | _ | LV | 50 kVA :Pole Substation | 0.05 | --> | 0.05 | 0.047 | 8.16 |  | --> | 0.048 | 0 | 0 | 0 | 0 | Constrained, otherwise capacity available =47 kW | --> | C17 ex MOUNT MISERY | Mount Misery [T41,T42] | WATERFORD |  | 52.2795 | -7.0851
132407Y | MV/LV Substation AR***407Y |  | 20 kV | _ | LV | 400 kVA :Kiosk Substation | 0.4 | --> | 0.4 | 0 | 0 | Constrained, otherwise capacity available =384 kVA | --> | 0.38 | 0 | 0.046 | 0 | 0 | Constrained, otherwise capacity available =344 kW | --> | E17 ex KILCOLGAN | Kilcolgan [T42,T421] | GALWAY 110KV |  | 53.1606 | -8.8055
249103Z | MV/LV Substation CU***103Z |  | 10 kV | _ | LV | 50 kVA :Pole Substation | 0.05 | --> | 0.05 | 0 | 0 | Constrained, otherwise capacity available =49 kVA | --> | 0.048 | 0 | 0.01 | 0 | 0 | Constrained, otherwise capacity available =40 kW | --> | C19 ex LISMORE | Lismore [T41,T42] | DUNGARVAN |  | 52.1032 | -7.9823
081062Y | MV/LV Substation RI***062Y |  | 10 kV | _ | LV | 400 kVA :Kiosk Substation | 0.4 | --> | 0.4 | 0 | 0 | Constrained, otherwise capacity available =288 kVA | --> | 0.38 | 0 | 0.051 | 0 | 0 | Constrained, otherwise capacity available =327 kW | --> | C12 ex LEIXLIP | Leixlip [T41,T42] | GRIFFINRATH |  | 53.3719 | -6.4894
064616Y | MV/LV Substation TI***616Y |  | 10 kV | _ | LV | 200 kVA :Kiosk Substation | 0.2 | --> | 0.2 | 0 | 0 | Constrained, otherwise capacity available =171 kVA | --> | 0.19 | 0 | 0.006 | 0 | 0 | Constrained, otherwise capacity available =182 kW | --> | E11 ex SLANE | Slane [T421] | DRYBRIDGE |  | 53.7783 | -6.4774
011620Y | MV/LV Substation DR***620Y |  | 10 kV | _ | LV | 50 kVA :Pole Substation | 0.05 | --> | 0.05 | 0 | 0 | Constrained, otherwise capacity available =13 kVA | --> | 0.048 | 0 | 0 | 0 | 0 | Constrained, otherwise capacity available =42 kW | --> | C11 ex ROSEHILL | Rosehill [T41,T42] | KILKENNY |  | 52.6461 | -7.2883
065592 | MV/LV Substation KI***592 |  | 20 kV | _ | LV | 100 kVA :Pole Substation | 0.1 | --> | 0.1 | 0 | 0 | Constrained, otherwise capacity available =68 kVA | --> | 0.095 | 0 | 0 | 0.09 | 0 |  | --> | C26 ex STEPHENSTOWN | Stephenstown [T101,T102] | FINGLAS |  | 53.5877 | -6.2485
066818Z | MV/LV Substation PA***818Z |  | 10 kV | _ | LV | 630 kVA :Building Structure | 0.63 | --> | 0.63 | 0 | 0 | Constrained, otherwise capacity available =483 kVA | --> | 0.598 | 0 | 0 | 0.5 | 0 |  | --> | C11 ex MOUNTGORRY | Mountgorry [T41,T42] | GRANGE (DR) |  | 53.4554 | -6.2196
082665Y | MV/LV Substation AT***665Y |  | 10 kV | _ | LV | 400 kVA :Building Structure | 0.4 | --> | 0.4 | 0.321 | 2.01 |  | --> | 0.38 | 0 | 0 | 0 | 0 | Constrained, otherwise capacity available =369 kW | --> | C15 ex ABBEYLAND | Abbeyland [T41,T42] | NAVAN |  | 53.6529 | -6.681
009604X | MV/LV Substation UR***604X |  | 10 kV | _ | LV | 400 kVA :Kiosk Substation | 0.4 | --> | 0.4 | 0 | 0 | Constrained, otherwise capacity available =298 kVA | --> | 0.38 | 0 | 0.04 | 0 | 0 | Constrained, otherwise capacity available =336 kW | --> | C12 ex GRANGE (SR) | Grange (sr) [T41,T42] | BUTLERSTOWN |  | 52.2466 | -7.1182
069301 | MV/LV Substation BA***301 |  | 10 kV | _ | LV | 400 kVA :Kiosk Substation | 0.4 | --> | 0.4 | 0.399 | 3.34 |  | --> | 0.38 | 0 | 0 | 0.38 | 0 |  | --> | C11 ex GREENHILLS | Greenhills [T42] | INCHICORE 220KV |  | 53.316 | -6.3384
149063X | MV/LV Substation PI***063X |  | 10 kV | _ | LV | 630 kVA :Building Structure | 0.63 | --> | 0.63 | 0 | 0 | Constrained, otherwise capacity available =485 kVA | --> | 0.598 | 0 | 0 | 0 | 0 | Constrained, otherwise capacity available =578 kW | --> | C14 ex DONEGAL | Donegal [T41,T42] | CATHALEENS FALL |  | 54.6533 | -8.1118
049732Y | MV/LV Substation IS***732Y |  | 10 kV | _ | LV | 100 kVA :Pole Substation | 0.1 | --> | 0.1 | 0.079 | 0.13 |  | --> | 0.095 | 0 | 0 | 0 | 0 | Constrained, otherwise capacity available =92 kW | --> | C12 ex BALLYMAHON | Ballymahon [T41,T42] | ATHLONE |  | 53.6257 | -7.889
139027Z | MV/LV Substation LO***027Z |  | 20 kV | _ | LV | 200 kVA :Kiosk Substation | 0.2 | --> | 0.2 | 0 | 0 | Constrained, otherwise capacity available =184 kVA | --> | 0.19 | 0 | 0.02 | 0 | 0 | Constrained, otherwise capacity available =173 kW | --> | E16 ex FINEA | Finea [T421,T422] | SHANKILL |  | 53.8708 | -7.5288
001072X | MV/LV Substation KE***072X |  | 10 kV | _ | LV | 200 kVA :Kiosk Substation | 0.2 | --> | 0.2 | 0.109 | 1.16 |  | --> | 0.19 | 0 | 0.088 | 0.112 | 0 |  | --> | C24 ex DEANSGRANGE | Deansgrange [T41,T42] | CARRICKMINES |  | 53.2658 | -6.1681
125858 | MV/LV Substation BP***858 |  | 20 kV | _ | LV | 50 kVA :Pole Substation | 0.05 | --> | 0.05 | 0.027 | 0.22 |  | --> | 0.048 | 0 | 0.006 | 0 | 0 | Constrained, otherwise capacity available =40 kW | --> | C16 ex KILSHANNY | Kilshanny [T41,T42] | CAHIR |  | 52.272 | -8.1011
039420 | MV/LV Substation OC***420 |  | 10 kV | _ | LV | 400 kVA :Kiosk Substation | 0.4 | --> | 0.4 | 0.335 | 3.45 |  | --> | 0.38 | 0 | 0 | 0.371 | 0 |  | --> | C20 ex TRIMMS LANE | Trimms Lane [T41,T42] | SALTHILL |  | 53.2639 | -9.0709
281236 | MV/LV Substation CL***236 |  | 20 kV | _ | LV | 100 kVA :Pole Substation | 0.1 | --> | 0.1 | 0.061 | 17.47 |  | --> | 0.095 | 0 | 0.008 | 0.084 | 0 |  | --> | E13 ex COOLROE | Coolroe [T121,T122] | COOLROE |  | 51.8796 | -8.6335
023747X | MV/LV Substation DO***747X |  | 20 kV | _ | LV | 50 kVA :Pole Substation | 0.05 | --> | 0.05 | 0 | 0 | Constrained, otherwise capacity available =32 kVA | --> | 0.048 | 0 | 0.006 | 0 | 0 | Constrained, otherwise capacity available =40 kW | --> | C14 ex FERMOY NORTH | Fermoy North [T41,T42] | BARRYMORE |  | 52.1897 | -8.2834
1204328 | MV/LV Substation TE***4328 |  | 20 kV | _ | LV | 630 kVA :Building Structure | 0.63 | --> | 0.63 | 0.5 | 3.5 |  | --> | 0.598 | 0 | 0 | 0 | 0 | Constrained, otherwise capacity available =595 kW | --> | E11 ex DUNFIRTH | Dunfirth [T122] | DUNFIRTH |  | 53.4062 | -6.8386
120741Y | MV/LV Substation BR***741Y |  | 20 kV | _ | LV | 200 kVA :Kiosk Substation | 0.2 | --> | 0.2 | 0.178 | 3.5 |  | --> | 0.19 | 0 | 0.005 | 0 | 0 | Constrained, otherwise capacity available =183 kW | --> | E12 ex DUNFIRTH | Dunfirth [T122] | DUNFIRTH |  | 53.4515 | -6.9285
066196Z | MV/LV Substation CR***196Z |  | 10 kV | _ | LV | 400 kVA :Building Structure | 0.4 | --> | 0.4 | 0 | 0 | Constrained, otherwise capacity available =350 kVA | --> | 0.38 | 0 | 0.009 | 0 | 0 | Constrained, otherwise capacity available =366 kW | --> | E17 ex GLASMORE | Glasmore [T421,T422] | GLASMORE |  | 53.4503 | -6.2197
046299X | MV/LV Substation AS***299X |  | 10 kV | _ | LV | 50 kVA :Pole Substation | 0.05 | --> | 0.05 | 0.05 | 5.78 |  | --> | 0.048 | 0 | 0 | 0.048 | 0 |  | --> | C14 ex OAKFIELD | Oakfield [T41,T42] | SLIGO |  | 54.2523 | -8.4793
365077 | MV/LV Substation GA***077 |  | 10 kV | _ | LV | 630 kVA :Kiosk Substation | 0.63 | --> | 0.63 | 0 | 0 | Constrained, otherwise capacity available =601 kVA | --> | 0.598 | 0 | 0 | 0.5 | 0 |  | --> | C17 ex FORTUNESTOWN | Fortunestown [T101,T102] | INCHICORE 220KV |  | 53.2785 | -6.4466
026670X | MV/LV Substation SK***670X |  | 10 kV | _ | LV | 200 kVA :Pole Substation | 0.2 | --> | 0.2 | 0.152 | 8.66 |  | --> | 0.19 | 0 | 0 | 0 | 0 | Constrained, otherwise capacity available =183 kW | --> | C17 ex BANDON | Bandon [T101,T42] | BANDON |  | 51.7728 | -8.6655
041277Y | MV/LV Substation AL***277Y |  | 10 kV | _ | LV | 200 kVA :Pole Substation | 0.2 | --> | 0.2 | 0 | 0 | Constrained, otherwise capacity available =150 kVA | --> | 0.19 | 0 | 0 | 0 | 0 | Constrained, otherwise capacity available =183 kW | --> | E12 ex DALTON | Dalton [T421,T422] | DALTON |  | 53.723 | -8.9948
160204Y | MV/LV Substation SK***204Y |  | 10 kV | _ | LV | 50 kVA :Pole Substation | 0.05 | --> | 0.05 | 0 | 0 | Constrained, otherwise capacity available =44 kVA | --> | 0.048 | 0 | 0 | 0 | 0 | Constrained, otherwise capacity available =47 kW | --> | C16 ex PORTARLINGTON | Portarlington [T41,T42] | PORTLAOISE |  | 53.1342 | -7.2176
046321X | MV/LV Substation SL***321X |  | 10 kV | _ | LV | 50 kVA :Pole Substation | 0.05 | --> | 0.05 | 0.043 | 5.78 |  | --> | 0.048 | 0 | 0 | 0.047 | 0 |  | --> | C14 ex OAKFIELD | Oakfield [T41,T42] | SLIGO |  | 54.2199 | -8.4675
1374140 | MV/LV Substation AR***4140 |  | 10 kV | _ | LV | 100 kVA :Pole Substation | 0.1 | --> | 0.1 | 0.095 | 2 |  | --> | 0.095 | 0 | 0 | 0 | 0 | Constrained, otherwise capacity available =94 kW | --> | C12 ex CAUSEWAY | Causeway [T41,T42] | TRALEE |  | 52.4703 | -9.6537
026299 | MV/LV Substation ET***299 |  | 10 kV | _ | LV | 200 kVA :Pole Substation | 0.2 | --> | 0.2 | 0 | 0 | Constrained, otherwise capacity available =200 kVA | --> | 0.19 | 0 | 0 | 0 | 0 | Constrained, otherwise capacity available =190 kW | --> | E41 ex KINSALE | Kinsale [T423] | TRABEG |  | 51.7006 | -8.5379
154312Z | MV/LV Substation BL***312Z |  | 10 kV | _ | LV | 200 kVA :Kiosk Substation | 0.2 | --> | 0.2 | 0 | 0 | Constrained, otherwise capacity available =124 kVA | --> | 0.19 | 0 | 0.05 | 0.142 | 0 |  | --> | C22 ex MACETOWN | Macetown [T101,T102] | MACETOWN |  | 53.395 | -6.4456
204009 | MV/LV Substation AR***009 |  | 10 kV | _ | LV | 400 kVA :Kiosk Substation | 0.4 | --> | 0.4 | 0 | 0 | Constrained, otherwise capacity available =265 kVA | --> | 0.38 | 0 | 0.017 | 0 | 0 | Constrained, otherwise capacity available =348 kW | --> | E16 ex BUNCRANA | Buncrana [T421,T422] | TRILLICK |  | 55.1361 | -7.4477
209212X | MV/LV Substation KI***212X |  | 20 kV | _ | LV | 50 kVA :Pole Substation | 0.05 | --> | 0.05 | 0 | 0 | Constrained, otherwise capacity available =50 kVA | --> | 0.048 | 0 | 0 | 0 | 0 | Constrained, otherwise capacity available =48 kW | --> | C21 ex MILFORD (NR) | Milford (nr) [T41,T42] | LETTERKENNY |  | 55.1453 | -7.8139
152018 | MV/LV Substation GI***018 |  | 10 kV | _ | LV | 200 kVA :Kiosk Substation | 0.2 | --> | 0.2 | 0 | 0 | Constrained, otherwise capacity available =111 kVA | --> | 0.19 | 0 | 0.009 | 0 | 0 | Constrained, otherwise capacity available =171 kW | --> | C12 ex CAPPAMORE | Cappamore [T41,T42] | ARDNACRUSHA |  | 52.6503 | -8.402
233007 | MV/LV Substation LI***007 |  | 10 kV | _ | LV | 630 kVA :Kiosk Substation | 0.63 | --> | 0.63 | 0 | 0 | Constrained, otherwise capacity available =425 kVA | --> | 0.598 | 0 | 0.006 | 0 | 0 | Constrained, otherwise capacity available =568 kW | --> | C23 ex CASTLEISLAND | Castleisland [T41,T42] | TRALEE |  | 52.2318 | -9.4664
019041 | MV/LV Substation KE***041 |  | 10 kV | _ | LV | 630 kVA :Kiosk Substation | 0.63 | --> | 0.63 | 0.047 | 0.05 | Constrained, otherwise capacity available =435 kVA | --> | 0.598 | 0 | 0.101 | 0 | 0 | Constrained, otherwise capacity available =496 kW | --> | C13 ex BALLYBEGGAN | Ballybeggan [T43,T44] | TRALEE |  | 52.2658 | -9.6825
068611 | MV/LV Substation CL***611 |  | 10 kV | _ | LV | 630 kVA :Kiosk Substation | 0.63 | --> | 0.63 | 0.5 | 11.14 |  | --> | 0.598 | 0 | 0.024 | 0.5 | 0 |  | --> | C14 ex CABRA | Cabra [T101,T102] | FINGLAS |  | 53.3698 | -6.2838
160853 | MV/LV Substation PO***853 |  | 10 kV | _ | LV | 100 kVA :Pole Substation | 0.1 | --> | 0.1 | 0 | 0 | Constrained, otherwise capacity available =95 kVA | --> | 0.095 | 0 | 0 | 0 | 0 | Constrained, otherwise capacity available =94 kW | --> | C16 ex PORTARLINGTON | Portarlington [T41,T42] | PORTLAOISE |  | 53.1509 | -7.2095
158031X | MV/LV Substation DO***031X |  | 20 kV | _ | LV | 200 kVA :Pole Substation | 0.2 | --> | 0.2 | 0 | 0 | Constrained, otherwise capacity available =115 kVA | --> | 0.19 | 0 | 0.019 | 0 | 0 | Constrained, otherwise capacity available =164 kW | --> | C22 ex ENNISTYMON | Ennistymon [T41,T42] | ENNIS |  | 53.0184 | -9.3707
068735X | MV/LV Substation DO***735X |  | 10 kV | _ | LV | 630 kVA :Building Structure | 0.63 | --> | 0.63 | 0.5 | 2.6 |  | --> | 0.598 | 0 | 0 | 0.5 | 0 |  | --> | C28 ex WOLFE TONE STREET | Wolfe Tone Street [T101,T102] | FINGLAS |  | 53.3458 | -6.2494
0094136 | MV/LV Substation SL***4136 |  | 20 kV | _ | LV | 400 kVA :Building Structure | 0.4 | --> | 0.4 | 0.277 | 8.16 |  | --> | 0.38 | 0 | 0 | 0 | 0 | Constrained, otherwise capacity available =373 kW | --> | C17 ex MOUNT MISERY | Mount Misery [T41,T42] | WATERFORD |  | 52.2904 | -7.0642
050032 | MV/LV Substation SH***032 |  | 10 kV | _ | LV | 200 kVA :Pole Substation | 0.2 | --> | 0.2 | 0 | 0 | Constrained, otherwise capacity available =113 kVA | --> | 0.19 | 0 | 0.009 | 0 | 0 | Constrained, otherwise capacity available =171 kW | --> | C14 ex ATHLONE | Athlone [T41,T42] | ATHLONE |  | 53.4218 | -7.9542
003123Y | MV/LV Substation CH***123Y |  | 10 kV | _ | LV | 200 kVA :Pole Substation | 0.2 | --> | 0.2 | 0.156 | 11.58 |  | --> | 0.19 | 0 | 0 | 0 | 0 | Constrained, otherwise capacity available =184 kW | --> | C14 ex BALLYBEG | Ballybeg [T101,T102] | CARRICKMINES |  | 52.9942 | -6.0908
032161Y | MV/LV Substation AI***161Y |  | 20 kV | _ | LV | 400 kVA :Building Structure | 0.4 | --> | 0.4 | 0 | 0 | Constrained, otherwise capacity available =321 kVA | --> | 0.38 | 0 | 0 | 0 | 0 | Constrained, otherwise capacity available =369 kW | --> | E14 ex KILCARRAGH | Kilcarragh [T421,T422] | BUTLERSTOWN |  | 52.1854 | -7.082
001610 | MV/LV Substation HI***610 |  | 10 kV | _ | LV | 400 kVA :Kiosk Substation | 0.4 | --> | 0.4 | 0.367 | 4.01 |  | --> | 0.38 | 0 | 0.028 | 0.355 | 0 |  | --> | C11 ex BALLINCLEA | Ballinclea [T41] | CHERRYWOOD |  | 53.2759 | -6.1317
082423Y | MV/LV Substation BE***423Y |  | 10 kV | _ | LV | 200 kVA :Kiosk Substation | 0.2 | --> | 0.2 | 0.15 | 2.01 |  | --> | 0.19 | 0 | 0.011 | 0 | 0 | Constrained, otherwise capacity available =175 kW | --> | C17 ex ABBEYLAND | Abbeyland [T41,T42] | NAVAN |  | 53.6636 | -6.6845
2884053 | MV/LV Substation AT***4053 |  | 10 kV | _ | LV | 630 kVA :Kiosk Substation | 0.63 | --> | 0.63 | 0.5 | 15.18 |  | --> | 0.598 | 0 | 0 | 0.5 | 0 |  | --> | C26 ex CENTRAL PARK | Central Park [T101,T102] | CARRICKMINES |  | 53.2765 | -6.2092
063879X | MV/LV Substation TH***879X |  | 10 kV | _ | LV | 1000 kVA :Building Structure | 1 | --> | 1 | 0 | 0 | Constrained, otherwise capacity available =1000 kVA | --> | 0.95 | 0 | 0 | 0 | 0 | Constrained, otherwise capacity available =950 kW | --> | C17 ex STICKILLEN | Stickillen [T41,T42] | DRYBRIDGE |  | 53.857 | -6.5421
019050 | MV/LV Substation QU***050 |  | 10 kV | _ | LV | 1000 kVA :Building Structure | 1 | --> | 1 | 0.5 | 1.54 |  | --> | 0.95 | 0 | 0.025 | 0 | 0 | Constrained, otherwise capacity available =899 kW | --> | C16 ex BALLYARD | Ballyard [T41,T42] | TRALEE |  | 52.2688 | -9.7061
068407 | MV/LV Substation MA***407 |  | 10 kV | _ | LV | 630 kVA :Building Structure | 0.63 | --> | 0.63 | 0.344 | 1.47 |  | --> | 0.598 | 0 | 0 | 0.5 | 0 |  | --> | C14 ex MARROWBONE LANE | Marrowbone Lane [T42] | INCHICORE 220KV |  | 53.3404 | -6.2824
064341Y | MV/LV Substation P ***341Y |  | 20 kV | _ | LV | 50 kVA :Pole Substation | 0.05 | --> | 0.05 | 0 | 0 | Constrained, otherwise capacity available =50 kVA | --> | 0.048 | 0 | 0 | 0 | 0 | Constrained, otherwise capacity available =48 kW | --> | E15 ex JULIANSTOWN | Julianstown [T421,T422] | DRYBRIDGE |  | 53.6343 | -6.2519
064132 | MV/LV Substation CE***132 |  | 10 kV | _ | LV | 100 kVA :Pole Substation | 0.1 | --> | 0.1 | 0 | 0 | Constrained, otherwise capacity available =62 kVA | --> | 0.095 | 0 | 0 | 0 | 0 | Constrained, otherwise capacity available =90 kW | --> | C12 ex DRYBRIDGE | Drybridge [T41,T42] | DRYBRIDGE |  | 53.7232 | -6.3669
281143 | MV/LV Substation JA***143 |  | 20 kV | _ | LV | 200 kVA :Pole Substation | 0.2 | --> | 0.2 | 0.2 | 17.47 |  | --> | 0.19 | 0 | 0 | 0.19 | 0 |  | --> | E13 ex COOLROE | Coolroe [T121,T122] | COOLROE |  | 51.8634 | -8.6864
081262X | MV/LV Substation LU***262X |  | 10 kV | _ | LV | 100 kVA :Pole Substation | 0.1 | --> | 0.1 | 0 | 0 | Constrained, otherwise capacity available =48 kVA | --> | 0.095 | 0 | 0 | 0.088 | 0 |  | --> | C16 ex LUCAN EAST | Lucan East [T41,T42] | GRANGE CASTLE |  | 53.3736 | -6.4319
030052X | MV/LV Substation YO***052X |  | 20 kV | _ | LV | 400 kVA :Building Structure | 0.4 | --> | 0.4 | 0 | 0 | Constrained, otherwise capacity available =390 kVA | --> | 0.38 | 0 | 0 | 0 | 0 | Constrained, otherwise capacity available =379 kW | --> | E17 ex FOXHOLE | Foxhole [T421,T422] | DUNGARVAN |  | 51.953 | -7.8698
116589X | MV/LV Substation OL***589X |  | 20 kV | _ | LV | 100 kVA :Pole Substation | 0.1 | --> | 0.1 | 0.091 | 8.1 |  | --> | 0.095 | 0 | 0 | 0 | 0 | Constrained, otherwise capacity available =94 kW | --> | E11 ex WESTPORT | Westport [T421,T422] | CASTLEBAR |  | 53.7764 | -9.7708
068608 | MV/LV Substation CL***608 |  | 10 kV | _ | LV | 630 kVA :Kiosk Substation | 0.63 | --> | 0.63 | 0.5 | 11.14 |  | --> | 0.598 | 0 | 0.046 | 0.5 | 0 |  | --> | C14 ex CABRA | Cabra [T101,T102] | FINGLAS |  | 53.3706 | -6.2851
059602 | MV/LV Substation TU***602 |  | 10 kV | _ | LV | 200 kVA :Pole Substation | 0.2 | --> | 0.2 | 0 | 0 | Constrained, otherwise capacity available =52 kVA | --> | 0.19 | 0 | 0.033 | 0 | 0 | Constrained, otherwise capacity available =150 kW | --> | C16 ex DERRYCRAMPH | Derrycramph [T41,T42] | SHANKILL |  | 53.9852 | -7.3515
011583Z | MV/LV Substation FA***583Z |  | 10 kV | _ | LV | 400 kVA :Kiosk Substation | 0.4 | --> | 0.4 | 0 | 0 | Constrained, otherwise capacity available =386 kVA | --> | 0.38 | 0 | 0 | 0 | 0 | Constrained, otherwise capacity available =378 kW | --> | C14 ex ROSEHILL | Rosehill [T41,T42] | KILKENNY |  | 52.65 | -7.2573
176058 | MV/LV Substation TH***058 |  | 20 kV | _ | LV | 50 kVA :Pole Substation | 0.05 | --> | 0.05 | 0.039 | 18.78 |  | --> | 0.048 | 0 | 0 | 0.046 | 0 |  | --> | E17 ex HARTNETTS CROSS | Hartnetts Cross [T121,T422] | HARTNETTS CROSS |  | 51.896 | -8.968
039315X | MV/LV Substation BR***315X |  | 10 kV | _ | LV | 400 kVA :Kiosk Substation | 0.4 | --> | 0.4 | 0.367 | 11.03 |  | --> | 0.38 | 0 | 0.014 | 0.365 | 0 |  | --> | C33 ex SALTHILL | Salthill [T101,T102] | SALTHILL |  | 53.2684 | -9.0897
305786 | MV/LV Substation LO***786 |  | 20 kV | _ | LV | 200 kVA :Kiosk Substation | 0.2 | --> | 0.2 | 0.195 | 4.61 |  | --> | 0.19 | 0 | 0 | 0 | 0 | Constrained, otherwise capacity available =189 kW | --> | E12 ex LUMCLOON | Lumcloon [T421,T422] | DALLOW |  | 53.2734 | -7.8268
293132Z | MV/LV Substation BO***132Z |  | 20 kV | _ | LV | 50 kVA :Pole Substation | 0.05 | --> | 0.05 | 0 | 0 | Constrained, otherwise capacity available =50 kVA | --> | 0.048 | 0 | 0 | 0 | 0 | Constrained, otherwise capacity available =47 kW | --> | E17 ex BALTINGLASS | Baltinglass [T421,T422] | STRATFORD |  | 52.8825 | -6.7007
069768 | MV/LV Substation SL***768 |  | 10 kV | _ | LV | 630 kVA :Building Structure | 0.63 | --> | 0.63 | 0.5 | 4.91 |  | --> | 0.598 | 0 | 0 | 0.5 | 0 |  | --> | C14 ex CRUMLIN | Crumlin [T41,T42] | INCHICORE 220KV |  | 53.3243 | -6.3278
048015X | MV/LV Substation TU***015X |  | 20 kV | _ | LV | 200 kVA :Pole Substation | 0.2 | --> | 0.2 | 0.174 | 2.03 |  | --> | 0.19 | 0 | 0 | 0 | 0 | Constrained, otherwise capacity available =186 kW | --> | E11 ex MOHILL | Mohill [T421,T422] | CARRICK ON SHANNON |  | 53.9233 | -7.8423
020192 | MV/LV Substation FO***192 |  | 10 kV | _ | LV | 50 kVA :Pole Substation | 0.05 | --> | 0.05 | 0 | 0 | Constrained, otherwise capacity available =25 kVA | --> | 0.048 | 0 | 0.01 | 0 | 0 | Constrained, otherwise capacity available =37 kW | --> | C18 ex COOLCORCORAN | Coolcorcoran [T41,T42] | KNOCKEARAGH |  | 52.0702 | -9.5888
009426X | MV/LV Substation SO***426X |  | 20 kV | _ | LV | 200 kVA :Pole Substation | 0.2 | --> | 0.2 | 0 | 0 | Constrained, otherwise capacity available =176 kVA | --> | 0.19 | 0 | 0 | 0 | 0 | Constrained, otherwise capacity available =187 kW | --> | E11 ex KILCARRAGH | Kilcarragh [T421,T422] | BUTLERSTOWN |  | 52.2188 | -7.0436
293855Z | MV/LV Substation BR***855Z |  | 20 kV | _ | LV | 200 kVA :Pole Substation | 0.2 | --> | 0.2 | 0.197 | 0.43 |  | --> | 0.19 | 0 | 0.05 | 0 | 0 | Constrained, otherwise capacity available =152 kW | --> | E13 ex TULLOW | Tullow [T421,T422] | CARLOW |  | 52.8074 | -6.7572
008414X | MV/LV Substation KI***414X |  | 10 kV | _ | LV | 100 kVA :Pole Substation | 0.1 | --> | 0.1 | 0.094 | 0.2 |  | --> | 0.095 | 0 | 0 | 0 | 0 | Constrained, otherwise capacity available =94 kW | --> | E17 ex BEALISTOWN | Bealistown [T421,T422] | GREAT ISLAND |  | 52.2575 | -6.8451
021411X | MV/LV Substation AN***411X |  | 10 kV | _ | LV | 200 kVA :Pole Substation | 0.2 | --> | 0.2 | 0 | 0 | Constrained, otherwise capacity available =131 kVA | --> | 0.19 | 0 | 0.005 | 0.177 | 0 |  | --> | C26 ex BISHOPSTOWN | Bishopstown [T41,T42] | KILBARRY |  | 51.8978 | -8.5685
0494269 | MV/LV Substation RU***4269 |  | 20 kV | _ | LV | 400 kVA :Building Structure | 0.4 | --> | 0.4 | 0.213 | 0.21 | Constrained, otherwise capacity available =315 kVA | --> | 0.38 | 0 | 0 | 0 | 0 | Constrained, otherwise capacity available =368 kW | --> | E11 ex LONGFORD | Longford [T421,T422] | RICHMOND |  | 53.7162 | -7.8116
366350X | MV/LV Substation GA***350X |  | 20 kV | _ | LV | 100 kVA :Pole Substation | 0.1 | --> | 0.1 | 0.09 | 1.47 |  | --> | 0.095 | 0 | 0 | 0.094 | 0 |  | --> | C16 ex SCREEB | Screeb [T41] | SCREEB |  | 53.2422 | -9.7351
030246X | MV/LV Substation SE***246X |  | 20 kV | _ | LV | 630 kVA :Kiosk Substation | 0.63 | --> | 0.63 | 0 | 0 | Constrained, otherwise capacity available =517 kVA | --> | 0.598 | 0 | 0.012 | 0 | 0 | Constrained, otherwise capacity available =574 kW | --> | E17 ex FOXHOLE | Foxhole [T421,T422] | DUNGARVAN |  | 51.9417 | -7.8565
067022Y | MV/LV Substation NA***022Y |  | 10 kV | _ | LV | 630 kVA :Building Structure | 0.63 | --> | 0.63 | 0 | 0 | Constrained, otherwise capacity available =416 kVA | --> | 0.598 | 0 | 0.04 | 0.5 | 0 |  | --> | C17 ex BALLINACURRA | Ballinacurra [T41,T42] | LIMERICK |  | 52.6583 | -8.6389
037406 | MV/LV Substation BA***406 |  | 10 kV | _ | LV | 200 kVA :Pole Substation | 0.2 | --> | 0.2 | 0 | 0 | Constrained, otherwise capacity available =170 kVA | --> | 0.19 | 0 | 0 | 0 | 0 | Constrained, otherwise capacity available =186 kW | --> | C19 ex ENNIS NORTH | Ennis North [T41,T42] | ENNIS |  | 52.8717 | -8.9659
068124X | MV/LV Substation YO***124X |  | 10 kV | _ | LV | 630 kVA :Building Structure | 0.63 | --> | 0.63 | 0 | 0 | Constrained, otherwise capacity available =573 kVA | --> | 0.598 | 0 | 0 | 0.5 | 0 |  | --> | C19 ex CAMDEN ROW | Camden Row [T41] | FRANCIS STREET |  | 53.3393 | -6.2641
058502 | MV/LV Substation BA***502 |  | 10 kV | _ | LV | 100 kVA :Pole Substation | 0.1 | --> | 0.1 | 0 | 0 | Constrained, otherwise capacity available =91 kVA | --> | 0.095 | 0 | 0 | 0 | 0 | Constrained, otherwise capacity available =94 kW | --> | C26 ex KYLEERAGH | Kyleeragh [T41,T42] | NENAGH |  | 52.9075 | -8.2273
069681 | MV/LV Substation SH***681 |  | 10 kV | _ | LV | 400 kVA :Kiosk Substation | 0.4 | --> | 0.4 | 0 | 0 | Constrained, otherwise capacity available =279 kVA | --> | 0.38 | 0 | 0.011 | 0.355 | 0 |  | --> | C12 ex DONNYBROOK | Donnybrook [T41,T42] | MILLTOWN (DR) |  | 53.3168 | -6.2314
0014046 | MV/LV Substation AR***4046 |  | 10 kV | _ | LV | 400 kVA :Kiosk Substation | 0.4 | --> | 0.4 | 0.4 | 1.16 |  | --> | 0.38 | 0 | 0 | 0.38 | 0 |  | --> | C24 ex MOUNT MERRION | Mount Merrion [T41,T42] | CARRICKMINES |  | 53.2984 | -6.1797
011101Z | MV/LV Substation SA***101Z |  | 10 kV | _ | LV | 400 kVA :Building Structure | 0.4 | --> | 0.4 | 0.4 | 2.8 |  | --> | 0.38 | 0 | 0 | 0 | 0 | Constrained, otherwise capacity available =380 kW | --> | C18 ex PURCELLS INCH | Purcells Inch [T41,T42] | KILKENNY |  | 52.6454 | -7.214
281280Z | MV/LV Substation CA***280Z |  | 10 kV | _ | LV | 100 kVA :Pole Substation | 0.1 | --> | 0.1 | 0 | 0 | Constrained, otherwise capacity available =98 kVA | --> | 0.095 | 0 | 0 | 0 | 0 | Constrained, otherwise capacity available =95 kW | --> | C16 ex CARRIGALINE | Carrigaline [T41,T42] | BARNAHELY |  | 51.8695 | -8.3775
127962 | MV/LV Substation KI***962 |  | 10 kV | _ | LV | 50 kVA :Pole Substation | 0.05 | --> | 0.05 | 0 | 0 | Constrained, otherwise capacity available =38 kVA | --> | 0.048 | 0 | 0 | 0 | 0 | Constrained, otherwise capacity available =46 kW | --> | C11 ex HOLYCROSS ROAD | Holycross Road [T41,T42] | THURLES |  | 52.6052 | -7.8434
180960X | MV/LV Substation CA***960X |  | 10 kV | _ | LV | 200 kVA :Pole Substation | 0.2 | --> | 0.2 | 0.076 | 1.4 |  | --> | 0.19 | 0 | 0.018 | 0 | 0 | Constrained, otherwise capacity available =159 kW | --> | C14 ex KELLS | Kells [T41,T42] | NAVAN |  | 53.7593 | -6.8406
065729 | MV/LV Substation SK***729 |  | 10 kV | _ | LV | 50 kVA :Pole Substation | 0.05 | --> | 0.05 | 0 | 0 | Constrained, otherwise capacity available =29 kVA | --> | 0.048 | 0 | 0 | 0 | 0 | Constrained, otherwise capacity available =45 kW | --> | C15 ex LOUGHSHINNY | Loughshinny [T41,T42] | GLASMORE |  | 53.5308 | -6.0906
031244 | MV/LV Substation CL***244 |  | 20 kV | _ | LV | 200 kVA :Pole Substation | 0.2 | --> | 0.2 | 0 | 0 | Constrained, otherwise capacity available =179 kVA | --> | 0.19 | 0 | 0 | 0 | 0 | Constrained, otherwise capacity available =187 kW | --> | E17 ex SPRINGS | Springs [T421,T422] | DUNGARVAN |  | 52.0957 | -7.547
011359 | MV/LV Substation KI***359 |  | 10 kV | _ | LV | 400 kVA :Building Structure | 0.4 | --> | 0.4 | 0.4 | 2.8 |  | --> | 0.38 | 0 | 0 | 0 | 0 | Constrained, otherwise capacity available =380 kW | --> | C18 ex PURCELLS INCH | Purcells Inch [T41,T42] | KILKENNY |  | 52.6447 | -7.2117
293296X | MV/LV Substation BA***296X |  | 20 kV | _ | LV | 50 kVA :Pole Substation | 0.05 | --> | 0.05 | 0 | 0 | Constrained, otherwise capacity available =40 kVA | --> | 0.048 | 0 | 0 | 0 | 0 | Constrained, otherwise capacity available =46 kW | --> | E19 ex SHILLELAGH | Shillelagh [T421,T422] | CARLOW |  | 52.6772 | -6.5258
0144424 | MV/LV Substation PA***4424 |  | 10 kV | _ | LV | 630 kVA :Kiosk Substation | 0.63 | --> | 0.63 | 0 | 0 | Constrained, otherwise capacity available =570 kVA | --> | 0.598 | 0 | 0 | 0 | 0 | Constrained, otherwise capacity available =590 kW | --> | C11 ex MORRISTOWN | Morristown [T41,T42] | NEWBRIDGE |  | 53.1656 | -6.8167
0624297 | MV/LV Substation DO***4297 |  | 20 kV | _ | LV | 200 kVA :Kiosk Substation | 0.2 | --> | 0.2 | 0.186 | 2.33 |  | --> | 0.19 | 0 | 0 | 0 | 0 | Constrained, otherwise capacity available =188 kW | --> | C18 ex DUNDALK | Dundalk [T41,T42] | DUNDALK |  | 54.0201 | -6.3946
042841X | MV/LV Substation NE***841X |  | 10 kV | _ | LV | 400 kVA :Kiosk Substation | 0.4 | --> | 0.4 | 0.368 | 1.51 |  | --> | 0.38 | 0 | 0.011 | 0 | 0 | Constrained, otherwise capacity available =368 kW | --> | C19 ex TURLOUGH ROAD | Turlough Road [T43] | CASTLEBAR |  | 53.8569 | -9.3007
0174034 | MV/LV Substation OR***4034 |  | 10 kV | _ | LV | 200 kVA :Kiosk Substation | 0.2 | --> | 0.2 | 0.2 | 1.98 |  | --> | 0.19 | 0 | 0 | 0 | 0 | Constrained, otherwise capacity available =190 kW | --> | E18 ex RATHKEALE | Rathkeale [T421,T422] | RATHKEALE |  | 52.5205 | -8.9472
0654207 | MV/LV Substation ST***4207 |  | 20 kV | _ | LV | 630 kVA :Kiosk Substation | 0.63 | --> | 0.63 | 0 | 0 | Constrained, otherwise capacity available =489 kVA | --> | 0.598 | 0 | 0.159 | 0 | 0 | Constrained, otherwise capacity available =461 kW | --> | C11 ex LOUGHSHINNY | Loughshinny [T41,T42] | GLASMORE |  | 53.5253 | -6.1587
266941 | MV/LV Substation AT***941 |  | 20 kV | _ | LV | 630 kVA :Building Structure | 0.63 | --> | 0.63 | 0 | 0 | Constrained, otherwise capacity available =419 kVA | --> | 0.598 | 0 | 0 | 0 | 0 | Constrained, otherwise capacity available =569 kW | --> | E14 ex CARNDONAGH | Carndonagh [T421,T422] | TRILLICK |  | 55.2536 | -7.2629
026287Z | MV/LV Substation DE***287Z |  | 10 kV | _ | LV | 630 kVA :Building Structure | 0.63 | --> | 0.63 | 0 | 0 | Constrained, otherwise capacity available =630 kVA | --> | 0.598 | 0 | 0 | 0 | 0 | Constrained, otherwise capacity available =598 kW | --> | C16 ex KINSALE | Kinsale [T41,T42] | BANDON |  | 51.7021 | -8.5201
082092Z | MV/LV Substation NO***092Z |  | 10 kV | _ | LV | 200 kVA :Pole Substation | 0.2 | --> | 0.2 | 0 | 0 | Constrained, otherwise capacity available =140 kVA | --> | 0.19 | 0 | 0.05 | 0 | 0 | Constrained, otherwise capacity available =145 kW | --> | C30 ex ACADEMY STREET | Academy Street [T421,T422,T44] | NAVAN |  | 53.6474 | -6.6462
1184050 | MV/LV Substation KP***4050 |  | 10 kV | _ | LV | 100 kVA :Pole Substation | 0.1 | --> | 0.1 | 0.095 | 2 |  | --> | 0.095 | 0 | 0 | 0 | 0 | Constrained, otherwise capacity available =94 kW | --> | C17 ex BALLINASLOE | Ballinasloe [T41,T42] | SOMERSET |  | 53.3195 | -8.2186
068856X | MV/LV Substation JE***856X |  | 10 kV | _ | LV | 1000 kVA :Building Structure | 1 | --> | 1 | 0.5 | 2.6 |  | --> | 0.95 | 0 | 0 | 0.5 | 0 |  | --> | C28 ex WOLFE TONE STREET | Wolfe Tone Street [T101,T102] | FINGLAS |  | 53.3487 | -6.2655
058138 | MV/LV Substation DU***138 |  | 10 kV | _ | LV | 50 kVA :Pole Substation | 0.05 | --> | 0.05 | 0.038 | 3 |  | --> | 0.048 | 0 | 0 | 0 | 0 | Constrained, otherwise capacity available =46 kW | --> | C21 ex NENAGH | Nenagh [T41,T42] | NENAGH |  | 52.8849 | -8.3235
066609Z | MV/LV Substation HO***609Z |  | 10 kV | _ | LV | 630 kVA :Kiosk Substation | 0.63 | --> | 0.63 | 0 | 0 | Constrained, otherwise capacity available =533 kVA | --> | 0.598 | 0 | 0.005 | 0.5 | 0 |  | --> | C16 ex MOUNTGORRY | Mountgorry [T41,T42] | GRANGE (DR) |  | 53.4442 | -6.2127
001145X | MV/LV Substation FR***145X |  | 10 kV | _ | LV | 630 kVA :Building Structure | 0.63 | --> | 0.63 | 0.5 | 1.55 |  | --> | 0.598 | 0 | 0 | 0.5 | 0 |  | --> | C22 ex MONKSTOWN | Monkstown [T41,T42] | BLACKROCK |  | 53.2994 | -6.1768
003149Y | MV/LV Substation MA***149Y |  | 10 kV | _ | LV | 200 kVA :Kiosk Substation | 0.2 | --> | 0.2 | 0.099 | 11.58 |  | --> | 0.19 | 0 | 0.042 | 0 | 0 | Constrained, otherwise capacity available =145 kW | --> | C22 ex BALLYBEG | Ballybeg [T101,T102] | CARRICKMINES |  | 52.9794 | -6.0539
064389Z | MV/LV Substation KI***389Z |  | 20 kV | _ | LV | 50 kVA :Pole Substation | 0.05 | --> | 0.05 | 0 | 0 | Constrained, otherwise capacity available =48 kVA | --> | 0.048 | 0 | 0 | 0 | 0 | Constrained, otherwise capacity available =47 kW | --> | E15 ex JULIANSTOWN | Julianstown [T421,T422] | DRYBRIDGE |  | 53.6307 | -6.2796
004182 | MV/LV Substation TI***182 |  | 10 kV | _ | LV | 50 kVA :Pole Substation | 0.05 | --> | 0.05 | 0.033 | 0.45 |  | --> | 0.048 | 0 | 0 | 0 | 0 | Constrained, otherwise capacity available =45 kW | --> | C15 ex KILMAGIG | Kilmagig [T42] | ARKLOW |  | 52.8564 | -6.3177
127529X | MV/LV Substation AT***529X |  | 10 kV | _ | LV | 50 kVA :Pole Substation | 0.05 | --> | 0.05 | 0 | 0 | Constrained, otherwise capacity available =50 kVA | --> | 0.048 | 0 | 0 | 0 | 0 | Constrained, otherwise capacity available =47 kW | --> | C11 ex LOUGHTAGALLA | Loughtagalla [T41,T42] | THURLES |  | 52.6906 | -7.7404
052131Y | MV/LV Substation MY***131Y |  | 20 kV | _ | LV | 50 kVA :Pole Substation | 0.05 | --> | 0.05 | 0 | 0 | Constrained, otherwise capacity available =48 kVA | --> | 0.048 | 0 | 0 | 0 | 0 | Constrained, otherwise capacity available =47 kW | --> | C15 ex DELVIN | Delvin [T41,T42] | MULLINGAR |  | 53.5348 | -7.1231
082252Z | MV/LV Substation PU***252Z |  | 20 kV | _ | LV | 200 kVA :Kiosk Substation | 0.2 | --> | 0.2 | 0 | 0 | Constrained, otherwise capacity available =155 kVA | --> | 0.19 | 0 | 0 | 0 | 0 | Constrained, otherwise capacity available =184 kW | --> | E12 ex ACADEMY STREET | Academy Street [T421,T422,T44] | NAVAN |  | 53.642 | -6.6707
233234X | MV/LV Substation RE***234X |  | 20 kV | _ | LV | 100 kVA :Pole Substation | 0.1 | --> | 0.1 | 0 | 0 | Constrained, otherwise capacity available =99 kVA | --> | 0.095 | 0 | 0 | 0 | 0 | Constrained, otherwise capacity available =95 kW | --> | C21 ex CASTLEISLAND | Castleisland [T41,T42] | TRALEE |  | 52.1475 | -9.5029
161801X | MV/LV Substation NA***801X |  | 10 kV | _ | LV | 50 kVA :Pole Substation | 0.05 | --> | 0.05 | 0 | 0 | Constrained, otherwise capacity available =45 kVA | --> | 0.048 | 0 | 0 | 0 | 0 | Constrained, otherwise capacity available =47 kW | --> | C13 ex SPIDDAL |  |  |  | 53.2802 | -9.3031
066579Z | MV/LV Substation GR***579Z |  | 20 kV | _ | LV | 630 kVA :Kiosk Substation | 0.63 | --> | 0.63 | 0 | 0 | Constrained, otherwise capacity available =509 kVA | --> | 0.598 | 0 | 0.035 | 0 | 0 | Constrained, otherwise capacity available =556 kW | --> | E17 ex BALTRASNA | Baltrasna [T121,T122] | BALTRASNA |  | 53.518 | -6.5438
004457 | MV/LV Substation AV***457 |  | 10 kV | _ | LV | 100 kVA :Pole Substation | 0.1 | --> | 0.1 | 0.063 | 0.45 |  | --> | 0.095 | 0 | 0 | 0 | 0 | Constrained, otherwise capacity available =90 kW | --> | C12 ex KILMAGIG | Kilmagig [T42] | ARKLOW |  | 52.8615 | -6.2116
281486Z | MV/LV Substation HA***486Z |  | 10 kV | _ | LV | 400 kVA :Kiosk Substation | 0.4 | --> | 0.4 | 0 | 0 | Constrained, otherwise capacity available =288 kVA | --> | 0.38 | 0 | 0.093 | 0.296 | 0 |  | --> | C26 ex BISHOPSTOWN | Bishopstown [T41,T42] | KILBARRY |  | 51.8938 | -8.5586
074422 | MV/LV Substation TO***422 |  | 20 kV | _ | LV | 100 kVA :Pole Substation | 0.1 | --> | 0.1 | 0 | 8.5 |  | --> | 0.095 | 0 | 0.014 | 0 | 0 | Constrained, otherwise capacity available =70 kW | --> | E14 ex ARIGNA | Arigna [T121] | ARIGNA |  | 54.0464 | -8.0365
0624222 | MV/LV Substation MA***4222 |  | 10 kV | _ | LV | 630 kVA :Building Structure | 0.63 | --> | 0.63 | 0.5 | 5.69 |  | --> | 0.598 | 0 | 0.01 | 0 | 0 | Constrained, otherwise capacity available =584 kW | --> | C17 ex RAMPARTS | Ramparts [T41,T42] | DUNDALK |  | 54.001 | -6.3938
164394X | MV/LV Substation GR***394X |  | 10 kV | _ | LV | 100 kVA :Pole Substation | 0.1 | --> | 0.1 | 0 | 0 | Constrained, otherwise capacity available =86 kVA | --> | 0.095 | 0 | 0 | 0 | 0 | Constrained, otherwise capacity available =93 kW | --> | C22 ex SKIBBEREEN | Skibbereen [T41,T42] | DUNMANWAY |  | 51.4395 | -9.5054
046388X | MV/LV Substation SC***388X |  | 10 kV | _ | LV | 50 kVA :Pole Substation | 0.05 | --> | 0.05 | 0.047 | 5.78 |  | --> | 0.048 | 0 | 0 | 0.047 | 0 |  | --> | C14 ex OAKFIELD | Oakfield [T41,T42] | SLIGO |  | 54.2272 | -8.4883
1604374 | MV/LV Substation MO***4374 |  | 20 kV | _ | LV | 50 kVA :Pole Substation | 0.05 | --> | 0.05 | 0 | 0 | Constrained, otherwise capacity available =50 kVA | --> | 0.048 | 0 | 0 | 0 | 0 | Constrained, otherwise capacity available =48 kW | --> | E11 ex PORTLAOISE |  |  |  | 53.0843 | -7.1907
2884149 | MV/LV Substation BI***4149 |  | 10 kV | _ | LV | 1000 kVA :Building Structure | 1 | --> | 1 | 0 | 0 | Constrained, otherwise capacity available =1000 kVA | --> | 0.95 | 0 | 0 | 0.5 | 0 |  | --> | C14 ex CARRICKMINES | Carrickmines [T41,T42] | CARRICKMINES |  | 53.2553 | -6.2001
049420Y | MV/LV Substation RO***420Y |  | 10 kV | _ | LV | 100 kVA :Pole Substation | 0.1 | --> | 0.1 | 0.071 | 1.31 |  | --> | 0.095 | 0 | 0.009 | 0 | 0 | Constrained, otherwise capacity available =84 kW | --> | C17 ex ROOSKY | Roosky [T41] | RICHMOND |  | 53.8293 | -7.9279
069383 | MV/LV Substation WI***383 |  | 10 kV | _ | LV | 400 kVA :Kiosk Substation | 0.4 | --> | 0.4 | 0.209 | 4.47 |  | --> | 0.38 | 0 | 0.086 | 0.289 | 0 |  | --> | C14 ex TEMPLEOGUE | Templeogue [T41,T42] | MILLTOWN (DR) |  | 53.3017 | -6.3265
059194Y | MV/LV Substation TO***194Y |  | 10 kV | _ | LV | 400 kVA :Kiosk Substation | 0.4 | --> | 0.4 | 0 | 0 | Constrained, otherwise capacity available =292 kVA | --> | 0.38 | 0 | 0 | 0 | 0 | Constrained, otherwise capacity available =365 kW | --> | C14 ex CAVAN | Cavan [T42,T421] | SHANKILL |  | 53.9908 | -7.3622
068817 | MV/LV Substation IL***817 |  | 10 kV | _ | LV | 630 kVA :Building Structure | 0.63 | --> | 0.63 | 0 | 0 | Constrained, otherwise capacity available =251 kVA | --> | 0.598 | 0 | 0 | 0.5 | 0 |  | --> | C21 ex GRANBY ROW | Granby Row [T41] | MCDERMOTT |  | 53.3503 | -6.2645
365267 | MV/LV Substation CO***267 |  | 10 kV | _ | LV | 50 kVA :Pole Substation | 0.05 | --> | 0.05 | 0 | 0 | Constrained, otherwise capacity available =7 kVA | --> | 0.048 | 0 | 0.015 | 0.03 | 0 |  | --> | C12 ex SAGGART | Saggart [T41,T42] | GRANGE CASTLE |  | 53.2801 | -6.5032
167499Y | MV/LV Substation TE***499Y |  | 20 kV | _ | LV | 50 kVA :Pole Substation | 0.05 | --> | 0.05 | 0 | 0 | Constrained, otherwise capacity available =50 kVA | --> | 0.048 | 0 | 0 | 0 | 0 | Constrained, otherwise capacity available =48 kW | --> | E21 ex WHITECHURCH | Whitechurch [T421,T422] | KILBARRY |  | 51.9724 | -8.4409
074853 | MV/LV Substation CO***853 |  | 10 kV | _ | LV | 400 kVA :Kiosk Substation | 0.4 | --> | 0.4 | 0 | 0 | Constrained, otherwise capacity available =333 kVA | --> | 0.38 | 0 | 0 | 0 | 0 | Constrained, otherwise capacity available =371 kW | --> | C13 ex CARRICK ON SHANNON | Carrick On Shannon [T41,T42] | CARRICK ON SHANNON |  | 53.9443 | -8.0911
081548Z | MV/LV Substation AC***548Z |  | 10 kV | _ | LV | 400 kVA :Building Structure | 0.4 | --> | 0.4 | 0 | 0 | Constrained, otherwise capacity available =391 kVA | --> | 0.38 | 0 | 0 | 0.379 | 0 |  | --> | C35 ex SEMPERIT | Semperit [T41,T42,T43] | GRANGE CASTLE |  | 53.3222 | -6.3435
067216Y | MV/LV Substation KI***216Y |  | 10 kV | _ | LV | 400 kVA :Kiosk Substation | 0.4 | --> | 0.4 | 0 | 0 | Constrained, otherwise capacity available =263 kVA | --> | 0.38 | 0 | 0.044 | 0.328 | 0 |  | --> | C16 ex BALLINACURRA | Ballinacurra [T41,T42] | LIMERICK |  | 52.6376 | -8.6422
058428 | MV/LV Substation SI***428 |  | 10 kV | _ | LV | 50 kVA :Pole Substation | 0.05 | --> | 0.05 | 0.046 | 3 |  | --> | 0.048 | 0 | 0 | 0 | 0 | Constrained, otherwise capacity available =47 kW | --> | C23 ex NENAGH | Nenagh [T41,T42] | NENAGH |  | 52.8013 | -8.2392
062028Z | MV/LV Substation LI***028Z |  | 10 kV | _ | LV | 400 kVA :Kiosk Substation | 0.4 | --> | 0.4 | 0.328 | 5.69 |  | --> | 0.38 | 0 | 0.003 | 0 | 0 | Constrained, otherwise capacity available =368 kW | --> | C19 ex RAMPARTS | Ramparts [T41,T42] | DUNDALK |  | 54.017 | -6.4022
0094405 | MV/LV Substation EV***4405 |  | 10 kV | _ | LV | 200 kVA :Pole Substation | 0.2 | --> | 0.2 | 0 | 0 | Constrained, otherwise capacity available =200 kVA | --> | 0.19 | 0 | 0 | 0 | 0 | Constrained, otherwise capacity available =190 kW | --> | C21 ex WATERFORD IND EST | Waterford Ind Est [T41,T42,T44] | BUTLERSTOWN |  | 52.2451 | -7.1295
068709X | MV/LV Substation GR***709X |  | 10 kV | _ | LV | 1000 kVA :Building Structure | 1 | --> | 1 | 0.5 | 2.6 |  | --> | 0.95 | 0 | 0 | 0.5 | 0 |  | --> | C14 ex WOLFE TONE STREET | Wolfe Tone Street [T101,T102] | FINGLAS |  | 53.3508 | -6.2635
037870 | MV/LV Substation RO***870 |  | 10 kV | _ | LV | 400 kVA :Kiosk Substation | 0.4 | --> | 0.4 | 0.377 | 13.05 |  | --> | 0.38 | 0 | 0 | 0.377 | 0 |  | --> | C20 ex ENNIS | Ennis [T101,T102] | ENNIS |  | 52.8489 | -8.984
003471Y | MV/LV Substation BU***471Y |  | 10 kV | _ | LV | 400 kVA :Kiosk Substation | 0.4 | --> | 0.4 | 0.305 | 11.58 |  | --> | 0.38 | 0 | 0.01 | 0 | 0 | Constrained, otherwise capacity available =359 kW | --> | C21 ex BALLYBEG | Ballybeg [T101,T102] | CARRICKMINES |  | 52.987 | -6.071
054130Z | MV/LV Substation GL***130Z |  | 20 kV | _ | LV | 200 kVA :Kiosk Substation | 0.2 | --> | 0.2 | 0 | 0 | Constrained, otherwise capacity available =163 kVA | --> | 0.19 | 0 | 0 | 0 | 0 | Constrained, otherwise capacity available =185 kW | --> | E12 ex ABBEYLEIX | Abbeyleix [T422] | PORTLAOISE |  | 52.946 | -7.297
033648Y | MV/LV Substation CE***648Y |  | 10 kV | _ | LV | 200 kVA :Pole Substation | 0.2 | --> | 0.2 | 0 | 0 | Constrained, otherwise capacity available =200 kVA | --> | 0.19 | 0 | 0 | 0.059 | 0 | Constrained, otherwise capacity available =190 kW | --> | C16 ex CREGG ROAD | Cregg Road [T41,T42] | BALLYDINE |  | 52.3467 | -7.3912
082460Y | MV/LV Substation CR***460Y |  | 10 kV | _ | LV | 50 kVA :Pole Substation | 0.05 | --> | 0.05 | 0.05 | 2.01 |  | --> | 0.048 | 0 | 0 | 0 | 0 | Constrained, otherwise capacity available =47 kW | --> | C18 ex ABBEYLAND | Abbeyland [T41,T42] | NAVAN |  | 53.6301 | -6.7972
066329X | MV/LV Substation ME***329X |  | 10 kV | _ | LV | 400 kVA :Kiosk Substation | 0.4 | --> | 0.4 | 0 | 0 | Constrained, otherwise capacity available =290 kVA | --> | 0.38 | 0 | 0.028 | 0.344 | 0 |  | --> | C16 ex MOUNTGORRY | Mountgorry [T41,T42] | GRANGE (DR) |  | 53.444 | -6.2011
210933X | MV/LV Substation MU***933X |  | 10 kV | _ | LV | 50 kVA :Pole Substation | 0.05 | --> | 0.05 | 0 | 0 | Constrained, otherwise capacity available =40 kVA | --> | 0.048 | 0 | 0 | 0 | 0 | Constrained, otherwise capacity available =46 kW | --> | C21 ex CARRICKMACROSS | Carrickmacross [T41,T42] | MEATH HILL |  | 53.9728 | -6.7239
340804 | MV/LV Substation DE***804 |  | 10 kV | _ | LV | 50 kVA :Pole Substation | 0.05 | --> | 0.05 | 0 | 0 | Constrained, otherwise capacity available =44 kVA | --> | 0.048 | 0 | 0 | 0 | 0 | Constrained, otherwise capacity available =47 kW | --> | C15 ex DUNGLOE | Dungloe [T41,T42] | ARDNAGAPPARY |  | 54.8882 | -8.3787
0684399 | MV/LV Substation ST***4399 |  | 10 kV | _ | LV | 1000 kVA :Building Structure | 1 | --> | 1 | 0.5 | 2.6 |  | --> | 0.95 | 0 | 0 | 0.5 | 0 |  | --> | C24 ex WOLFE TONE STREET | Wolfe Tone Street [T101,T102] | FINGLAS |  | 53.3473 | -6.2725
020278 | MV/LV Substation KN***278 |  | 10 kV | _ | LV | 200 kVA :Pole Substation | 0.2 | --> | 0.2 | 0 | 0 | Constrained, otherwise capacity available =154 kVA | --> | 0.19 | 0 | 0.005 | 0 | 0 | Constrained, otherwise capacity available =180 kW | --> | C18 ex COOLCORCORAN | Coolcorcoran [T41,T42] | KNOCKEARAGH |  | 52.0771 | -9.5701
254265 | MV/LV Substation AB***265 |  | 20 kV | _ | LV | 50 kVA :Pole Substation | 0.05 | --> | 0.05 | 0 | 0 | Constrained, otherwise capacity available =44 kVA | --> | 0.048 | 0 | 0 | 0 | 0 | Constrained, otherwise capacity available =47 kW | --> | E16 ex GLENAMADDY | Glenamaddy [T422] | ATHLONE |  | 53.4395 | -8.7264
0664143 | MV/LV Substation ST***4143 |  | 10 kV | _ | LV | 400 kVA :Kiosk Substation | 0.4 | --> | 0.4 | 0 | 0 | Constrained, otherwise capacity available =264 kVA | --> | 0.38 | 0 | 0.038 | 0 | 0 | Constrained, otherwise capacity available =333 kW | --> | C15 ex MALAHIDE | Malahide [T41,T42] | GLASMORE |  | 53.4158 | -6.1491
249085 | MV/LV Substation TO***085 |  | 10 kV | _ | LV | 100 kVA :Pole Substation | 0.1 | --> | 0.1 | 0 | 0 | Constrained, otherwise capacity available =90 kVA | --> | 0.095 | 0 | 0.005 | 0 | 0 | Constrained, otherwise capacity available =90 kW | --> | C19 ex LISMORE | Lismore [T41,T42] | DUNGARVAN |  | 52.0927 | -8.0022
154637Z | MV/LV Substation TE***637Z |  | 10 kV | _ | LV | 630 kVA :Building Structure | 0.63 | --> | 0.63 | 0 | 0 | Constrained, otherwise capacity available =630 kVA | --> | 0.598 | 0 | 0 | 0 | 0 | Constrained, otherwise capacity available =598 kW | --> | C21 ex MONEYCOOLEY | Moneycooley [T41,T42,T44] | GRIFFINRATH |  | 53.3799 | -6.5841
071013 | MV/LV Substation BA***013 |  | 10 kV | _ | LV | 100 kVA :Pole Substation | 0.1 | --> | 0.1 | 0.071 | 5.58 |  | --> | 0.095 | 0 | 0.002 | 0.089 | 0 |  | --> | C12 ex KILCOOLE | Kilcoole [T41,T42] | FASSAROE |  | 53.0971 | -6.0663
288845 | MV/LV Substation BA***845 |  | 10 kV | _ | LV | 50 kVA :Pole Substation | 0.05 | --> | 0.05 | 0 | 0 | Constrained, otherwise capacity available =17 kVA | --> | 0.048 | 0 | 0.011 | 0.035 | 0 |  | --> | C17 ex CARRICKMINES | Carrickmines [T41,T42] | CARRICKMINES |  | 53.2393 | -6.2222
277077 | MV/LV Substation DU***077 |  | 10 kV | _ | LV | 630 kVA :Kiosk Substation | 0.63 | --> | 0.63 | 0 | 0 | Constrained, otherwise capacity available =521 kVA | --> | 0.598 | 0 | 0.01 | 0.5 | 0 |  | --> | C17 ex KILMORE | Kilmore [T101,T102,T103] | FINGLAS |  | 53.3972 | -6.1954
068522X | MV/LV Substation HA***522X |  | 10 kV | _ | LV | 1000 kVA :Building Structure | 1 | --> | 1 | 0.5 | 9.99 |  | --> | 0.95 | 0 | 0 | 0.5 | 0 |  | --> | C24 ex HAROLDS CROSS | Harolds Cross [T101,T102] | POOLBEG |  | 53.334 | -6.2628
059438 | MV/LV Substation SH***438 |  | 10 kV | _ | LV | 30 kVA :Pole Substation | 0.03 | --> | 0.03 | 0 | 0 | Constrained, otherwise capacity available =30 kVA | --> | 0.028 | 0 | 0 | 0 | 0 | Constrained, otherwise capacity available =28 kW | --> | C20 ex CAVAN | Cavan [T42,T421] | SHANKILL |  | 54.0055 | -7.2996
062115Y | MV/LV Substation CH***115Y |  | 10 kV | _ | LV | 630 kVA :Building Structure | 0.63 | --> | 0.63 | 0.39 | 5.69 |  | --> | 0.598 | 0 | 0.001 | 0 | 0 | Constrained, otherwise capacity available =564 kW | --> | C23 ex RAMPARTS | Ramparts [T41,T42] | DUNDALK |  | 54.0085 | -6.4031
237210X | MV/LV Substation CL***210X |  | 10 kV | _ | LV | 50 kVA :Pole Substation | 0.05 | --> | 0.05 | 0 | 0 | Constrained, otherwise capacity available =38 kVA | --> | 0.048 | 0 | 0 | 0 | 0 | Constrained, otherwise capacity available =46 kW | --> | C18 ex DUNLEER | Dunleer [T41,T42] | DRYBRIDGE |  | 53.8395 | -6.3936
2524096 | MV/LV Substation KY***4096 |  | 20 kV | _ | LV | 200 kVA :Kiosk Substation | 0.2 | --> | 0.2 | 0.14 | 2.76 |  | --> | 0.19 | 0 | 0 | 0.182 | 0 |  | --> | C13 ex RECESS | Recess [T41] | SCREEB |  | 53.5615 | -9.8904
013414X | MV/LV Substation RE***414X |  | 10 kV | _ | LV | 200 kVA :Pole Substation | 0.2 | --> | 0.2 | 0.121 | 0.12 | Constrained, otherwise capacity available =199 kVA | --> | 0.19 | 0 | 0.004 | 0.187 | 0 |  | --> | C21 ex ATHY | Athy [T101,T102] | ATHY |  | 52.933 | -7.0803
0074384 | MV/LV Substation AR***4384 |  | 20 kV | _ | LV | 630 kVA :Kiosk Substation | 0.63 | --> | 0.63 | 0.143 | 0.14 | Constrained, otherwise capacity available =630 kVA | --> | 0.598 | 0 | 0 | 0 | 0 | Constrained, otherwise capacity available =598 kW | --> | C12 ex CARRIGLAWN | Carriglawn [T41,T42] | WEXFORD |  | 52.3576 | -6.4512
164580X | MV/LV Substation RE***580X |  | 10 kV | _ | LV | 400 kVA :Kiosk Substation | 0.4 | --> | 0.4 | 0 | 0 | Constrained, otherwise capacity available =334 kVA | --> | 0.38 | 0 | 0 | 0 | 0 | Constrained, otherwise capacity available =371 kW | --> | C15 ex SKIBBEREEN | Skibbereen [T41,T42] | DUNMANWAY |  | 51.5397 | -9.2735
281188Z | MV/LV Substation WR***188Z |  | 10 kV | _ | LV | 200 kVA :Kiosk Substation | 0.2 | --> | 0.2 | 0 | 0 | Constrained, otherwise capacity available =124 kVA | --> | 0.19 | 0 | 0.03 | 0 | 0 | Constrained, otherwise capacity available =157 kW | --> | C22 ex KILMONEY | Kilmoney [T41,T42] | TRABEG |  | 51.8056 | -8.4069
071924 | MV/LV Substation BU***924 |  | 10 kV | _ | LV | 200 kVA :Kiosk Substation | 0.2 | --> | 0.2 | 0.183 | 5.58 |  | --> | 0.19 | 0 | 0 | 0.188 | 0 |  | --> | C14 ex KILCOOLE | Kilcoole [T41,T42] | FASSAROE |  | 53.1041 | -6.0682
1424323 | MV/LV Substation AL***4323 |  | 10 kV | _ | LV | 400 kVA :Building Structure | 0.4 | --> | 0.4 | 0 | 0 | Constrained, otherwise capacity available =361 kVA | --> | 0.38 | 0 | 0 | 0 | 0 | Constrained, otherwise capacity available =375 kW | --> | C17 ex ATHENRY |  |  |  | 53.2971 | -8.749
0664040 | MV/LV Substation DO***4040 |  | 20 kV | _ | LV | 400 kVA :Building Structure | 0.4 | --> | 0.4 | 0 | 0 | Constrained, otherwise capacity available =314 kVA | --> | 0.38 | 0 | 0 | 0 | 0 | Constrained, otherwise capacity available =368 kW | --> | E11 ex GLASMORE | Glasmore [T421,T422] | GLASMORE |  | 53.4897 | -6.1442
118409X | MV/LV Substation WA***409X |  | 20 kV | _ | LV | 50 kVA :Pole Substation | 0.05 | --> | 0.05 | 0 | 0 | Constrained, otherwise capacity available =16 kVA | --> | 0.048 | 0 | 0 | 0 | 0 | Constrained, otherwise capacity available =43 kW | --> | E18 ex CREAGH | Creagh [T421,T422] | ATHLONE |  | 53.3927 | -8.3313
0364055 | MV/LV Substation LI***4055 |  | 20 kV | _ | LV | 50 kVA :Pole Substation | 0.05 | --> | 0.05 | 0.042 | 1.4 |  | --> | 0.048 | 0 | 0.01 | 0 | 0 | Constrained, otherwise capacity available =39 kW | --> | E17 ex KILROSS ROAD | Kilross Road [T421] | TIPPERARY |  | 52.458 | -8.2863
002803 | MV/LV Substation CO***803 |  | 10 kV | _ | LV | 100 kVA :Pole Substation | 0.1 | --> | 0.1 | 0 | 0 | Constrained, otherwise capacity available =78 kVA | --> | 0.095 | 0 | 0 | 0.092 | 0 |  | --> | C14 ex GREYSTONES | Greystones [T41,T42] | FASSAROE |  | 53.1708 | -6.1886
0144410 | MV/LV Substation MA***4410 |  | 10 kV | _ | LV | 630 kVA :Kiosk Substation | 0.63 | --> | 0.63 | 0 | 0 | Constrained, otherwise capacity available =565 kVA | --> | 0.598 | 0 | 0.015 | 0 | 0 | Constrained, otherwise capacity available =578 kW | --> | C18 ex KILDARE | Kildare [T41,T42] | NEWBRIDGE |  | 53.1563 | -6.9033
0084512 | MV/LV Substation BA***4512 |  | 10 kV | _ | LV | 200 kVA :Pole Substation | 0.2 | --> | 0.2 | 0.2 | 0.2 |  | --> | 0.19 | 0 | 0 | 0 | 0 | Constrained, otherwise capacity available =190 kW | --> | E17 ex BEALISTOWN | Bealistown [T421,T422] | GREAT ISLAND |  | 52.2616 | -6.8618
120565Y | MV/LV Substation SE***565Y |  | 20 kV | _ | LV | 200 kVA :Pole Substation | 0.2 | --> | 0.2 | 0 | 0 | Constrained, otherwise capacity available =158 kVA | --> | 0.19 | 0 | 0.015 | 0 | 0 | Constrained, otherwise capacity available =173 kW | --> | E11 ex EDENDERRY | Edenderry [T421,T422] | BLAKE |  | 53.3369 | -7.0653
154490Z | MV/LV Substation MA***490Z |  | 10 kV | _ | LV | 630 kVA :Building Structure | 0.63 | --> | 0.63 | 0 | 0 | Constrained, otherwise capacity available =563 kVA | --> | 0.598 | 0 | 0 | 0.5 | 0 |  | --> | C41 ex COLLEGE PARK | College Park [T101,T102,T103] | COLLEGE PARK |  | 53.4162 | -6.4085
0934049 | MV/LV Substation CO***4049 |  | 10 kV | _ | LV | 400 kVA :Kiosk Substation | 0.4 | --> | 0.4 | 0 | 0 | Constrained, otherwise capacity available =373 kVA | --> | 0.38 | 0 | 0.016 | 0.364 | 0 |  | --> | C18 ex SUTTON | Sutton [T41,T42] | GRANGE (DR) |  | 53.396 | -6.1292
059128Y | MV/LV Substation AN***128Y |  | 10 kV | _ | LV | 200 kVA :Pole Substation | 0.2 | --> | 0.2 | 0 | 0 | Constrained, otherwise capacity available =172 kVA | --> | 0.19 | 0 | 0.02 | 0 | 0 | Constrained, otherwise capacity available =171 kW | --> | C15 ex DERRYCRAMPH | Derrycramph [T41,T42] | SHANKILL |  | 53.9936 | -7.3694
014945Z | MV/LV Substation CA***945Z |  | 10 kV | _ | LV | 630 kVA :Kiosk Substation | 0.63 | --> | 0.63 | 0 | 0 | Constrained, otherwise capacity available =503 kVA | --> | 0.598 | 0 | 0.027 | 0 | 0 | Constrained, otherwise capacity available =561 kW | --> | C11 ex MORRISTOWN | Morristown [T41,T42] | NEWBRIDGE |  | 53.1721 | -6.8098
008678 | MV/LV Substation MI***678 |  | 10 kV | _ | LV | 50 kVA :Pole Substation | 0.05 | --> | 0.05 | 0.046 | 0.2 |  | --> | 0.048 | 0 | 0 | 0 | 0 | Constrained, otherwise capacity available =47 kW | --> | E17 ex BEALISTOWN | Bealistown [T421,T422] | GREAT ISLAND |  | 52.2581 | -6.8515
154196Z | MV/LV Substation TO***196Z |  | 10 kV | _ | LV | 630 kVA :Kiosk Substation | 0.63 | --> | 0.63 | 0 | 0 | Constrained, otherwise capacity available =526 kVA | --> | 0.598 | 0 | 0 | 0 | 0 | Constrained, otherwise capacity available =584 kW | --> | C24 ex BALLYCOOLIN | Ballycoolin [T41,T42,T43] | FINGLAS |  | 53.3929 | -6.3778
006819X | MV/LV Substation CL***819X |  | 20 kV | _ | LV | 50 kVA :Pole Substation | 0.05 | --> | 0.05 | 0 | 0 | Constrained, otherwise capacity available =40 kVA | --> | 0.048 | 0 | 0 | 0 | 0 | Constrained, otherwise capacity available =46 kW | --> | E16 ex CLONROCHE | Clonroche [T421,T422] | WEXFORD |  | 52.5001 | -6.6897
055208Y | MV/LV Substation CL***208Y |  | 10 kV | _ | LV | 50 kVA :Pole Substation | 0.05 | --> | 0.05 | 0 | 0 | Constrained, otherwise capacity available =37 kVA | --> | 0.048 | 0 | 0 | 0 | 0 | Constrained, otherwise capacity available =46 kW | --> | C13 ex ROSCREA | Roscrea [T41,T42] | IKERRIN |  | 52.9728 | -7.7946
099032 | MV/LV Substation ST***032 |  | 10 kV | _ | LV | 400 kVA :Building Structure | 0.4 | --> | 0.4 | 0.261 | 5.45 |  | --> | 0.38 | 0 | 0 | 0 | 0 | Constrained, otherwise capacity available =361 kW | --> | C17 ex GORTLEE | Gortlee [T41,T42] | LETTERKENNY |  | 54.9599 | -7.7296
014033X | MV/LV Substation BA***033X |  | 10 kV | _ | LV | 100 kVA :Pole Substation | 0.1 | --> | 0.1 | 0.068 | 0.63 |  | --> | 0.095 | 0 | 0.005 | 0 | 0 | Constrained, otherwise capacity available =87 kW | --> | C16 ex KILCULLEN | Kilcullen [T41,T42,T424] | STRATFORD |  | 53.1251 | -6.8314
090843 | MV/LV Substation MU***843 |  | 10 kV | _ | LV | 100 kVA :Pole Substation | 0.1 | --> | 0.1 | 0.084 | 3.16 |  | --> | 0.095 | 0 | 0.01 | 0 | 0 | Constrained, otherwise capacity available =85 kW | --> | C20 ex ENNISKEANE | Enniskeane [T41,T42] | BANDON |  | 51.742 | -8.8886
001211 | MV/LV Substation PE***211 |  | 10 kV | _ | LV | 630 kVA :Kiosk Substation | 0.63 | --> | 0.63 | 0.5 | 1.23 |  | --> | 0.598 | 0 | 0.038 | 0.5 | 0 |  | --> | C25 ex SALLYNOGGIN ROAD | Sallynoggin Road [T41,T42] | CHERRYWOOD |  | 53.2782 | -6.1377
051218 | MV/LV Substation MI***218 |  | 20 kV | _ | LV | 50 kVA :Pole Substation | 0.05 | --> | 0.05 | 0.024 | 2.22 |  | --> | 0.048 | 0 | 0 | 0.044 | 0 |  | --> | E21 ex CLARA | Clara [T421,T422] | THORNSBERRY |  | 53.3484 | -7.6138
084543 | MV/LV Substation AB***543 |  | 20 kV | _ | LV | 50 kVA :Pole Substation | 0.05 | --> | 0.05 | 0 | 0 | Constrained, otherwise capacity available =24 kVA | --> | 0.048 | 0 | 0 | 0 | 0 | Constrained, otherwise capacity available =44 kW | --> | E11 ex KILCOLGAN | Kilcolgan [T42,T421] | GALWAY 110KV |  | 53.1191 | -9.0695
009103Y | MV/LV Substation IE***103Y |  | 10 kV | _ | LV | 400 kVA :Building Structure | 0.4 | --> | 0.4 | 0 | 0 | Constrained, otherwise capacity available =385 kVA | --> | 0.38 | 0 | 0 | 0 | 0 | Constrained, otherwise capacity available =378 kW | --> | C16 ex WATERFORD IND EST | Waterford Ind Est [T41,T42,T44] | BUTLERSTOWN |  | 52.2452 | -7.1478
150484 | MV/LV Substation MA***484 |  | 20 kV | _ | LV | 50 kVA :Pole Substation | 0.05 | --> | 0.05 | 0.044 | 3.96 |  | --> | 0.048 | 0 | 0 | 0 | 0 | Constrained, otherwise capacity available =47 kW | --> | E18 ex STRANORLAR | Stranorlar [T421,T422] | LETTERKENNY |  | 54.798 | -7.6819
281580Y | MV/LV Substation AV***580Y |  | 10 kV | _ | LV | 1000 kVA :Building Structure | 1 | --> | 1 | 0.36 | 5.49 |  | --> | 0.95 | 0 | 0.18 | 0.5 | 0 |  | --> | C17 ex TRABEG | Trabeg [T101,T102] | TRABEG |  | 51.8662 | -8.4757
031107Y | MV/LV Substation CL***107Y |  | 20 kV | _ | LV | 50 kVA :Pole Substation | 0.05 | --> | 0.05 | 0 | 0 | Constrained, otherwise capacity available =41 kVA | --> | 0.048 | 0 | 0 | 0 | 0 | Constrained, otherwise capacity available =46 kW | --> | E13 ex FOXHOLE | Foxhole [T421,T422] | DUNGARVAN |  | 51.9783 | -7.7202
049525 | MV/LV Substation CL***525 |  | 20 kV | _ | LV | 50 kVA :Pole Substation | 0.05 | --> | 0.05 | 0.04 | 0.21 |  | --> | 0.048 | 0 | 0.01 | 0 | 0 | Constrained, otherwise capacity available =39 kW | --> | E18 ex LONGFORD | Longford [T421,T422] | RICHMOND |  | 53.7447 | -7.8019
293739Z | MV/LV Substation AL***739Z |  | 20 kV | _ | LV | 400 kVA :Kiosk Substation | 0.4 | --> | 0.4 | 0.092 | 0.43 |  | --> | 0.38 | 0 | 0.039 | 0 | 0 | Constrained, otherwise capacity available =307 kW | --> | E15 ex TULLOW | Tullow [T421,T422] | CARLOW |  | 52.8041 | -6.7337
089522 | MV/LV Substation CA***522 |  | 20 kV | _ | LV | 50 kVA :Pole Substation | 0.05 | --> | 0.05 | 0.05 | 3.56 |  | --> | 0.048 | 0 | 0 | 0 | 0 | Constrained, otherwise capacity available =48 kW | --> | E22 ex ENNISCRONE | Enniscrone [T421,T422] | MOY |  | 54.2429 | -8.8192
068261X | MV/LV Substation RO***261X |  | 10 kV | _ | LV | 630 kVA :Building Structure | 0.63 | --> | 0.63 | 0.5 | 11.14 |  | --> | 0.598 | 0 | 0 | 0.5 | 0 |  | --> | C19 ex CABRA | Cabra [T101,T102] | FINGLAS |  | 53.3755 | -6.2902
161185Y | MV/LV Substation AR***185Y |  | 20 kV | _ | LV | 200 kVA :Kiosk Substation | 0.2 | --> | 0.2 | 0 | 0 | Constrained, otherwise capacity available =194 kVA | --> | 0.19 | 0 | 0 | 0 | 0 | Constrained, otherwise capacity available =189 kW | --> | C12 ex SPIDDAL |  |  |  | 53.2502 | -9.3042
023286 | MV/LV Substation BA***286 |  | 20 kV | _ | LV | 200 kVA :Pole Substation | 0.2 | --> | 0.2 | 0 | 0 | Constrained, otherwise capacity available =147 kVA | --> | 0.19 | 0 | 0 | 0 | 0 | Constrained, otherwise capacity available =183 kW | --> | E12 ex CASTLELYONS | Castlelyons [T421,T422] | BARRYMORE |  | 52.0471 | -8.2633
082163 | MV/LV Substation AR***163 |  | 20 kV | _ | LV | 200 kVA :Pole Substation | 0.2 | --> | 0.2 | 0 | 0 | Constrained, otherwise capacity available =116 kVA | --> | 0.19 | 0 | 0.011 | 0 | 0 | Constrained, otherwise capacity available =173 kW | --> | E15 ex ACADEMY STREET | Academy Street [T421,T422,T44] | NAVAN |  | 53.6401 | -6.672
099081 | MV/LV Substation MU***081 |  | 10 kV | _ | LV | 50 kVA :Pole Substation | 0.05 | --> | 0.05 | 0 | 0 | Constrained, otherwise capacity available =39 kVA | --> | 0.048 | 0 | 0 | 0 | 0 | Constrained, otherwise capacity available =46 kW | --> | C15 ex CULLION | Cullion [T41,T42] | LETTERKENNY |  | 54.9466 | -7.7024
252426X | MV/LV Substation TU***426X |  | 20 kV | _ | LV | 50 kVA :Pole Substation | 0.05 | --> | 0.05 | 0.045 | 1.32 |  | --> | 0.048 | 0 | 0 | 0.047 | 0 |  | --> | C24 ex CLIFDEN | Clifden [T41,T42] | SCREEB |  | 53.5537 | -10.0104
152643 | MV/LV Substation DR***643 |  | 20 kV | _ | LV | 50 kVA :Pole Substation | 0.05 | --> | 0.05 | 0 | 0 | Constrained, otherwise capacity available =33 kVA | --> | 0.048 | 0 | 0 | 0 | 0 | Constrained, otherwise capacity available =45 kW | --> | E33 ex CAPPAMORE | Cappamore [T41,T42] | ARDNACRUSHA |  | 52.5849 | -8.333
001222 | MV/LV Substation EL***222 |  | 10 kV | _ | LV | 400 kVA :Kiosk Substation | 0.4 | --> | 0.4 | 0.305 | 1.23 |  | --> | 0.38 | 0 | 0.015 | 0.356 | 0 |  | --> | C16 ex SALLYNOGGIN ROAD | Sallynoggin Road [T41,T42] | CHERRYWOOD |  | 53.2845 | -6.1156
082174Z | MV/LV Substation GL***174Z |  | 20 kV | _ | LV | 50 kVA :Pole Substation | 0.05 | --> | 0.05 | 0 | 0 | Constrained, otherwise capacity available =50 kVA | --> | 0.048 | 0 | 0 | 0 | 0 | Constrained, otherwise capacity available =47 kW | --> | E19 ex SLANE | Slane [T421] | DRYBRIDGE |  | 53.6847 | -6.6143
165892 | MV/LV Substation TH***892 |  | 10 kV | _ | LV | 100 kVA :Pole Substation | 0.1 | --> | 0.1 | 0.06 | 0.88 |  | --> | 0.095 | 0 | 0 | 0 | 0 | Constrained, otherwise capacity available =89 kW | --> | C12 ex ROSS CARBERY | Ross Carbery [T41,T42] | DUNMANWAY |  | 51.5821 | -9.0294
007451Z | MV/LV Substation KI***451Z |  | 20 kV | _ | LV | 50 kVA :Pole Substation | 0.05 | --> | 0.05 | 0.049 | 1.4 |  | --> | 0.048 | 0 | 0 | 0 | 0 | Constrained, otherwise capacity available =47 kW | --> | E11 ex KILLINICK | Killinick [T421,T422] | WEXFORD |  | 52.2078 | -6.6071
008103Z | MV/LV Substation CO***103Z |  | 10 kV | _ | LV | 50 kVA :Pole Substation | 0.05 | --> | 0.05 | 0.037 | 0.2 |  | --> | 0.048 | 0 | 0.016 | 0 | 0 | Constrained, otherwise capacity available =34 kW | --> | E17 ex BEALISTOWN | Bealistown [T421,T422] | GREAT ISLAND |  | 52.1945 | -6.8552
160369Y | MV/LV Substation MO***369Y |  | 20 kV | _ | LV | 200 kVA :Pole Substation | 0.2 | --> | 0.2 | 0 | 0 | Constrained, otherwise capacity available =176 kVA | --> | 0.19 | 0 | 0 | 0 | 0 | Constrained, otherwise capacity available =187 kW | --> | C23 ex PORTARLINGTON | Portarlington [T43] | BLAKE |  | 53.1278 | -7.1457
029812Y | MV/LV Substation SL***812Y |  | 10 kV | _ | LV | 400 kVA :Building Structure | 0.4 | --> | 0.4 | 0 | 0 | Constrained, otherwise capacity available =207 kVA | --> | 0.38 | 0 | 0 | 0 | 0 | Constrained, otherwise capacity available =353 kW | --> | C18 ex KILLACLOYNE | Killacloyne [T41,T42] | MIDLETON |  | 51.9026 | -8.2811
062811Y | MV/LV Substation MA***811Y |  | 10 kV | _ | LV | 630 kVA :Building Structure | 0.63 | --> | 0.63 | 0.5 | 5.69 |  | --> | 0.598 | 0 | 0 | 0 | 0 | Constrained, otherwise capacity available =582 kW | --> | C18 ex RAMPARTS | Ramparts [T41,T42] | DUNDALK |  | 54.0011 | -6.3997
349007 | MV/LV Substation IR***007 |  | 10 kV | _ | LV | 50 kVA :Pole Substation | 0.05 | --> | 0.05 | 0.038 | 2.35 |  | --> | 0.048 | 0 | 0 | 0 | 0 | Constrained, otherwise capacity available =46 kW | --> | C15 ex KILTIMAGH | Kiltimagh [T41] | CASTLEBAR |  | 53.8519 | -8.9948
062619 | MV/LV Substation BU***619 |  | 20 kV | _ | LV | 400 kVA :Building Structure | 0.4 | --> | 0.4 | 0.382 | 3.47 |  | --> | 0.38 | 0 | 0.01 | 0 | 0 | Constrained, otherwise capacity available =370 kW | --> | E18 ex BUSH | Bush [T421,T422] | DUNDALK |  | 53.9984 | -6.19
207153Y | MV/LV Substation TO***153Y |  | 10 kV | _ | LV | 200 kVA :Pole Substation | 0.2 | --> | 0.2 | 0.151 | 3.38 |  | --> | 0.19 | 0 | 0 | 0 | 0 | Constrained, otherwise capacity available =183 kW | --> | C15 ex GLENGOOLE | Glengoole [T41] | THURLES |  | 52.7154 | -7.5877
063630X | MV/LV Substation CL***630X |  | 10 kV | _ | LV | 50 kVA :Pole Substation | 0.05 | --> | 0.05 | 0 | 0 | Constrained, otherwise capacity available =32 kVA | --> | 0.048 | 0 | 0.006 | 0 | 0 | Constrained, otherwise capacity available =40 kW | --> | C15 ex STICKILLEN | Stickillen [T41,T42] | DRYBRIDGE |  | 53.8082 | -6.6685
365953 | MV/LV Substation CL***953 |  | 10 kV | _ | LV | 200 kVA :Building Structure | 0.2 | --> | 0.2 | 0 | 0 | Constrained, otherwise capacity available =50 kVA | --> | 0.19 | 0 | 0.018 | 0.155 | 0 |  | --> | C30 ex CLONDALKIN | Clondalkin [T41,T42,T44] | INCHICORE 220KV |  | 53.324 | -6.4034
111492Z | MV/LV Substation DR***492Z |  | 10 kV | _ | LV | 400 kVA :Kiosk Substation | 0.4 | --> | 0.4 | 0 | 0 | Constrained, otherwise capacity available =370 kVA | --> | 0.38 | 0 | 0.01 | 0 | 0 | Constrained, otherwise capacity available =368 kW | --> | C16 ex BANTRY | Bantry [T41,T42] | BALLYLICKY |  | 51.6744 | -9.4532
093050 | MV/LV Substation BR***050 |  | 10 kV | _ | LV | 400 kVA :Kiosk Substation | 0.4 | --> | 0.4 | 0.228 | 12.96 |  | --> | 0.38 | 0 | 0.066 | 0.307 | 0 |  | --> | C30 ex ARTANE | Artane [T101,T102] | FINGLAS |  | 53.3805 | -6.1999
005059X | MV/LV Substation BO***059X |  | 20 kV | _ | LV | 100 kVA :Pole Substation | 0.1 | --> | 0.1 | 0.094 | 17.8 |  | --> | 0.095 | 0 | 0 | 0.094 | 0 |  | --> | E22 ex BANOGE | Banoge [T121,T122] | BANOGE |  | 52.6455 | -6.427
021959X | MV/LV Substation SE***959X |  | 20 kV | _ | LV | 100 kVA :Pole Substation | 0.1 | --> | 0.1 | 0 | 0 | Constrained, otherwise capacity available =81 kVA | --> | 0.095 | 0 | 0 | 0 | 0 | Constrained, otherwise capacity available =92 kW | --> | E18 ex CURRALEIGH | Curraleigh [T421,T422] | KILBARRY |  | 51.9202 | -8.6192
139223X | MV/LV Substation MU***223X |  | 10 kV | _ | LV | 50 kVA :Pole Substation | 0.05 | --> | 0.05 | 0.039 | 4 |  | --> | 0.048 | 0 | 0 | 0 | 0 | Constrained, otherwise capacity available =46 kW | --> | C14 ex BALLYJAMESDUFF | Ballyjamesduff [T41,T42] | SHANKILL |  | 53.8342 | -7.1768
204044X | MV/LV Substation MC***044X |  | 20 kV | _ | LV | 100 kVA :Pole Substation | 0.1 | --> | 0.1 | 0 | 0 | Constrained, otherwise capacity available =94 kVA | --> | 0.095 | 0 | 0 | 0 | 0 | Constrained, otherwise capacity available =94 kW | --> | E13 ex CARNDONAGH | Carndonagh [T421,T422] | TRILLICK |  | 55.2776 | -7.4422
073026X | MV/LV Substation AT***026X |  | 20 kV | _ | LV | 400 kVA :Kiosk Substation | 0.4 | --> | 0.4 | 0 | 0 | Constrained, otherwise capacity available =373 kVA | --> | 0.38 | 0 | 0.004 | 0 | 0 | Constrained, otherwise capacity available =373 kW | --> | C15 ex MOATE | Moate [T41,T42] | ATHLONE |  | 53.3957 | -7.7282
009453Y | MV/LV Substation WA***453Y |  | 10 kV | _ | LV | 200 kVA :Kiosk Substation | 0.2 | --> | 0.2 | 0.184 | 0.53 |  | --> | 0.19 | 0 | 0 | 0 | 0 | Constrained, otherwise capacity available =188 kW | --> | C11 ex MANOR STREET | Manor Street [T41,T42] | WATERFORD |  | 52.249 | -7.0741
007512X | MV/LV Substation FA***512X |  | 20 kV | _ | LV | 50 kVA :Pole Substation | 0.05 | --> | 0.05 | 0.04 | 16.12 |  | --> | 0.048 | 0 | 0 | 0.046 | 0 |  | --> | E20 ex WEXFORD | Wexford [T121,T122] | WEXFORD |  | 52.2744 | -6.5317
015290Z | MV/LV Substation BU***290Z |  | 10 kV | _ | LV | 200 kVA :Kiosk Substation | 0.2 | --> | 0.2 | 0 | 0 | Constrained, otherwise capacity available =118 kVA | --> | 0.19 | 0 | 0.034 | 0 | 0 | Constrained, otherwise capacity available =153 kW | --> | E13 ex BLESSINGTON | Blessington [T421,T422] | KILTEEL |  | 53.1617 | -6.5441
281343X | MV/LV Substation BA***343X |  | 20 kV | _ | LV | 100 kVA :Pole Substation | 0.1 | --> | 0.1 | 0 | 0 | Constrained, otherwise capacity available =87 kVA | --> | 0.095 | 0 | 0.01 | 0 | 0 | Constrained, otherwise capacity available =86 kW | --> | C15 ex KILMONEY | Kilmoney [T41,T42] | TRABEG |  | 51.7642 | -8.5562
0494063 | MV/LV Substation TR***4063 |  | 20 kV | _ | LV | 50 kVA :Pole Substation | 0.05 | --> | 0.05 | 0.041 | 0.21 |  | --> | 0.048 | 0 | 0 | 0 | 0 | Constrained, otherwise capacity available =46 kW | --> | E13 ex LONGFORD | Longford [T421,T422] | RICHMOND |  | 53.8488 | -7.6046
015021Y | MV/LV Substation MO***021Y |  | 10 kV | _ | LV | 400 kVA :Kiosk Substation | 0.4 | --> | 0.4 | 0.206 | 12.6 |  | --> | 0.38 | 0 | 0.026 | 0.333 | 0 |  | --> | C12 ex MONREAD | Monread [T101,T102] | MONREAD |  | 53.2283 | -6.6528
426795 | MV/LV Substation AR***795 |  | 20 kV | _ | LV | 400 kVA :Kiosk Substation | 0.4 | --> | 0.4 | 0 | 0 | Constrained, otherwise capacity available =350 kVA | --> | 0.38 | 0 | 0.033 | 0 | 0 | Constrained, otherwise capacity available =349 kW | --> | E17 ex DINGLE | Dingle [T421,T422] | OUGHTRAGH |  | 52.1421 | -10.2816
009438Y | MV/LV Substation PO***438Y |  | 10 kV | _ | LV | 50 kVA :Pole Substation | 0.05 | --> | 0.05 | 0 | 0 |  | --> | 0.048 | 0 | 0 | 0 | 0 | Constrained, otherwise capacity available =39 kW | --> | C12 ex GRANAGH | Granagh [T41,T42] | WATERFORD |  | 52.2951 | -7.2619
0014240 | MV/LV Substation DR***4240 |  | 10 kV | _ | LV | 630 kVA :Building Structure | 0.63 | --> | 0.63 | 0 | 0 | Constrained, otherwise capacity available =630 kVA | --> | 0.598 | 0 | 0 | 0.5 | 0 |  | --> | C15 ex DUNDRUM | Dundrum [T41,T42] | BLACKROCK |  | 53.2864 | -6.225
032002Y | MV/LV Substation CO***002Y |  | 20 kV | _ | LV | 200 kVA :Kiosk Substation | 0.2 | --> | 0.2 | 0 | 0 | Constrained, otherwise capacity available =174 kVA | --> | 0.19 | 0 | 0.017 | 0 | 0 | Constrained, otherwise capacity available =174 kW | --> | C19 ex TRAMORE | Tramore [T41,T42] | BUTLERSTOWN |  | 52.1477 | -7.0014
008135 | MV/LV Substation SO***135 |  | 10 kV | _ | LV | 50 kVA :Pole Substation | 0.05 | --> | 0.05 | 0 | 0 | Constrained, otherwise capacity available =44 kVA | --> | 0.048 | 0 | 0.009 | 0 | 0 | Constrained, otherwise capacity available =40 kW | --> | C18 ex KNOCKMULLEN | Knockmullen [T42,T421] | GREAT ISLAND |  | 52.3909 | -6.9461
014951Z | MV/LV Substation GA***951Z |  | 10 kV | _ | LV | 50 kVA :Pole Substation | 0.05 | --> | 0.05 | 0 | 0 | Constrained, otherwise capacity available =40 kVA | --> | 0.048 | 0 | 0.003 | 0 | 0 | Constrained, otherwise capacity available =44 kW | --> | C19 ex KILDARE | Kildare [T41,T42] | NEWBRIDGE |  | 53.1847 | -6.9819
116926X | MV/LV Substation WE***926X |  | 10 kV | _ | LV | 630 kVA :Kiosk Substation | 0.63 | --> | 0.63 | 0.5 | 7.32 |  | --> | 0.598 | 0 | 0.079 | 0.5 | 0 |  | --> | C14 ex CARROWBEG | Carrowbeg [T41,T42] | CARROWBEG |  | 53.8097 | -9.5393
067811Y | MV/LV Substation BI***811Y |  | 10 kV | _ | LV | 400 kVA :Building Structure | 0.4 | --> | 0.4 | 0.251 | 6.81 |  | --> | 0.38 | 0 | 0.2 | 0.211 | 0 |  | --> | C04 ex AHANE | Ahane [T102] | AHANE |  | 52.6603 | -8.4993
156037 | MV/LV Substation GL***037 |  | 10 kV | _ | LV | 400 kVA :Kiosk Substation | 0.4 | --> | 0.4 | 0.328 | 2.47 |  | --> | 0.38 | 0 | 0.007 | 0 | 0 | Constrained, otherwise capacity available =365 kW | --> | E21 ex TELAYDON | Telaydon [T42,T421] | LISDRUM |  | 54.2468 | -6.9537
012201Y | MV/LV Substation ME***201Y |  | 10 kV | _ | LV | 200 kVA :Pole Substation | 0.2 | --> | 0.2 | 0 | 0 | Constrained, otherwise capacity available =170 kVA | --> | 0.19 | 0 | 0.017 | 0 | 0 | Constrained, otherwise capacity available =173 kW | --> | C24 ex POLLERTON | Pollerton [T41,T42] | CARLOW |  | 52.8671 | -6.864
119821X | MV/LV Substation BA***821X |  | 10 kV | _ | LV | 200 kVA :Pole Substation | 0.2 | --> | 0.2 | 0 | 0 | Constrained, otherwise capacity available =194 kVA | --> | 0.19 | 0 | 0 | 0 | 0 | Constrained, otherwise capacity available =189 kW | --> | C11 ex KANTURK | Kanturk [T41,T42] | GLENLARA |  | 52.1791 | -8.794
0344158 | MV/LV Substation RE***4158 |  | 20 kV | _ | LV | 50 kVA :Pole Substation | 0.05 | --> | 0.05 | 0.049 | 0.57 |  | --> | 0.048 | 0 | 0 | 0 | 0 | Constrained, otherwise capacity available =47 kW | --> | E19 ex LAWLESSTOWN | Lawlesstown [T42,T421] | DOON |  | 52.465 | -7.709
154707 | MV/LV Substation DR***707 |  | 20 kV | _ | LV | 630 kVA :Building Structure | 0.63 | --> | 0.63 | 0 | 0 | Constrained, otherwise capacity available =392 kVA | --> | 0.598 | 0 | 0 | 0.5 | 0 |  | --> | C21 ex MACETOWN | Macetown [T101,T102] | MACETOWN |  | 53.4306 | -6.4588
039857X | MV/LV Substation HA***857X |  | 10 kV | _ | LV | 630 kVA :Kiosk Substation | 0.63 | --> | 0.63 | 0 | 0 | Constrained, otherwise capacity available =581 kVA | --> | 0.598 | 0 | 0.038 | 0 | 0 | Constrained, otherwise capacity available =564 kW | --> | C15 ex ORANMORE | Oranmore [T41,T44] | GALWAY 110KV |  | 53.2645 | -8.9325
065918 | MV/LV Substation HE***918 |  | 20 kV | _ | LV | 50 kVA :Pole Substation | 0.05 | --> | 0.05 | 0 | 0 | Constrained, otherwise capacity available =31 kVA | --> | 0.048 | 0 | 0.005 | 0 | 0 | Constrained, otherwise capacity available =41 kW | --> | E18 ex GLASMORE | Glasmore [T421,T422] | GLASMORE |  | 53.551 | -6.2076
204311 | MV/LV Substation HO***311 |  | 20 kV | _ | LV | 100 kVA :Pole Substation | 0.1 | --> | 0.1 | 0 | 0 | Constrained, otherwise capacity available =85 kVA | --> | 0.095 | 0 | 0.008 | 0 | 0 | Constrained, otherwise capacity available =87 kW | --> | E13 ex CARNDONAGH | Carndonagh [T421,T422] | TRILLICK |  | 55.2648 | -7.4106
074680 | MV/LV Substation KI***680 |  | 20 kV | _ | LV | 50 kVA :Pole Substation | 0.05 | --> | 0.05 | 0.036 | 2.03 |  | --> | 0.048 | 0 | 0 | 0 | 0 | Constrained, otherwise capacity available =46 kW | --> | E16 ex MOHILL | Mohill [T421,T422] | CARRICK ON SHANNON |  | 53.8896 | -8.0146
082415Y | MV/LV Substation CO***415Y |  | 20 kV | _ | LV | 100 kVA :Pole Substation | 0.1 | --> | 0.1 | 0 | 0 | Constrained, otherwise capacity available =83 kVA | --> | 0.095 | 0 | 0 | 0 | 0 | Constrained, otherwise capacity available =93 kW | --> | E11 ex ACADEMY STREET | Academy Street [T421,T422,T44] | NAVAN |  | 53.5654 | -6.5476
069361 | MV/LV Substation SE***361 |  | 10 kV | _ | LV | 400 kVA :Kiosk Substation | 0.4 | --> | 0.4 | 0 | 0 | Constrained, otherwise capacity available =270 kVA | --> | 0.38 | 0 | 0.008 | 0.356 | 0 |  | --> | C17 ex DONNYBROOK | Donnybrook [T41,T42] | MILLTOWN (DR) |  | 53.3296 | -6.2247
046267 | MV/LV Substation SP***267 |  | 10 kV | _ | LV | 100 kVA :Pole Substation | 0.1 | --> | 0.1 | 0.087 | 5.48 |  | --> | 0.095 | 0 | 0.03 | 0.071 | 0 |  | --> | C17 ex BALLYTIVNAN | Ballytivnan [T41,T42] | SLIGO |  | 54.3093 | -8.5482
056515X | MV/LV Substation CA***515X |  | 20 kV | _ | LV | 50 kVA :Pole Substation | 0.05 | --> | 0.05 | 0.044 | 0.89 |  | --> | 0.048 | 0 | 0 | 0 | 0 | Constrained, otherwise capacity available =47 kW | --> | E20 ex BIRR | Birr [T41,T422] | DALLOW |  | 53.0577 | -7.9501
007930Z | MV/LV Substation PE***930Z |  | 10 kV | _ | LV | 630 kVA :Kiosk Substation | 0.63 | --> | 0.63 | 0 | 0 | Constrained, otherwise capacity available =584 kVA | --> | 0.598 | 0 | 0 | 0 | 0 | Constrained, otherwise capacity available =592 kW | --> | C14 ex MULGANNON | Mulgannon [T41,T42] | WEXFORD |  | 52.3376 | -6.4602
120729Y | MV/LV Substation LA***729Y |  | 20 kV | _ | LV | 400 kVA :Kiosk Substation | 0.4 | --> | 0.4 | 0 | 0 | Constrained, otherwise capacity available =382 kVA | --> | 0.38 | 0 | 0.011 | 0 | 0 | Constrained, otherwise capacity available =369 kW | --> | E11 ex EDENDERRY | Edenderry [T421,T422] | BLAKE |  | 53.3418 | -7.0717
127641 | MV/LV Substation BA***641 |  | 20 kV | _ | LV | 200 kVA :Pole Substation | 0.2 | --> | 0.2 | 0.183 | 5.89 |  | --> | 0.19 | 0 | 0 | 0 | 0 | Constrained, otherwise capacity available =188 kW | --> | C14 ex CASHEL | Cashel [T41,T42] | CAHIR |  | 52.59 | -7.9849
3654112 | MV/LV Substation SA***4112 |  | 10 kV | _ | LV | 630 kVA :Building Structure | 0.63 | --> | 0.63 | 0 | 0 | Constrained, otherwise capacity available =630 kVA | --> | 0.598 | 0 | 0 | 0.5 | 0 |  | --> | C17 ex SAGGART | Saggart [T41,T42] | GRANGE CASTLE |  | 53.2766 | -6.4477
293825Z | MV/LV Substation OA***825Z |  | 20 kV | _ | LV | 400 kVA :Kiosk Substation | 0.4 | --> | 0.4 | 0.315 | 0.43 |  | --> | 0.38 | 0 | 0.009 | 0 | 0 | Constrained, otherwise capacity available =362 kW | --> | E15 ex TULLOW | Tullow [T421,T422] | CARLOW |  | 52.8069 | -6.7337
1804087 | MV/LV Substation WA***4087 |  | 10 kV | _ | LV | 50 kVA :Pole Substation | 0.05 | --> | 0.05 | 0.036 | 0.68 |  | --> | 0.048 | 0 | 0 | 0 | 0 | Constrained, otherwise capacity available =46 kW | --> | C24 ex MULLAGH | Mullagh [T44] | MEATH HILL |  | 53.7918 | -6.8684
260613X | MV/LV Substation RO***613X |  | 20 kV | _ | LV | 200 kVA :Kiosk Substation | 0.2 | --> | 0.2 | 0.181 | 1.67 |  | --> | 0.19 | 0 | 0 | 0.187 | 0 |  | --> | E18 ex NEWPORT | Newport [T421] | CARROWBEG |  | 53.888 | -9.5425
238011 | MV/LV Substation NE***011 |  | 20 kV | _ | LV | 100 kVA :Pole Substation | 0.1 | --> | 0.1 | 0 | 0 | Constrained, otherwise capacity available =45 kVA | --> | 0.095 | 0 | 0.02 | 0 | 0 | Constrained, otherwise capacity available =72 kW | --> | E12 ex BALLINROBE | Ballinrobe [T421,T422] | DALTON |  | 53.6189 | -9.2229
019444 | MV/LV Substation FE***444 |  | 10 kV | _ | LV | 200 kVA :Pole Substation | 0.2 | --> | 0.2 | 0.167 | 2.18 |  | --> | 0.19 | 0 | 0.01 | 0 | 0 | Constrained, otherwise capacity available =178 kW | --> | C12 ex BALLYRICKARD | Ballyrickard [T41,T42] | TRALEE |  | 52.2776 | -9.8656
281167Z | MV/LV Substation SH***167Z |  | 10 kV | _ | LV | 630 kVA :Building Structure | 0.63 | --> | 0.63 | 0.5 | 7.88 |  | --> | 0.598 | 0 | 0 | 0.5 | 0 |  | --> | C22 ex LIBERTY STREET | Liberty Street [T101,T102] | LIBERTY STREET |  | 51.8963 | -8.4819
081110 | MV/LV Substation WE***110 |  | 20 kV | _ | LV | 630 kVA :Building Structure | 0.63 | --> | 0.63 | 0 | 0 | Constrained, otherwise capacity available =432 kVA | --> | 0.598 | 0 | 0.02 | 0.5 | 0 |  | --> | E21 ex ADAMSTOWN | Adamstown [T121,T122] | INCHICORE 220KV |  | 53.3317 | -6.3976
2814235 | MV/LV Substation CI***4235 |  | 20 kV | _ | LV | 400 kVA :Kiosk Substation | 0.4 | --> | 0.4 | 0 | 0 | Constrained, otherwise capacity available =339 kVA | --> | 0.38 | 0 | 0.038 | 0 | 0 | Constrained, otherwise capacity available =344 kW | --> | C15 ex KILMONEY | Kilmoney [T41,T42] | TRABEG |  | 51.8108 | -8.5356
0754148 | MV/LV Substation TR***4148 |  | 20 kV | _ | LV | 50 kVA :Pole Substation | 0.05 | --> | 0.05 | 0.05 | 0.58 |  | --> | 0.048 | 0 | 0 | 0 | 0 | Constrained, otherwise capacity available =48 kW | --> | E11 ex FERNS | Ferns [T421] | CRANE |  | 52.6565 | -6.5548
210007 | MV/LV Substation DR***007 |  | 10 kV | _ | LV | 400 kVA :Kiosk Substation | 0.4 | --> | 0.4 | 0 | 0 | Constrained, otherwise capacity available =214 kVA | --> | 0.38 | 0 | 0.04 | 0 | 0 | Constrained, otherwise capacity available =324 kW | --> | C18 ex CARRICKMACROSS | Carrickmacross [T41,T42] | MEATH HILL |  | 53.9736 | -6.7129
033014Y | MV/LV Substation CO***014Y |  | 10 kV | _ | LV | 200 kVA :Kiosk Substation | 0.2 | --> | 0.2 | 0 | 0 | Constrained, otherwise capacity available =164 kVA | --> | 0.19 | 0 | 0 | 0 | 0 | Constrained, otherwise capacity available =185 kW | --> | C12 ex GRANAGH | Granagh [T41,T42] | WATERFORD |  | 52.3337 | -7.3168
006402 | MV/LV Substation MA***402 |  | 10 kV | _ | LV | 400 kVA :Kiosk Substation | 0.4 | --> | 0.4 | 0.226 | 1.29 |  | --> | 0.38 | 0 | 0.01 | 0 | 0 | Constrained, otherwise capacity available =348 kW | --> | C24 ex MONFIN | Monfin [T41,T42] | WEXFORD |  | 52.498 | -6.5516
054289X | MV/LV Substation KI***289X |  | 10 kV | _ | LV | 400 kVA :Kiosk Substation | 0.4 | --> | 0.4 | 0 | 0 | Constrained, otherwise capacity available =366 kVA | --> | 0.38 | 0 | 0.005 | 0 | 0 | Constrained, otherwise capacity available =372 kW | --> | C18 ex MOUNTRATH | Mountrath [T41,T42] | PORTLAOISE |  | 53.006 | -7.4718
250979 | MV/LV Substation RI***979 |  | 10 kV | _ | LV | 50 kVA :Pole Substation | 0.05 | --> | 0.05 | 0.05 | 0.3 |  | --> | 0.048 | 0 | 0 | 0 | 0 | Constrained, otherwise capacity available =48 kW | --> | C17 ex BANAGHER | Banagher [T41,T42] | DALLOW |  | 53.1995 | -8.1424
058494Y | MV/LV Substation BA***494Y |  | 10 kV | _ | LV | 630 kVA :Building Structure | 0.63 | --> | 0.63 | 0 | 0 | Constrained, otherwise capacity available =596 kVA | --> | 0.598 | 0 | 0 | 0 | 0 | Constrained, otherwise capacity available =594 kW | --> | C12 ex KYLEERAGH | Kyleeragh [T41,T42] | NENAGH |  | 52.8623 | -8.22
093360Z | MV/LV Substation BE***360Z |  | 10 kV | _ | LV | 400 kVA :Building Structure | 0.4 | --> | 0.4 | 0 | 0 | Constrained, otherwise capacity available =225 kVA | --> | 0.38 | 0 | 0 | 0.355 | 0 |  | --> | C21 ex GRANGE (DR) | Grange (dr) [T41,T42] | GRANGE (DR) |  | 53.4023 | -6.1528
082953Y | MV/LV Substation BE***953Y |  | 10 kV | _ | LV | 200 kVA :Kiosk Substation | 0.2 | --> | 0.2 | 0.17 | 2.01 |  | --> | 0.19 | 0 | 0 | 0 | 0 | Constrained, otherwise capacity available =186 kW | --> | C17 ex ABBEYLAND | Abbeyland [T41,T42] | NAVAN |  | 53.6578 | -6.6829
165003 | MV/LV Substation CO***003 |  | 10 kV | _ | LV | 50 kVA :Pole Substation | 0.05 | --> | 0.05 | 0 | 0 | Constrained, otherwise capacity available =19 kVA | --> | 0.048 | 0 | 0 | 0 | 0 | Constrained, otherwise capacity available =43 kW | --> | C16 ex CLONAKILTY | Clonakilty [T41,T42] | DUNMANWAY |  | 51.6273 | -8.8793
249254Z | MV/LV Substation TA***254Z |  | 10 kV | _ | LV | 200 kVA :Kiosk Substation | 0.2 | --> | 0.2 | 0 | 0 | Constrained, otherwise capacity available =158 kVA | --> | 0.19 | 0 | 0 | 0 | 0 | Constrained, otherwise capacity available =184 kW | --> | C19 ex LISMORE | Lismore [T41,T42] | DUNGARVAN |  | 52.0946 | -8.0017
015091Y | MV/LV Substation KI***091Y |  | 10 kV | _ | LV | 50 kVA :Pole Substation | 0.05 | --> | 0.05 | 0 | 0 | Constrained, otherwise capacity available =48 kVA | --> | 0.048 | 0 | 0 | 0 | 0 | Constrained, otherwise capacity available =47 kW | --> | E18 ex BLESSINGTON | Blessington [T421,T422] | KILTEEL |  | 53.1915 | -6.4637
281284Y | MV/LV Substation BR***284Y |  | 10 kV | _ | LV | 630 kVA :Kiosk Substation | 0.63 | --> | 0.63 | 0 | 0 | Constrained, otherwise capacity available =434 kVA | --> | 0.598 | 0 | 0.005 | 0 | 0 | Constrained, otherwise capacity available =568 kW | --> | C24 ex DENNEHYS CROSS | Dennehys Cross [T41,T42] | TRABEG |  | 51.8907 | -8.5017
0684450 | MV/LV Substation SO***4450 |  | 10 kV | _ | LV | 1000 kVA :Building Structure | 1 | --> | 1 | 0 | 0 | Constrained, otherwise capacity available =928 kVA | --> | 0.95 | 0 | 0 | 0.5 | 0 |  | --> | C21 ex GRANBY ROW | Granby Row [T41] | MCDERMOTT |  | 53.3515 | -6.2625
111522Z | MV/LV Substation BR***522Z |  | 20 kV | _ | LV | 50 kVA :Pole Substation | 0.05 | --> | 0.05 | 0.049 | 0.94 |  | --> | 0.048 | 0 | 0 | 0 | 0 | Constrained, otherwise capacity available =47 kW | --> | E15 ex CASTLETOWNBERE | Castletownbere [T421] | BALLYLICKY |  | 51.6561 | -9.9028
1534086 | MV/LV Substation AP***4086 |  | 20 kV | _ | LV | 400 kVA :Kiosk Substation | 0.4 | --> | 0.4 | 0 | 0 | Constrained, otherwise capacity available =168 kVA | --> | 0.38 | 0 | 0 | 0 | 0 | Constrained, otherwise capacity available =347 kW | --> | E14 ex BIRDHILL | Birdhill [T421,T422] | ARDNACRUSHA |  | 52.7584 | -8.4098
067063 | MV/LV Substation EL***063 |  | 10 kV | _ | LV | 630 kVA :Building Structure | 0.63 | --> | 0.63 | 0 | 0 | Constrained, otherwise capacity available =282 kVA | --> | 0.598 | 0 | 0 | 0 | 0 | Constrained, otherwise capacity available =550 kW | --> | C12 ex CORBALLY | Corbally [T41,T42] | ARDNACRUSHA |  | 52.6645 | -8.6243
031525X | MV/LV Substation BA***525X |  | 10 kV | _ | LV | 400 kVA :Kiosk Substation | 0.4 | --> | 0.4 | 0 | 0 | Constrained, otherwise capacity available =400 kVA | --> | 0.38 | 0 | 0 | 0 | 0 | Constrained, otherwise capacity available =380 kW | --> | C17 ex COLLIGAN | Colligan [T41,T42] | DUNGARVAN |  | 52.1029 | -7.6536
165846 | MV/LV Substation CU***846 |  | 20 kV | _ | LV | 100 kVA :Pole Substation | 0.1 | --> | 0.1 | 0 | 0 | Constrained, otherwise capacity available =74 kVA | --> | 0.095 | 0 | 0 | 0 | 0 | Constrained, otherwise capacity available =91 kW | --> | C13 ex CLONAKILTY | Clonakilty [T41,T42] | DUNMANWAY |  | 51.6148 | -8.7542
053275 | MV/LV Substation AG***275 |  | 20 kV | _ | LV | 50 kVA :Pole Substation | 0.05 | --> | 0.05 | 0 | 0 | Constrained, otherwise capacity available =38 kVA | --> | 0.048 | 0 | 0 | 0.046 | 0 |  | --> | E18 ex CLONMINCH | Clonminch [T41,T422] | THORNSBERRY |  | 53.2601 | -7.5999
1824113 | MV/LV Substation TI***4113 |  | 10 kV | _ | LV | 50 kVA :Pole Substation | 0.05 | --> | 0.05 | 0 | 0 | Constrained, otherwise capacity available =50 kVA | --> | 0.048 | 0 | 0 | 0 | 0 | Constrained, otherwise capacity available =48 kW | --> | C11 ex SCARIFF | Scariff [T42] | ENNIS |  | 52.8666 | -8.4538
196804 | MV/LV Substation MO***804 |  | 10 kV | _ | LV | 100 kVA :Pole Substation | 0.1 | --> | 0.1 | 0 | 0 | Constrained, otherwise capacity available =43 kVA | --> | 0.095 | 0 | 0 | 0 | 0 | Constrained, otherwise capacity available =87 kW | --> | C18 ex TRIM | Trim [T41,T42] | NAVAN |  | 53.5498 | -6.7883
037071 | MV/LV Substation IR***071 |  | 10 kV | _ | LV | 200 kVA :Kiosk Substation | 0.2 | --> | 0.2 | 0 | 0 | Constrained, otherwise capacity available =133 kVA | --> | 0.19 | 0 | 0.013 | 0 | 0 | Constrained, otherwise capacity available =171 kW | --> | C16 ex CAHIRCALLA | Cahircalla [T41,T42] | ENNIS |  | 52.843 | -8.9947
2104070 | MV/LV Substation MO***4070 |  | 10 kV | _ | LV | 100 kVA :Pole Substation | 0.1 | --> | 0.1 | 0.078 | 1.15 |  | --> | 0.095 | 0 | 0 | 0 | 0 | Constrained, otherwise capacity available =92 kW | --> | C15 ex TULLYNAMALRA | Tullynamalra [T41,T42] | MEATH HILL |  | 54.0531 | -6.7561
051459X | MV/LV Substation GA***459X |  | 20 kV | _ | LV | 50 kVA :Pole Substation | 0.05 | --> | 0.05 | 0.023 | 2.22 |  | --> | 0.048 | 0 | 0 | 0.044 | 0 |  | --> | E17 ex CLARA | Clara [T421,T422] | THORNSBERRY |  | 53.392 | -7.4819
036043Y | MV/LV Substation DU***043Y |  | 10 kV | _ | LV | 630 kVA :Building Structure | 0.63 | --> | 0.63 | 0.5 | 2.76 |  | --> | 0.598 | 0 | 0 | 0 | 0 | Constrained, otherwise capacity available =588 kW | --> | C16 ex KILROSS ROAD | Kilross Road [T42] | TIPPERARY |  | 52.4789 | -8.1773
062164X | MV/LV Substation MA***164X |  | 10 kV | _ | LV | 400 kVA :Kiosk Substation | 0.4 | --> | 0.4 | 0.289 | 0.72 |  | --> | 0.38 | 0 | 0.027 | 0 | 0 | Constrained, otherwise capacity available =344 kW | --> | C11 ex COES ROAD | Coes Road [T41,T42] | DUNDALK |  | 54.0033 | -6.3729
136290 | MV/LV Substation BA***290 |  | 10 kV | _ | LV | 100 kVA :Pole Substation | 0.1 | --> | 0.1 | 0 | 0 | Constrained, otherwise capacity available =85 kVA | --> | 0.095 | 0 | 0.005 | 0 | 0 | Constrained, otherwise capacity available =89 kW | --> | C17 ex ROSCOMMON | Roscommon [T41,T42] | LANESBORO |  | 53.6122 | -8.189
116522 | MV/LV Substation RO***522 |  | 20 kV | _ | LV | 100 kVA :Pole Substation | 0.1 | --> | 0.1 | 0.075 | 8.1 |  | --> | 0.095 | 0 | 0 | 0 | 0 | Constrained, otherwise capacity available =92 kW | --> | E16 ex WESTPORT | Westport [T421,T422] | CASTLEBAR |  | 53.7939 | -9.5593
196366X | MV/LV Substation BU***366X |  | 10 kV | _ | LV | 200 kVA :Kiosk Substation | 0.2 | --> | 0.2 | 0 | 0 | Constrained, otherwise capacity available =148 kVA | --> | 0.19 | 0 | 0.018 | 0 | 0 | Constrained, otherwise capacity available =169 kW | --> | C15 ex TRIM | Trim [T41,T42] | NAVAN |  | 53.5617 | -6.7988
059203X | MV/LV Substation KI***203X |  | 20 kV | _ | LV | 50 kVA :Pole Substation | 0.05 | --> | 0.05 | 0.036 | 0.07 |  | --> | 0.048 | 0 | 0 | 0 | 0 | Constrained, otherwise capacity available =46 kW | --> | E15 ex BALLYCONNELL | Ballyconnell [T421,T422] | GORTAWEE |  | 54.1041 | -7.4485
077429 | MV/LV Substation BA***429 |  | 20 kV | _ | LV | 50 kVA :Pole Substation | 0.05 | --> | 0.05 | 0 | 0 | Constrained, otherwise capacity available =27 kVA | --> | 0.048 | 0 | 0.021 | 0 | 0 | Constrained, otherwise capacity available =29 kW | --> | E18 ex PATRICKSWELL | Patrickswell [T421,T422] | LIMERICK |  | 52.5937 | -8.7233
021641Z | MV/LV Substation NE***641Z |  | 20 kV | _ | LV | 100 kVA :Pole Substation | 0.1 | --> | 0.1 | 0 | 0 | Constrained, otherwise capacity available =72 kVA | --> | 0.095 | 0 | 0 | 0 | 0 | Constrained, otherwise capacity available =91 kW | --> | E16 ex CURRALEIGH | Curraleigh [T421,T422] | KILBARRY |  | 51.9277 | -8.7415
064843X | MV/LV Substation IR***843X |  | 10 kV | _ | LV | 630 kVA :Building Structure | 0.63 | --> | 0.63 | 0 | 0 | Constrained, otherwise capacity available =515 kVA | --> | 0.598 | 0 | 0 | 0 | 0 | Constrained, otherwise capacity available =583 kW | --> | C20 ex RATHMULLAN | Rathmullan [T41,T42] | DRYBRIDGE |  | 53.7032 | -6.3704
281314Y | MV/LV Substation LA***314Y |  | 10 kV | _ | LV | 50 kVA :Pole Substation | 0.05 | --> | 0.05 | 0 | 0 | Constrained, otherwise capacity available =49 kVA | --> | 0.048 | 0 | 0 | 0 | 0 | Constrained, otherwise capacity available =47 kW | --> | C21 ex KILMONEY | Kilmoney [T41,T42] | TRABEG |  | 51.756 | -8.3568
093300 | MV/LV Substation CL***300 |  | 10 kV | _ | LV | 400 kVA :Kiosk Substation | 0.4 | --> | 0.4 | 0 | 0 | Constrained, otherwise capacity available =227 kVA | --> | 0.38 | 0 | 0 | 0.356 | 0 |  | --> | C11 ex MERVILLE | Merville [T41,T42] | FINGLAS |  | 53.3804 | -6.2946
081572X | MV/LV Substation PA***572X |  | 10 kV | _ | LV | 200 kVA :Kiosk Substation | 0.2 | --> | 0.2 | 0 | 0 | Constrained, otherwise capacity available =123 kVA | --> | 0.19 | 0 | 0.02 | 0 | 0 | Constrained, otherwise capacity available =164 kW | --> | C17 ex PALMERSTOWN | Palmerstown [T41,T42] | FINGLAS |  | 53.3478 | -6.3834
256001 | MV/LV Substation MA***001 |  | 10 kV | _ | LV | 630 kVA :Building Structure | 0.63 | --> | 0.63 | 0.339 | 1.28 |  | --> | 0.598 | 0 | 0.026 | 0 | 0 | Constrained, otherwise capacity available =538 kW | --> | C17 ex CASTLEREA | Castlerea [T41,T42] | CARRICK ON SHANNON |  | 53.7669 | -8.4892
082030Z | MV/LV Substation DU***030Z |  | 10 kV | _ | LV | 630 kVA :Building Structure | 0.63 | --> | 0.63 | 0 | 0 | Constrained, otherwise capacity available =397 kVA | --> | 0.598 | 0 | 0.05 | 0 | 0 | Constrained, otherwise capacity available =529 kW | --> | C26 ex ACADEMY STREET | Academy Street [T421,T422,T44] | NAVAN |  | 53.655 | -6.6867
2484390 | MV/LV Substation LA***4390 |  | 20 kV | _ | LV | 630 kVA :Kiosk Substation | 0.63 | --> | 0.63 | 0 | 0 | Constrained, otherwise capacity available =630 kVA | --> | 0.598 | 0 | 0 | 0 | 0 | Constrained, otherwise capacity available =598 kW | --> | E14 ex KILCOCK | Kilcock [T421,T422] | GRIFFINRATH |  | 53.4811 | -6.7272
071933 | MV/LV Substation CH***933 |  | 10 kV | _ | LV | 200 kVA :Kiosk Substation | 0.2 | --> | 0.2 | 0 | 0 | Constrained, otherwise capacity available =148 kVA | --> | 0.19 | 0 | 0.005 | 0.179 | 0 |  | --> | C11 ex GREYSTONES | Greystones [T41,T42] | FASSAROE |  | 53.1351 | -6.0839
157256X | MV/LV Substation ED***256X |  | 20 kV | _ | LV | 50 kVA :Pole Substation | 0.05 | --> | 0.05 | 0.042 | 1.55 |  | --> | 0.048 | 0 | 0 | 0 | 0 | Constrained, otherwise capacity available =46 kW | --> | E11 ex CARRIGALLEN | Carrigallen [T421] | CARRICK ON SHANNON |  | 54.069 | -7.8609
253005 | MV/LV Substation BA***005 |  | 10 kV | _ | LV | 400 kVA :Kiosk Substation | 0.4 | --> | 0.4 | 0 | 0 | Constrained, otherwise capacity available =305 kVA | --> | 0.38 | 0 | 0.014 | 0 | 0 | Constrained, otherwise capacity available =356 kW | --> | C13 ex TUAM SOUTH | Tuam South [T42] | CLOON |  | 53.5192 | -8.8586
243160X | MV/LV Substation CO***160X |  | 20 kV | _ | LV | 100 kVA :Pole Substation | 0.1 | --> | 0.1 | 0 | 0 | Constrained, otherwise capacity available =89 kVA | --> | 0.095 | 0 | 0 | 0 | 0 | Constrained, otherwise capacity available =94 kW | --> | E17 ex INCH | Inch [T421,T422] | OUGHTRAGH |  | 52.2815 | -10.0282
256168X | MV/LV Substation TH***168X |  | 10 kV | _ | LV | 630 kVA :Kiosk Substation | 0.63 | --> | 0.63 | 0.5 | 1.28 |  | --> | 0.598 | 0 | 0 | 0 | 0 | Constrained, otherwise capacity available =588 kW | --> | C18 ex CASTLEREA | Castlerea [T41,T42] | CARRICK ON SHANNON |  | 53.7692 | -8.4959
062019Z | MV/LV Substation LI***019Z |  | 10 kV | _ | LV | 200 kVA :Kiosk Substation | 0.2 | --> | 0.2 | 0.129 | 5.69 |  | --> | 0.19 | 0 | 0 | 0 | 0 | Constrained, otherwise capacity available =180 kW | --> | C24 ex RAMPARTS | Ramparts [T41,T42] | DUNDALK |  | 53.9975 | -6.4026
042027 | MV/LV Substation TH***027 |  | 10 kV | _ | LV | 200 kVA :Kiosk Substation | 0.2 | --> | 0.2 | 0.152 | 1.51 |  | --> | 0.19 | 0 | 0.053 | 0 | 0 | Constrained, otherwise capacity available =144 kW | --> | C19 ex TURLOUGH ROAD | Turlough Road [T43] | CASTLEBAR |  | 53.8677 | -9.2925
019118X | MV/LV Substation CL***118X |  | 10 kV | _ | LV | 200 kVA :Kiosk Substation | 0.2 | --> | 0.2 | 0.168 | 2.18 |  | --> | 0.19 | 0 | 0 | 0 | 0 | Constrained, otherwise capacity available =186 kW | --> | C16 ex BALLYRICKARD | Ballyrickard [T41,T42] | TRALEE |  | 52.2835 | -9.7267
2814284 | MV/LV Substation FA***4284 |  | 10 kV | _ | LV | 100 kVA :Pole Substation | 0.1 | --> | 0.1 | 0 | 0 | Constrained, otherwise capacity available =100 kVA | --> | 0.095 | 0 | 0 | 0 | 0 | Constrained, otherwise capacity available =95 kW | --> | C21 ex KILMONEY | Kilmoney [T41,T42] | TRABEG |  | 51.7636 | -8.4489
108274X | MV/LV Substation JM***274X |  | 20 kV | _ | LV | 50 kVA :Pole Substation | 0.05 | --> | 0.05 | 0.046 | 1.57 |  | --> | 0.048 | 0 | 0 | 0 | 0 | Constrained, otherwise capacity available =47 kW | --> | C17 ex BALLYSHANNON | Ballyshannon [T41,T42] | CATHALEENS FALL |  | 54.5434 | -7.8916
071229 | MV/LV Substation MI***229 |  | 10 kV | _ | LV | 50 kVA :Pole Substation | 0.05 | --> | 0.05 | 0.038 | 5.58 |  | --> | 0.048 | 0 | 0 | 0.046 | 0 |  | --> | C11 ex KILCOOLE | Kilcoole [T41,T42] | FASSAROE |  | 53.0897 | -6.1061
118125Y | MV/LV Substation TA***125Y |  | 20 kV | _ | LV | 400 kVA :Kiosk Substation | 0.4 | --> | 0.4 | 0 | 0 | Constrained, otherwise capacity available =368 kVA | --> | 0.38 | 0 | 0 | 0 | 0 | Constrained, otherwise capacity available =376 kW | --> | E16 ex CREAGH | Creagh [T421,T422] | ATHLONE |  | 53.3365 | -8.2015
138817 | MV/LV Substation BE***817 |  | 10 kV | _ | LV | 50 kVA :Pole Substation | 0.05 | --> | 0.05 | 0.036 | 2.18 |  | --> | 0.048 | 0 | 0.004 | 0 | 0 | Constrained, otherwise capacity available =43 kW | --> | C26 ex BAILIEBORO | Bailieboro [T41,T42] | MEATH HILL |  | 53.9186 | -6.9603
016053Z | MV/LV Substation KI***053Z |  | 10 kV | _ | LV | 50 kVA :Pole Substation | 0.05 | --> | 0.05 | 0 | 0 | Constrained, otherwise capacity available =39 kVA | --> | 0.048 | 0 | 0.005 | 0.042 | 0 |  | --> | C29 ex GRANGE CASTLE | Grange Castle [T101,T102] | INCHICORE 220KV |  | 53.3104 | -6.4683
021078 | MV/LV Substation RO***078 |  | 10 kV | _ | LV | 200 kVA :Pole Substation | 0.2 | --> | 0.2 | 0.159 | 6.78 |  | --> | 0.19 | 0 | 0 | 0.184 | 0 |  | --> | C16 ex CASTLEVIEW | Castleview [T101,T102] | CASTLEVIEW |  | 51.9104 | -8.3494
059475 | MV/LV Substation CO***475 |  | 10 kV | _ | LV | 100 kVA :Pole Substation | 0.1 | --> | 0.1 | 0 | 0 | Constrained, otherwise capacity available =77 kVA | --> | 0.095 | 0 | 0 | 0 | 0 | Constrained, otherwise capacity available =92 kW | --> | C11 ex DERRYCRAMPH | Derrycramph [T41,T42] | SHANKILL |  | 53.9641 | -7.2313
031266Y | MV/LV Substation GO***266Y |  | 20 kV | _ | LV | 50 kVA :Pole Substation | 0.05 | --> | 0.05 | 0 | 0 | Constrained, otherwise capacity available =49 kVA | --> | 0.048 | 0 | 0 | 0 | 0 | Constrained, otherwise capacity available =47 kW | --> | E18 ex SPRINGS | Springs [T421,T422] | DUNGARVAN |  | 52.0485 | -7.6186
405703 | MV/LV Substation BA***703 |  | 20 kV | _ | LV | 50 kVA :Pole Substation | 0.05 | --> | 0.05 | 0.05 | 3.03 |  | --> | 0.048 | 0 | 0 | 0 | 0 | Constrained, otherwise capacity available =48 kW | --> | E12 ex MOVILLE | Moville [T421,T422] | TRILLICK |  | 55.1963 | -7.0333
019284 | MV/LV Substation BA***284 |  | 10 kV | _ | LV | 200 kVA :Pole Substation | 0.2 | --> | 0.2 | 0.121 | 2.18 |  | --> | 0.19 | 0 | 0 | 0 | 0 | Constrained, otherwise capacity available =179 kW | --> | C17 ex BALLYRICKARD | Ballyrickard [T41,T42] | TRALEE |  | 52.2964 | -9.752
116770X | MV/LV Substation LE***770X |  | 10 kV | _ | LV | 400 kVA :Building Structure | 0.4 | --> | 0.4 | 0.242 | 7.32 |  | --> | 0.38 | 0 | 0 | 0.358 | 0 |  | --> | C13 ex CARROWBEG | Carrowbeg [T41,T42] | CARROWBEG |  | 53.7999 | -9.5255
256904 | MV/LV Substation DO***904 |  | 20 kV | _ | LV | 200 kVA :Pole Substation | 0.2 | --> | 0.2 | 0.128 | 1.28 |  | --> | 0.19 | 0 | 0.005 | 0 | 0 | Constrained, otherwise capacity available =176 kW | --> | C22 ex CASTLEREA | Castlerea [T41,T42] | CARRICK ON SHANNON |  | 53.7686 | -8.5093
132731X | MV/LV Substation MO***731X |  | 10 kV | _ | LV | 50 kVA :Pole Substation | 0.05 | --> | 0.05 | 0 | 0 | Constrained, otherwise capacity available =49 kVA | --> | 0.048 | 0 | 0 | 0 | 0 | Constrained, otherwise capacity available =47 kW | --> | C16 ex LOUGHREA | Loughrea [T41,T42] | SOMERSET |  | 53.1866 | -8.5276
068921X | MV/LV Substation OR***921X |  | 10 kV | _ | LV | 1000 kVA :Building Structure | 1 | --> | 1 | 0.5 | 2.6 |  | --> | 0.95 | 0 | 0.004 | 0.5 | 0 |  | --> | C11 ex WOLFE TONE STREET | Wolfe Tone Street [T101,T102] | FINGLAS |  | 53.3461 | -6.2715
093106Y | MV/LV Substation FU***106Y |  | 10 kV | _ | LV | 400 kVA :Building Structure | 0.4 | --> | 0.4 | 0 | 0 |  | --> | 0.38 | 0 | 0 | 0.348 | 0 |  | --> | C17 ex SANTRY | Santry [T41,T42] | FINGLAS |  | 53.4065 | -6.2451
156265 | MV/LV Substation CA***265 |  | 10 kV | _ | LV | 50 kVA :Pole Substation | 0.05 | --> | 0.05 | 0 | 0 | Constrained, otherwise capacity available =33 kVA | --> | 0.048 | 0 | 0 | 0 | 0 | Constrained, otherwise capacity available =45 kW | --> | C15 ex DRUMBEAR | Drumbear [T41,T42] | LISDRUM |  | 54.1849 | -6.8184
0664443 | MV/LV Substation BA***4443 |  | 20 kV | _ | LV | 400 kVA :Kiosk Substation | 0.4 | --> | 0.4 | 0 | 0 | Constrained, otherwise capacity available =400 kVA | --> | 0.38 | 0 | 0 | 0 | 0 | Constrained, otherwise capacity available =380 kW | --> | E20 ex BALTRASNA | Baltrasna [T121,T122] | BALTRASNA |  | 53.5198 | -6.4148
0684062 | MV/LV Substation HE***4062 |  | 10 kV | _ | LV | 1000 kVA :Building Structure | 1 | --> | 1 | 0 | 0 | Constrained, otherwise capacity available =1000 kVA | --> | 0.95 | 0 | 0 | 0.5 | 0 |  | --> | C18 ex PHIBSBORO | Phibsboro [T41,T42] | FINGLAS |  | 53.3519 | -6.2712
0894231 | MV/LV Substation KI***4231 |  | 20 kV | _ | LV | 50 kVA :Pole Substation | 0.05 | --> | 0.05 | 0.05 | 3.56 |  | --> | 0.048 | 0 | 0 | 0 | 0 | Constrained, otherwise capacity available =48 kW | --> | E22 ex ENNISCRONE | Enniscrone [T421,T422] | MOY |  | 54.273 | -8.924
118880X | MV/LV Substation GA***880X |  | 20 kV | _ | LV | 50 kVA :Pole Substation | 0.05 | --> | 0.05 | 0.05 | 0.3 |  | --> | 0.048 | 0 | 0 | 0 | 0 | Constrained, otherwise capacity available =47 kW | --> | C17 ex BANAGHER | Banagher [T41,T42] | DALLOW |  | 53.2158 | -8.2285
021743 | MV/LV Substation GL***743 |  | 10 kV | _ | LV | 50 kVA :Pole Substation | 0.05 | --> | 0.05 | 0 | 0 | Constrained, otherwise capacity available =39 kVA | --> | 0.048 | 0 | 0.006 | 0 | 0 | Constrained, otherwise capacity available =42 kW | --> | C16 ex KILLACLOYNE | Killacloyne [T41,T42] | MIDLETON |  | 51.9215 | -8.3375
089007 | MV/LV Substation AM***007 |  | 10 kV | _ | LV | 200 kVA :Pole Substation | 0.2 | --> | 0.2 | 0.158 | 0.74 |  | --> | 0.19 | 0 | 0 | 0 | 0 | Constrained, otherwise capacity available =184 kW | --> | C16 ex RAHANS | Rahans [T41] | MOY |  | 54.11 | -9.1493
066524Z | MV/LV Substation SO***524Z |  | 20 kV | _ | LV | 400 kVA :Kiosk Substation | 0.4 | --> | 0.4 | 0 | 0 | Constrained, otherwise capacity available =266 kVA | --> | 0.38 | 0 | 0.049 | 0 | 0 | Constrained, otherwise capacity available =325 kW | --> | E18 ex BALTRASNA | Baltrasna [T121,T122] | BALTRASNA |  | 53.505 | -6.472
368086X | MV/LV Substation EN***086X |  | 20 kV | _ | LV | 100 kVA :Pole Substation | 0.1 | --> | 0.1 | 0 | 0 | Constrained, otherwise capacity available =54 kVA | --> | 0.095 | 0 | 0 | 0 | 0 | Constrained, otherwise capacity available =88 kW | --> | C12 ex BALLYHAUNIS | Ballyhaunis [T41,T42] | DALTON |  | 53.797 | -8.7693
503526 | MV/LV Substation GR***526 |  | 10 kV | _ | LV | 100 kVA :Pole Substation | 0.1 | --> | 0.1 | 0.058 | 1.69 |  | --> | 0.095 | 0 | 0 | 0 | 0 | Constrained, otherwise capacity available =89 kW | --> | C11 ex NEWTOWNCUNNINGHAM | Newtowncunningham [T41,T42] | LETTERKENNY |  | 54.9798 | -7.4471
433957 | MV/LV Substation B ***957 |  | 10 kV | _ | LV | 200 kVA :Pole Substation | 0.2 | --> | 0.2 | 0 | 0 | Constrained, otherwise capacity available =154 kVA | --> | 0.19 | 0 | 0 | 0 | 0 | Constrained, otherwise capacity available =184 kW | --> | C15 ex BALLAGHADERREEN | Ballaghaderreen [T41,T42] | TONROE |  | 53.9067 | -8.5573
001728 | MV/LV Substation SU***728 |  | 10 kV | _ | LV | 1000 kVA :Building Structure | 1 | --> | 1 | 0.47 | 1.55 |  | --> | 0.95 | 0 | 0 | 0.5 | 0 |  | --> | C22 ex MONKSTOWN | Monkstown [T41,T42] | BLACKROCK |  | 53.3014 | -6.1794
012540Y | MV/LV Substation CO***540Y |  | 10 kV | _ | LV | 50 kVA :Pole Substation | 0.05 | --> | 0.05 | 0 | 0 | Constrained, otherwise capacity available =33 kVA | --> | 0.048 | 0 | 0.025 | 0 | 0 | Constrained, otherwise capacity available =27 kW | --> | C20 ex POLLERTON | Pollerton [T41,T42] | CARLOW |  | 52.7925 | -6.8954
017899 | MV/LV Substation ST***899 |  | 10 kV | _ | LV | 100 kVA :Pole Substation | 0.1 | --> | 0.1 | 0.089 | 1.05 |  | --> | 0.095 | 0 | 0.01 | 0 | 0 | Constrained, otherwise capacity available =86 kW | --> | C19 ex NEWCASTLEWEST | Newcastlewest [T41,T42] | RATHKEALE |  | 52.3971 | -9.107
075384X | MV/LV Substation TO***384X |  | 20 kV | _ | LV | 50 kVA :Pole Substation | 0.05 | --> | 0.05 | 0.037 | 4.38 |  | --> | 0.048 | 0 | 0.028 | 0.025 | 0 |  | --> | E17 ex CRANE | Crane [T122] | CRANE |  | 52.5556 | -6.4268
2664050 | MV/LV Substation BA***4050 |  | 20 kV | _ | LV | 50 kVA :Pole Substation | 0.05 | --> | 0.05 | 0 | 0 | Constrained, otherwise capacity available =16 kVA | --> | 0.048 | 0 | 0 | 0 | 0 | Constrained, otherwise capacity available =43 kW | --> | E12 ex CARNDONAGH | Carndonagh [T421,T422] | TRILLICK |  | 55.3612 | -7.2923
042089 | MV/LV Substation CH***089 |  | 10 kV | _ | LV | 400 kVA :Kiosk Substation | 0.4 | --> | 0.4 | 0 | 0 | Constrained, otherwise capacity available =302 kVA | --> | 0.38 | 0 | 0.033 | 0 | 0 | Constrained, otherwise capacity available =342 kW | --> | C13 ex KNOCKAPHUNTA | Knockaphunta [T41,T42] | CASTLEBAR |  | 53.8494 | -9.2919
065019 | MV/LV Substation RA***019 |  | 10 kV | _ | LV | 400 kVA :Building Structure | 0.4 | --> | 0.4 | 0 | 0 | Constrained, otherwise capacity available =207 kVA | --> | 0.38 | 0 | 0.004 | 0 | 0 | Constrained, otherwise capacity available =350 kW | --> | C16 ex BALBRIGGAN | Balbriggan [T42] | GLASMORE |  | 53.611 | -6.1836
043499X | MV/LV Substation GL***499X |  | 10 kV | _ | LV | 200 kVA :Kiosk Substation | 0.2 | --> | 0.2 | 0.196 | 0.43 |  | --> | 0.19 | 0 | 0.003 | 0 | 0 | Constrained, otherwise capacity available =187 kW | --> | C13 ex SWINFORD | Swinford [T41,T42] | CASTLEBAR |  | 53.9465 | -8.9382
154263Y | MV/LV Substation BL***263Y |  | 10 kV | _ | LV | 50 kVA :Pole Substation | 0.05 | --> | 0.05 | 0 | 0 | Constrained, otherwise capacity available =43 kVA | --> | 0.048 | 0 | 0 | 0 | 0 | Constrained, otherwise capacity available =46 kW | --> | C12 ex MONEYCOOLEY | Moneycooley [T41,T42,T44] | GRIFFINRATH |  | 53.3744 | -6.5302
0814375 | MV/LV Substation KI***4375 |  | 10 kV | _ | LV | 630 kVA :Kiosk Substation | 0.63 | --> | 0.63 | 0 | 0 | Constrained, otherwise capacity available =576 kVA | --> | 0.598 | 0 | 0 | 0.5 | 0 |  | --> | C17 ex CLONDALKIN | Clondalkin [T41,T42,T44] | INCHICORE 220KV |  | 53.3369 | -6.4221
165492X | MV/LV Substation SE***492X |  | 20 kV | _ | LV | 50 kVA :Pole Substation | 0.05 | --> | 0.05 | 0 | 0 | Constrained, otherwise capacity available =36 kVA | --> | 0.048 | 0 | 0 | 0 | 0 | Constrained, otherwise capacity available =46 kW | --> | C13 ex CLONAKILTY | Clonakilty [T41,T42] | DUNMANWAY |  | 51.5995 | -8.7331
461199 | MV/LV Substation MO***199 |  | 10 kV | _ | LV | 200 kVA :Kiosk Substation | 0.2 | --> | 0.2 | 0.134 | 2.33 |  | --> | 0.19 | 0 | 0.014 | 0 | 0 | Constrained, otherwise capacity available =170 kW | --> | E17 ex MOY | Moy [T421,T422] | MOY |  | 54.1061 | -9.1601
069437 | MV/LV Substation P ***437 |  | 10 kV | _ | LV | 400 kVA :Building Structure | 0.4 | --> | 0.4 | 0.4 | 3 |  | --> | 0.38 | 0 | 0 | 0.38 | 0 |  | --> | C40 ex INCHICORE CENTRAL | Inchicore Central [T43,T45] | INCHICORE 220KV |  | 53.3241 | -6.3385
025612X | MV/LV Substation BA***612X |  | 10 kV | _ | LV | 400 kVA :Kiosk Substation | 0.4 | --> | 0.4 | 0.245 | 2.96 |  | --> | 0.38 | 0 | 0.005 | 0 | 0 | Constrained, otherwise capacity available =355 kW | --> | E17 ex CHARLEVILLE | Charleville [T421,T422] | CHARLEVILLE |  | 52.3608 | -8.6921
010003 | MV/LV Substation DU***003 |  | 10 kV | _ | LV | 100 kVA :Pole Substation | 0.1 | --> | 0.1 | 0 | 0 | Constrained, otherwise capacity available =31 kVA | --> | 0.095 | 0 | 0.005 | 0 | 0 | Constrained, otherwise capacity available =81 kW | --> | C17 ex GRAIGUENAMANAGH | Graiguenamanagh [T41,T42] | KILKENNY |  | 52.5414 | -6.9569
011490X | MV/LV Substation JE***490X |  | 10 kV | _ | LV | 50 kVA :Pole Substation | 0.05 | --> | 0.05 | 0 | 0 | Constrained, otherwise capacity available =41 kVA | --> | 0.048 | 0 | 0 | 0 | 0 | Constrained, otherwise capacity available =46 kW | --> | C21 ex TALBOTS INCH | Talbots Inch [T41,T42] | KILKENNY |  | 52.7295 | -7.291
095603 | MV/LV Substation CO***603 |  | 10 kV | _ | LV | 200 kVA :Pole Substation | 0.2 | --> | 0.2 | 0.138 | 0.7 |  | --> | 0.19 | 0 | 0.02 | 0 | 0 | Constrained, otherwise capacity available =166 kW | --> | C20 ex KILRUSH | Kilrush [T41,T42] | TULLABRACK |  | 52.7041 | -9.4179
064612X | MV/LV Substation WH***612X |  | 20 kV | _ | LV | 100 kVA :Pole Substation | 0.1 | --> | 0.1 | 0 | 0 | Constrained, otherwise capacity available =94 kVA | --> | 0.095 | 0 | 0 | 0 | 0 | Constrained, otherwise capacity available =94 kW | --> | E16 ex JULIANSTOWN | Julianstown [T421,T422] | DRYBRIDGE |  | 53.6641 | -6.2726
054329Y | MV/LV Substation J ***329Y |  | 10 kV | _ | LV | 630 kVA :Kiosk Substation | 0.63 | --> | 0.63 | 0 | 0 | Constrained, otherwise capacity available =428 kVA | --> | 0.598 | 0 | 0.11 | 0 | 0 | Constrained, otherwise capacity available =489 kW | --> | C19 ex PORTLAOISE | Portlaoise [T41,T42] | PORTLAOISE |  | 53.0331 | -7.2989
020535X | MV/LV Substation O ***535X |  | 10 kV | _ | LV | 630 kVA :Building Structure | 0.63 | --> | 0.63 | 0 | 0 | Constrained, otherwise capacity available =593 kVA | --> | 0.598 | 0 | 0 | 0 | 0 | Constrained, otherwise capacity available =593 kW | --> | C12 ex COOLCORCORAN | Coolcorcoran [T41,T42] | KNOCKEARAGH |  | 52.061 | -9.5096
0814226 | MV/LV Substation KI***4226 |  | 10 kV | _ | LV | 630 kVA :Kiosk Substation | 0.63 | --> | 0.63 | 0 | 0 | Constrained, otherwise capacity available =475 kVA | --> | 0.598 | 0 | 0.011 | 0.5 | 0 |  | --> | C17 ex BALGADDY | Balgaddy [T41,T42] | GRANGE CASTLE |  | 53.3162 | -6.4261
052804X | MV/LV Substation MO***804X |  | 20 kV | _ | LV | 50 kVA :Pole Substation | 0.05 | --> | 0.05 | 0 | 0 | Constrained, otherwise capacity available =50 kVA | --> | 0.048 | 0 | 0 | 0 | 0 | Constrained, otherwise capacity available =47 kW | --> | E14 ex BALLINDERRY | Ballinderry [T41,T422] | MULLINGAR |  | 53.4574 | -7.1399
167419Z | MV/LV Substation B8***419Z |  | 20 kV | _ | LV | 630 kVA :Building Structure | 0.63 | --> | 0.63 | 0 | 0 | Constrained, otherwise capacity available =538 kVA | --> | 0.598 | 0 | 0.148 | 0 | 0 | Constrained, otherwise capacity available =476 kW | --> | E15 ex WHITECHURCH | Whitechurch [T421,T422] | KILBARRY |  | 51.9368 | -8.5463
054434Y | MV/LV Substation TU***434Y |  | 20 kV | _ | LV | 50 kVA :Pole Substation | 0.05 | --> | 0.05 | 0 | 0 | Constrained, otherwise capacity available =43 kVA | --> | 0.048 | 0 | 0 | 0 | 0 | Constrained, otherwise capacity available =46 kW | --> | E12 ex ABBEYLEIX | Abbeyleix [T422] | PORTLAOISE |  | 52.9252 | -7.3052
069549 | MV/LV Substation CH***549 |  | 10 kV | _ | LV | 400 kVA :Building Structure | 0.4 | --> | 0.4 | 0.053 | 4.47 |  | --> | 0.38 | 0 | 0.045 | 0.296 | 0 |  | --> | C20 ex TEMPLEOGUE | Templeogue [T41,T42] | MILLTOWN (DR) |  | 53.2949 | -6.3128
0934070 | MV/LV Substation NO***4070 |  | 10 kV | _ | LV | 1000 kVA :Building Structure | 1 | --> | 1 | 0 | 0 | Constrained, otherwise capacity available =684 kVA | --> | 0.95 | 0 | 0.016 | 0.5 | 0 |  | --> | C19 ex POPPINTREE | Poppintree [T101,T102] | FINGLAS |  | 53.4006 | -6.2659
059612Y | MV/LV Substation WI***612Y |  | 10 kV | _ | LV | 200 kVA :Kiosk Substation | 0.2 | --> | 0.2 | 0 | 0 | Constrained, otherwise capacity available =158 kVA | --> | 0.19 | 0 | 0.008 | 0 | 0 | Constrained, otherwise capacity available =178 kW | --> | C11 ex DERRYCRAMPH | Derrycramph [T41,T42] | SHANKILL |  | 53.9737 | -7.348
2074056 | MV/LV Substation CR***4056 |  | 10 kV | _ | LV | 50 kVA :Pole Substation | 0.05 | --> | 0.05 | 0.046 | 3.38 |  | --> | 0.048 | 0 | 0 | 0 | 0 | Constrained, otherwise capacity available =47 kW | --> | C15 ex GLENGOOLE | Glengoole [T41] | THURLES |  | 52.6586 | -7.6023
206933 | MV/LV Substation B/***933 |  | 20 kV | _ | LV | 100 kVA :Pole Substation | 0.1 | --> | 0.1 | 0.063 | 7.61 |  | --> | 0.095 | 0 | 0.005 | 0 | 0 | Constrained, otherwise capacity available =86 kW | --> | E14 ex BELLACORICK | Bellacorick [T122] | BELLACORICK |  | 54.1461 | -9.7461
062413Y | MV/LV Substation EI***413Y |  | 10 kV | _ | LV | 50 kVA :Pole Substation | 0.05 | --> | 0.05 | 0.031 | 3.12 |  | --> | 0.048 | 0 | 0 | 0 | 0 | Constrained, otherwise capacity available =45 kW | --> | C21 ex MARSHES | Marshes [T41,T42] | DUNDALK |  | 53.9788 | -6.389
429172X | MV/LV Substation CA***172X |  | 20 kV | _ | LV | 50 kVA :Pole Substation | 0.05 | --> | 0.05 | 0.05 | 5.75 |  | --> | 0.048 | 0 | 0 | 0 | 0 | Constrained, otherwise capacity available =47 kW | --> | E15 ex ABBEYFEALE | Abbeyfeale [T421] | TRIEN |  | 52.3526 | -9.2764
281463 | MV/LV Substation MC***463 |  | 10 kV | _ | LV | 400 kVA :Kiosk Substation | 0.4 | --> | 0.4 | 0 | 0 | Constrained, otherwise capacity available =204 kVA | --> | 0.38 | 0 | 0.019 | 0 | 0 | Constrained, otherwise capacity available =338 kW | --> | C20 ex TOGHER | Togher [T41,T42] | TRABEG |  | 51.881 | -8.4797
350584 | MV/LV Substation FI***584 |  | 10 kV | _ | LV | 100 kVA :Pole Substation | 0.1 | --> | 0.1 | 0.086 | 1.57 |  | --> | 0.095 | 0 | 0 | 0 | 0 | Constrained, otherwise capacity available =93 kW | --> | C16 ex BUNDORAN | Bundoran [T41,T42] | CATHALEENS FALL |  | 54.4848 | -8.2576
032142 | MV/LV Substation BA***142 |  | 10 kV | _ | LV | 630 kVA :Kiosk Substation | 0.63 | --> | 0.63 | 0 | 0 | Constrained, otherwise capacity available =561 kVA | --> | 0.598 | 0 | 0.027 | 0 | 0 | Constrained, otherwise capacity available =569 kW | --> | C23 ex TRAMORE | Tramore [T41,T42] | BUTLERSTOWN |  | 52.1664 | -7.1409
139119Y | MV/LV Substation VI***119Y |  | 10 kV | _ | LV | 100 kVA :Pole Substation | 0.1 | --> | 0.1 | 0 | 0 | Constrained, otherwise capacity available =55 kVA | --> | 0.095 | 0 | 0 | 0 | 0 | Constrained, otherwise capacity available =89 kW | --> | C17 ex VIRGINIA | Virginia [T41,T42] | MEATH HILL |  | 53.8306 | -7.0816
007066 | MV/LV Substation ST***066 |  | 10 kV | _ | LV | 100 kVA :Pole Substation | 0.1 | --> | 0.1 | 0.098 | 1.4 |  | --> | 0.095 | 0 | 0 | 0 | 0 | Constrained, otherwise capacity available =95 kW | --> | E18 ex KILLINICK | Killinick [T421,T422] | WEXFORD |  | 52.2716 | -6.3906
062844Y | MV/LV Substation DK***844Y |  | 10 kV | _ | LV | 400 kVA :Kiosk Substation | 0.4 | --> | 0.4 | 0.318 | 3.12 |  | --> | 0.38 | 0 | 0 | 0 | 0 | Constrained, otherwise capacity available =369 kW | --> | C12 ex MARSHES | Marshes [T41,T42] | DUNDALK |  | 53.9819 | -6.3884
162998 | MV/LV Substation SE***998 |  | 20 kV | _ | LV | 50 kVA :Pole Substation | 0.05 | --> | 0.05 | 0.043 | 0.25 |  | --> | 0.048 | 0 | 0 | 0 | 0 | Constrained, otherwise capacity available =46 kW | --> | C12 ex ROSSGEIR | Rossgeir [T41,T42] | LETTERKENNY |  | 54.8149 | -7.5965
067447Y | MV/LV Substation DR***447Y |  | 20 kV | _ | LV | 1000 kVA :Building Structure | 1 | --> | 1 | 0 | 0 | Constrained, otherwise capacity available =573 kVA | --> | 0.95 | 0 | 0 | 0 | 0 | Constrained, otherwise capacity available =890 kW | --> | E16 ex DRUMLINE | Drumline [T421,T422] | DRUMLINE |  | 52.7167 | -8.8611
056676X | MV/LV Substation P+***676X |  | 10 kV | _ | LV | 200 kVA :Building Structure | 0.2 | --> | 0.2 | 0.173 | 0.89 |  | --> | 0.19 | 0 | 0 | 0 | 0 | Constrained, otherwise capacity available =186 kW | --> | C19 ex BIRR | Birr [T41,T422] | DALLOW |  | 53.0999 | -7.905
068188X | MV/LV Substation PO***188X |  | 10 kV | _ | LV | 630 kVA :Building Structure | 0.63 | --> | 0.63 | 0.391 | 28.43 |  | --> | 0.598 | 0 | 0 | 0.5 | 0 |  | --> | C06 ex BEDFORD ROW | Bedford Row [T41,T42,T43,T44] | FRANCIS STREET |  | 53.3469 | -6.2568
350154X | MV/LV Substation ST***154X |  | 10 kV | _ | LV | 630 kVA :Kiosk Substation | 0.63 | --> | 0.63 | 0.495 | 1.57 |  | --> | 0.598 | 0 | 0.033 | 0 | 0 | Constrained, otherwise capacity available =555 kW | --> | C16 ex BUNDORAN | Bundoran [T41,T42] | CATHALEENS FALL |  | 54.4863 | -8.2647
027103 | MV/LV Substation AC***103 |  | 10 kV | _ | LV | 50 kVA :Pole Substation | 0.05 | --> | 0.05 | 0.044 | 7.79 |  | --> | 0.048 | 0 | 0 | 0 | 0 | Constrained, otherwise capacity available =47 kW | --> | C17 ex DUNMANWAY | Dunmanway [T422,T43] | DUNMANWAY |  | 51.7251 | -9.0766
281074X | MV/LV Substation GR***074X |  | 10 kV | _ | LV | 400 kVA :Kiosk Substation | 0.4 | --> | 0.4 | 0.298 | 5.49 |  | --> | 0.38 | 0 | 0 | 0.366 | 0 |  | --> | C19 ex TRABEG | Trabeg [T101,T102] | TRABEG |  | 51.8685 | -8.4448
160720X | MV/LV Substation CA***720X |  | 10 kV | _ | LV | 200 kVA :Pole Substation | 0.2 | --> | 0.2 | 0 | 0 | Constrained, otherwise capacity available =198 kVA | --> | 0.19 | 0 | 0 | 0 | 0 | Constrained, otherwise capacity available =190 kW | --> | C16 ex PALLAS | Pallas [T41,T42] | PORTLAOISE |  | 53.064 | -7.4098
281758X | MV/LV Substation ST***758X |  | 10 kV | _ | LV | 400 kVA :Kiosk Substation | 0.4 | --> | 0.4 | 0 | 0 | Constrained, otherwise capacity available =196 kVA | --> | 0.38 | 0 | 0.022 | 0 | 0 | Constrained, otherwise capacity available =335 kW | --> | C12 ex DENNEHYS CROSS | Dennehys Cross [T41,T42] | TRABEG |  | 51.8852 | -8.5011
0024059 | MV/LV Substation TH***4059 |  | 10 kV | _ | LV | 630 kVA :Kiosk Substation | 0.63 | --> | 0.63 | 0.475 | 0.48 | Constrained, otherwise capacity available =573 kVA | --> | 0.598 | 0 | 0.015 | 0 | 0 | Constrained, otherwise capacity available =580 kW | --> | C20 ex KILMARTIN | Kilmartin [T41] | ARKLOW |  | 53.0686 | -6.2248
001326 | MV/LV Substation SH***326 |  | 10 kV | _ | LV | 200 kVA :Kiosk Substation | 0.2 | --> | 0.2 | 0.146 | 13.42 |  | --> | 0.19 | 0 | 0.009 | 0.176 | 0 |  | --> | C20 ex POTTERY ROAD | Pottery Road [T101,T102] | CARRICKMINES |  | 53.2605 | -6.1471
340278X | MV/LV Substation SH***278X |  | 10 kV | _ | LV | 400 kVA :Kiosk Substation | 0.4 | --> | 0.4 | 0 | 0 | Constrained, otherwise capacity available =276 kVA | --> | 0.38 | 0 | 0 | 0 | 0 | Constrained, otherwise capacity available =363 kW | --> | C16 ex DUNGLOE | Dungloe [T41,T42] | ARDNAGAPPARY |  | 54.9523 | -8.3534
064844Y | MV/LV Substation SE***844Y |  | 20 kV | _ | LV | 400 kVA :Kiosk Substation | 0.4 | --> | 0.4 | 0 | 0 | Constrained, otherwise capacity available =270 kVA | --> | 0.38 | 0 | 0.074 | 0 | 0 | Constrained, otherwise capacity available =307 kW | --> | E17 ex JULIANSTOWN | Julianstown [T421,T422] | DRYBRIDGE |  | 53.6974 | -6.2614
251228X | MV/LV Substation WO***228X |  | 20 kV | _ | LV | 200 kVA :Kiosk Substation | 0.2 | --> | 0.2 | 0 | 0 | Constrained, otherwise capacity available =166 kVA | --> | 0.19 | 0 | 0.01 | 0 | 0 | Constrained, otherwise capacity available =178 kW | --> | E47 ex CLAREGALWAY | Claregalway [T42,T421] | GALWAY 110KV |  | 53.3665 | -8.8907
1544259 | MV/LV Substation UN***4259 |  | 20 kV | _ | LV | 630 kVA :Building Structure | 0.63 | --> | 0.63 | 0.5 | 41.3 |  | --> | 0.598 | 0 | 0 | 0.5 | 0 |  | --> | E13 ex CORDUFF | Corduff [T121,T122] | CORDUFF |  | 53.4194 | -6.3502
031159Y | MV/LV Substation AR***159Y |  | 20 kV | _ | LV | 200 kVA :Kiosk Substation | 0.2 | --> | 0.2 | 0 | 0 | Constrained, otherwise capacity available =188 kVA | --> | 0.19 | 0 | 0.009 | 0 | 0 | Constrained, otherwise capacity available =182 kW | --> | E13 ex FOXHOLE | Foxhole [T421,T422] | DUNGARVAN |  | 51.9467 | -7.7196
1494125 | MV/LV Substation RO***4125 |  | 10 kV | _ | LV | 50 kVA :Pole Substation | 0.05 | --> | 0.05 | 0 | 0 | Constrained, otherwise capacity available =45 kVA | --> | 0.048 | 0 | 0 | 0 | 0 | Constrained, otherwise capacity available =47 kW | --> | C11 ex DONEGAL | Donegal [T41,T42] | CATHALEENS FALL |  | 54.682 | -8.2181
001799 | MV/LV Substation BL***799 |  | 10 kV | _ | LV | 400 kVA :Kiosk Substation | 0.4 | --> | 0.4 | 0.4 | 15.18 |  | --> | 0.38 | 0 | 0 | 0.38 | 0 |  | --> | C21 ex CENTRAL PARK | Central Park [T101,T102] | CARRICKMINES |  | 53.2885 | -6.1968
012680 | MV/LV Substation KN***680 |  | 10 kV | _ | LV | 200 kVA :Pole Substation | 0.2 | --> | 0.2 | 0.154 | 1.99 |  | --> | 0.19 | 0 | 0.006 | 0 | 0 | Constrained, otherwise capacity available =179 kW | --> | C18 ex GRAIGUE | Graigue [T41,T42] | CARLOW |  | 52.8668 | -6.9376
093131Y | MV/LV Substation GR***131Y |  | 10 kV | _ | LV | 400 kVA :Kiosk Substation | 0.4 | --> | 0.4 | 0 | 0 | Constrained, otherwise capacity available =246 kVA | --> | 0.38 | 0 | 0.023 | 0.341 | 0 |  | --> | C13 ex GRANGE (DR) | Grange (dr) [T41,T42] | GRANGE (DR) |  | 53.4012 | -6.1673
144003Y | MV/LV Substation BA***003Y |  | 10 kV | _ | LV | 50 kVA :Pole Substation | 0.05 | --> | 0.05 | 0 | 0 | Constrained, otherwise capacity available =50 kVA | --> | 0.048 | 0 | 0 | 0 | 0 | Constrained, otherwise capacity available =48 kW | --> | C11 ex CASTLECOMER | Castlecomer [T41,T42] | BALLYRAGGET |  | 52.7913 | -7.2116
0814126 | MV/LV Substation MI***4126 |  | 10 kV | _ | LV | 400 kVA :Kiosk Substation | 0.4 | --> | 0.4 | 0 | 0 | Constrained, otherwise capacity available =328 kVA | --> | 0.38 | 0 | 0 | 0.37 | 0 |  | --> | C14 ex CLONDALKIN | Clondalkin [T41,T42,T44] | INCHICORE 220KV |  | 53.3348 | -6.3954
237850 | MV/LV Substation OD***850 |  | 20 kV | _ | LV | 100 kVA :Pole Substation | 0.1 | --> | 0.1 | 0 | 0 | Constrained, otherwise capacity available =76 kVA | --> | 0.095 | 0 | 0.005 | 0 | 0 | Constrained, otherwise capacity available =88 kW | --> | C12 ex DUNLEER | Dunleer [T41,T42] | DRYBRIDGE |  | 53.7938 | -6.2458
0714080 | MV/LV Substation UL***4080 |  | 10 kV | _ | LV | 50 kVA :Pole Substation | 0.05 | --> | 0.05 | 0.05 | 5.58 |  | --> | 0.048 | 0 | 0 | 0.048 | 0 |  | --> | C14 ex KILCOOLE | Kilcoole [T41,T42] | FASSAROE |  | 53.1138 | -6.1142
1174169 | MV/LV Substation AR***4169 |  | 20 kV | _ | LV | 50 kVA :Pole Substation | 0.05 | --> | 0.05 | 0 | 0 | Constrained, otherwise capacity available =50 kVA | --> | 0.048 | 0 | 0 | 0.048 | 0 |  | --> | E17 ex MANORHAMILTON | Manorhamilton [T422] | SLIGO |  | 54.2239 | -8.3014
144266X | MV/LV Substation LI***266X |  | 20 kV | _ | LV | 50 kVA :Pole Substation | 0.05 | --> | 0.05 | 0.048 | 2.78 |  | --> | 0.048 | 0 | 0 | 0 | 0 | Constrained, otherwise capacity available =47 kW | --> | E13 ex BALLYRAGGET | Ballyragget [T421,T422] | BALLYRAGGET |  | 52.7483 | -7.328
365914 | MV/LV Substation FO***914 |  | 10 kV | _ | LV | 400 kVA :Kiosk Substation | 0.4 | --> | 0.4 | 0 | 0 | Constrained, otherwise capacity available =264 kVA | --> | 0.38 | 0 | 0.073 | 0.307 | 0 |  | --> | C12 ex TYMON | Tymon [T41,T42] | COOKSTOWN |  | 53.3071 | -6.3618
366202 | MV/LV Substation DE***202 |  | 10 kV | _ | LV | 50 kVA :Pole Substation | 0.05 | --> | 0.05 | 0.05 | 1.47 |  | --> | 0.048 | 0 | 0 | 0.048 | 0 |  | --> | C15 ex SCREEB | Screeb [T41] | SCREEB |  | 53.3907 | -9.6673
036593X | MV/LV Substation NE***593X |  | 20 kV | _ | LV | 50 kVA :Pole Substation | 0.05 | --> | 0.05 | 0 | 0 | Constrained, otherwise capacity available =40 kVA | --> | 0.048 | 0 | 0.025 | 0 | 0 | Constrained, otherwise capacity available =28 kW | --> | E33 ex CAPPAMORE | Cappamore [T41,T42] | ARDNACRUSHA |  | 52.5289 | -8.3075
093312 | MV/LV Substation KI***312 |  | 10 kV | _ | LV | 400 kVA :Kiosk Substation | 0.4 | --> | 0.4 | 0 | 0 | Constrained, otherwise capacity available =260 kVA | --> | 0.38 | 0 | 0 | 0.36 | 0 |  | --> | C11 ex MERVILLE | Merville [T41,T42] | FINGLAS |  | 53.3797 | -6.3085
002161 | MV/LV Substation AT***161 |  | 10 kV | _ | LV | 1000 kVA :Building Structure | 1 | --> | 1 | 0.5 | 4.51 |  | --> | 0.95 | 0 | 0.01 | 0.5 | 0 |  | --> | C16 ex BOGHALL ROAD | Boghall Road [T41,T42] | FASSAROE |  | 53.1867 | -6.1225
029519 | MV/LV Substation SH***519 |  | 20 kV | _ | LV | 200 kVA :Pole Substation | 0.2 | --> | 0.2 | 0 | 0 | Constrained, otherwise capacity available =145 kVA | --> | 0.19 | 0 | 0 | 0 | 0 | Constrained, otherwise capacity available =182 kW | --> | C13 ex CLOYNE | Cloyne [T41] | MIDLETON |  | 51.8524 | -8.0372
110401 | MV/LV Substation HA***401 |  | 20 kV | _ | LV | 200 kVA :Building Structure | 0.2 | --> | 0.2 | 0.189 | 0.76 |  | --> | 0.19 | 0 | 0.006 | 0 | 0 | Constrained, otherwise capacity available =184 kW | --> | E19 ex KENMARE | Kenmare [T421] | KNOCKEARAGH |  | 51.8865 | -9.5965
039822X | MV/LV Substation TH***822X |  | 10 kV | _ | LV | 200 kVA :Kiosk Substation | 0.2 | --> | 0.2 | 0.141 | 11.03 |  | --> | 0.19 | 0 | 0.011 | 0.174 | 0 |  | --> | C28 ex SALTHILL | Salthill [T101,T102] | SALTHILL |  | 53.2536 | -9.155
015911X | MV/LV Substation P+***911X |  | 10 kV | _ | LV | 400 kVA :Kiosk Substation | 0.4 | --> | 0.4 | 0 | 0 | Constrained, otherwise capacity available =284 kVA | --> | 0.38 | 0 | 0 | 0 | 0 | Constrained, otherwise capacity available =364 kW | --> | C14 ex NAAS | Naas [T41,T42] | KILTEEL |  | 53.2178 | -6.6652
180532 | MV/LV Substation ME***532 |  | 10 kV | _ | LV | 100 kVA :Pole Substation | 0.1 | --> | 0.1 | 0.091 | 3.27 |  | --> | 0.095 | 0 | 0 | 0 | 0 | Constrained, otherwise capacity available =94 kW | --> | C11 ex LLOYD | Lloyd [T41,T42] | NAVAN |  | 53.7478 | -6.9395
3654173 | MV/LV Substation SA***4173 |  | 10 kV | _ | LV | 400 kVA :Building Structure | 0.4 | --> | 0.4 | 0 | 0 | Constrained, otherwise capacity available =365 kVA | --> | 0.38 | 0 | 0 | 0.375 | 0 |  | --> | C19 ex CLONDALKIN | Clondalkin [T41,T42,T44] | INCHICORE 220KV |  | 53.3224 | -6.3975
067264 | MV/LV Substation LE***264 |  | 10 kV | _ | LV | 200 kVA :Kiosk Substation | 0.2 | --> | 0.2 | 0 | 0 | Constrained, otherwise capacity available =147 kVA | --> | 0.19 | 0 | 0.002 | 0 | 0 | Constrained, otherwise capacity available =181 kW | --> | C13 ex CORBALLY | Corbally [T41,T42] | ARDNACRUSHA |  | 52.6713 | -8.6217
034086 | MV/LV Substation EL***086 |  | 10 kV | _ | LV | 400 kVA :Kiosk Substation | 0.4 | --> | 0.4 | 0.254 | 0.57 |  | --> | 0.38 | 0 | 0.011 | 0 | 0 | Constrained, otherwise capacity available =352 kW | --> | C16 ex LAWLESSTOWN | Lawlesstown [T42,T421] | DOON |  | 52.3591 | -7.7177
109503 | MV/LV Substation RO***503 |  | 10 kV | _ | LV | 200 kVA :Kiosk Substation | 0.2 | --> | 0.2 | 0.197 | 0.38 |  | --> | 0.19 | 0 | 0 | 0.19 | 0 |  | --> | C15 ex RINEANNA | Rineanna [T41,T42] | DRUMLINE |  | 52.7018 | -8.8699
062558X | MV/LV Substation MO***558X |  | 20 kV | _ | LV | 50 kVA :Pole Substation | 0.05 | --> | 0.05 | 0.048 | 19.76 |  | --> | 0.048 | 0 | 0 | 0.047 | 0 |  | --> | E19 ex MULLAGHARLIN | Mullagharlin [T121,T122] | MULLAGHARLIN |  | 53.9701 | -6.5589
015777 | MV/LV Substation GR***777 |  | 20 kV | _ | LV | 50 kVA :Pole Substation | 0.05 | --> | 0.05 | 0 | 0 | Constrained, otherwise capacity available =50 kVA | --> | 0.048 | 0 | 0 | 0 | 0 | Constrained, otherwise capacity available =48 kW | --> | E17 ex BLESSINGTON | Blessington [T421,T422] | KILTEEL |  | 53.0734 | -6.5092
006033 | MV/LV Substation SL***033 |  | 10 kV | _ | LV | 400 kVA :Kiosk Substation | 0.4 | --> | 0.4 | 0.321 | 3.12 |  | --> | 0.38 | 0 | 0.017 | 0 | 0 | Constrained, otherwise capacity available =356 kW | --> | C22 ex BELLFIELD | Bellfield [T41,T42] | CRANE |  | 52.5044 | -6.5627
068256X | MV/LV Substation RI***256X |  | 10 kV | _ | LV | 630 kVA :Building Structure | 0.63 | --> | 0.63 | 0 | 0 | Constrained, otherwise capacity available =630 kVA | --> | 0.598 | 0 | 0 | 0.5 | 0 |  | --> | C12 ex GLOUCESTER PLACE | Gloucester Place [T41,T42] | MCDERMOTT |  | 53.3515 | -6.252
180853 | MV/LV Substation MU***853 |  | 10 kV | _ | LV | 200 kVA :Kiosk Substation | 0.2 | --> | 0.2 | 0.136 | 0.68 |  | --> | 0.19 | 0 | 0.005 | 0 | 0 | Constrained, otherwise capacity available =177 kW | --> | C24 ex MULLAGH | Mullagh [T44] | MEATH HILL |  | 53.8102 | -6.9528
007619Z | MV/LV Substation AR***619Z |  | 20 kV | _ | LV | 400 kVA :Kiosk Substation | 0.4 | --> | 0.4 | 0.227 | 16.12 |  | --> | 0.38 | 0 | 0.042 | 0.325 | 0 |  | --> | E21 ex WEXFORD | Wexford [T121,T122] | WEXFORD |  | 52.39 | -6.4503
043291 | MV/LV Substation BR***291 |  | 10 kV | _ | LV | 100 kVA :Pole Substation | 0.1 | --> | 0.1 | 0.064 | 0.43 |  | --> | 0.095 | 0 | 0.001 | 0 | 0 | Constrained, otherwise capacity available =89 kW | --> | C13 ex SWINFORD | Swinford [T41,T42] | CASTLEBAR |  | 53.9366 | -8.9473
182639 | MV/LV Substation KN***639 |  | 20 kV | _ | LV | 50 kVA :Pole Substation | 0.05 | --> | 0.05 | 0 | 0 | Constrained, otherwise capacity available =36 kVA | --> | 0.048 | 0 | 0 | 0 | 0 | Constrained, otherwise capacity available =46 kW | --> | C12 ex SCARIFF | Scariff [T42] | ENNIS |  | 52.9174 | -8.4892
075217 | MV/LV Substation FE***217 |  | 20 kV | _ | LV | 200 kVA :Pole Substation | 0.2 | --> | 0.2 | 0.135 | 0.58 |  | --> | 0.19 | 0 | 0 | 0 | 0 | Constrained, otherwise capacity available =181 kW | --> | E15 ex FERNS | Ferns [T421] | CRANE |  | 52.5925 | -6.4975
067119Z | MV/LV Substation SO***119Z |  | 10 kV | _ | LV | 630 kVA :Building Structure | 0.63 | --> | 0.63 | 0 | 0 | Constrained, otherwise capacity available =307 kVA | --> | 0.598 | 0 | 0 | 0.5 | 0 |  | --> | C20 ex GARRYOWEN | Garryowen [T41,T42] | LIMERICK |  | 52.6473 | -8.6178
041359Y | MV/LV Substation BA***359Y |  | 20 kV | _ | LV | 200 kVA :Pole Substation | 0.2 | --> | 0.2 | 0 | 0 | Constrained, otherwise capacity available =139 kVA | --> | 0.19 | 0 | 0 | 0 | 0 | Constrained, otherwise capacity available =182 kW | --> | E18 ex DALTON | Dalton [T421,T422] | DALTON |  | 53.6717 | -8.9615
281037 | MV/LV Substation IN***037 |  | 10 kV | _ | LV | 400 kVA :Kiosk Substation | 0.4 | --> | 0.4 | 0.28 | 5.49 |  | --> | 0.38 | 0 | 0.051 | 0.325 | 0 |  | --> | C18 ex TRABEG | Trabeg [T101,T102] | TRABEG |  | 51.8729 | -8.4426
058348 | MV/LV Substation TY***348 |  | 10 kV | _ | LV | 400 kVA :Building Structure | 0.4 | --> | 0.4 | 0.391 | 3 |  | --> | 0.38 | 0 | 0 | 0 | 0 | Constrained, otherwise capacity available =379 kW | --> | C25 ex NENAGH | Nenagh [T41,T42] | NENAGH |  | 52.8529 | -8.1864
060632Y | MV/LV Substation CL***632Y |  | 10 kV | _ | LV | 400 kVA :Kiosk Substation | 0.4 | --> | 0.4 | 0 | 0 | Constrained, otherwise capacity available =281 kVA | --> | 0.38 | 0 | 0 | 0 | 0 | Constrained, otherwise capacity available =363 kW | --> | C16 ex CLONES | Clones [T41,T42] | SHANKILL |  | 54.1813 | -7.2312
590797X | MV/LV Substation EI***797X |  | 20 kV | _ | LV | 100 kVA :Pole Substation | 0.1 | --> | 0.1 | 0.091 | 1.43 |  | --> | 0.095 | 0 | 0 | 0 | 0 | Constrained, otherwise capacity available =94 kW | --> | E18 ex CONG | Cong [T421,T422] | CLOON |  | 53.5464 | -9.359
056705 | MV/LV Substation BA***705 |  | 20 kV | _ | LV | 50 kVA :Pole Substation | 0.05 | --> | 0.05 | 0.046 | 0.89 |  | --> | 0.048 | 0 | 0 | 0 | 0 | Constrained, otherwise capacity available =47 kW | --> | E20 ex BIRR | Birr [T41,T422] | DALLOW |  | 53.0018 | -8.0171
021599X | MV/LV Substation CL***599X |  | 10 kV | _ | LV | 200 kVA :Building Structure | 0.2 | --> | 0.2 | 0 | 0 | Constrained, otherwise capacity available =133 kVA | --> | 0.19 | 0 | 0 | 0.181 | 0 |  | --> | C25 ex KILBARRY | Kilbarry [T101,T43] | KILBARRY |  | 51.9039 | -8.5129
008681 | MV/LV Substation DU***681 |  | 20 kV | _ | LV | 200 kVA :Pole Substation | 0.2 | --> | 0.2 | 0.193 | 0.2 |  | --> | 0.19 | 0 | 0.04 | 0 | 0 | Constrained, otherwise capacity available =159 kW | --> | E16 ex BEALISTOWN | Bealistown [T421,T422] | GREAT ISLAND |  | 52.2758 | -6.956
001078 | MV/LV Substation DA***078 |  | 10 kV | _ | LV | 400 kVA :Kiosk Substation | 0.4 | --> | 0.4 | 0.234 | 1.16 |  | --> | 0.38 | 0 | 0.1 | 0.282 | 0 |  | --> | C18 ex BREWERY ROAD | Brewery Road [T41,T42] | CARRICKMINES |  | 53.2888 | -6.2116
0014007 | MV/LV Substation CA***4007 |  | 10 kV | _ | LV | 400 kVA :Building Structure | 0.4 | --> | 0.4 | 0 | 0 | Constrained, otherwise capacity available =49 kVA | --> | 0.38 | 0 | 0 | 0.329 | 0 |  | --> | C11 ex CARRICKMINES | Carrickmines [T41,T42] | CARRICKMINES |  | 53.2531 | -6.164
039874 | MV/LV Substation CN***874 |  | 10 kV | _ | LV | 400 kVA :Kiosk Substation | 0.4 | --> | 0.4 | 0.298 | 11.03 |  | --> | 0.38 | 0 | 0.023 | 0.349 | 0 |  | --> | C29 ex SALTHILL | Salthill [T101,T102] | SALTHILL |  | 53.2793 | -9.0879
008427Y | MV/LV Substation SA***427Y |  | 10 kV | _ | LV | 100 kVA :Pole Substation | 0.1 | --> | 0.1 | 0.088 | 0.2 |  | --> | 0.095 | 0 | 0.011 | 0 | 0 | Constrained, otherwise capacity available =85 kW | --> | E17 ex BEALISTOWN | Bealistown [T421,T422] | GREAT ISLAND |  | 52.2279 | -6.8404
127287Z | MV/LV Substation OL***287Z |  | 10 kV | _ | LV | 200 kVA :Pole Substation | 0.2 | --> | 0.2 | 0 | 0 | Constrained, otherwise capacity available =161 kVA | --> | 0.19 | 0 | 0 | 0 | 0 | Constrained, otherwise capacity available =185 kW | --> | C11 ex TEMPLEMORE | Templemore [T41,T42] | IKERRIN |  | 52.7914 | -7.8226
069084 | MV/LV Substation LA***084 |  | 10 kV | _ | LV | 1000 kVA :Building Structure | 1 | --> | 1 | 0.5 | 2.93 |  | --> | 0.95 | 0 | 0.134 | 0.5 | 0 |  | --> | C16 ex DODDER ROAD | Dodder Road [T42] | MILLTOWN (DR) |  | 53.2987 | -6.2608
002048 | MV/LV Substation BO***048 |  | 10 kV | _ | LV | 200 kVA :Kiosk Substation | 0.2 | --> | 0.2 | 0.09 | 4.51 |  | --> | 0.19 | 0 | 0.075 | 0.119 | 0 |  | --> | C16 ex BOGHALL ROAD | Boghall Road [T41,T42] | FASSAROE |  | 53.1883 | -6.1176
162883 | MV/LV Substation KI***883 |  | 10 kV | _ | LV | 200 kVA :Pole Substation | 0.2 | --> | 0.2 | 0.2 | 7.25 |  | --> | 0.19 | 0 | 0 | 0 | 0 | Constrained, otherwise capacity available =190 kW | --> | C18 ex CONVOY | Convoy [T41,T42] | LETTERKENNY |  | 54.8591 | -7.6505
001705 | MV/LV Substation CA***705 |  | 10 kV | _ | LV | 200 kVA :Kiosk Substation | 0.2 | --> | 0.2 | 0.073 | 1.16 |  | --> | 0.19 | 0 | 0.039 | 0.143 | 0 |  | --> | C14 ex DEANSGRANGE | Deansgrange [T41,T42] | CARRICKMINES |  | 53.2853 | -6.1867
293029 | MV/LV Substation BU***029 |  | 20 kV | _ | LV | 400 kVA :Building Structure | 0.4 | --> | 0.4 | 0 | 0.43 |  | --> | 0.38 | 0 | 0 | 0 | 0 | Constrained, otherwise capacity available =277 kW | --> | E15 ex TULLOW | Tullow [T421,T422] | CARLOW |  | 52.7965 | -6.7503
0824219 | MV/LV Substation BR***4219 |  | 20 kV | _ | LV | 50 kVA :Pole Substation | 0.05 | --> | 0.05 | 0 | 0 | Constrained, otherwise capacity available =39 kVA | --> | 0.048 | 0 | 0.028 | 0 | 0 | Constrained, otherwise capacity available =25 kW | --> | E11 ex ACADEMY STREET | Academy Street [T421,T422,T44] | NAVAN |  | 53.629 | -6.5582
0074017 | MV/LV Substation DA***4017 |  | 20 kV | _ | LV | 100 kVA :Pole Substation | 0.1 | --> | 0.1 | 0.1 | 0.2 |  | --> | 0.095 | 0 | 0 | 0 | 0 | Constrained, otherwise capacity available =95 kW | --> | E15 ex BEALISTOWN | Bealistown [T421,T422] | GREAT ISLAND |  | 52.2422 | -6.733
206250X | MV/LV Substation ST***250X |  | 20 kV | _ | LV | 200 kVA :Kiosk Substation | 0.2 | --> | 0.2 | 0.181 | 1.6 |  | --> | 0.19 | 0 | 0 | 0 | 0 | Constrained, otherwise capacity available =187 kW | --> | E17 ex BELMULLET | Belmullet [T421] | BELLACORICK |  | 54.237 | -9.996
281709X | MV/LV Substation DU***709X |  | 10 kV | _ | LV | 400 kVA :Building Structure | 0.4 | --> | 0.4 | 0.215 | 7.88 |  | --> | 0.38 | 0 | 0.01 | 0.346 | 0 |  | --> | C12 ex LIBERTY STREET | Liberty Street [T101,T102] | LIBERTY STREET |  | 51.896 | -8.4753
167060Z | MV/LV Substation SH***060Z |  | 20 kV | _ | LV | 50 kVA :Pole Substation | 0.05 | --> | 0.05 | 0 | 0 | Constrained, otherwise capacity available =50 kVA | --> | 0.048 | 0 | 0 | 0 | 0 | Constrained, otherwise capacity available =48 kW | --> | E11 ex WHITECHURCH | Whitechurch [T421,T422] | KILBARRY |  | 52.0475 | -8.726
125016 | MV/LV Substation SE***016 |  | 10 kV | _ | LV | 100 kVA :Pole Substation | 0.1 | --> | 0.1 | 0 | 0 | Constrained, otherwise capacity available =68 kVA | --> | 0.095 | 0 | 0 | 0 | 0 | Constrained, otherwise capacity available =90 kW | --> | C11 ex CLOONLOUGH | Cloonlough [T41,T42] | BARRYMORE |  | 52.2718 | -8.2792
063778X | MV/LV Substation HO***778X |  | 10 kV | _ | LV | 50 kVA :Pole Substation | 0.05 | --> | 0.05 | 0 | 0 | Constrained, otherwise capacity available =46 kVA | --> | 0.048 | 0 | 0.01 | 0 | 0 | Constrained, otherwise capacity available =40 kW | --> | C16 ex STICKILLEN | Stickillen [T41,T42] | DRYBRIDGE |  | 53.8417 | -6.4846
004059 | MV/LV Substation CH***059 |  | 10 kV | _ | LV | 200 kVA :Kiosk Substation | 0.2 | --> | 0.2 | 0.148 | 0.45 |  | --> | 0.19 | 0 | 0.004 | 0 | 0 | Constrained, otherwise capacity available =180 kW | --> | C15 ex KILMAGIG | Kilmagig [T42] | ARKLOW |  | 52.8566 | -6.3249
125078Y | MV/LV Substation PA***078Y |  | 10 kV | _ | LV | 400 kVA :Kiosk Substation | 0.4 | --> | 0.4 | 0 | 0 | Constrained, otherwise capacity available =337 kVA | --> | 0.38 | 0 | 0.005 | 0 | 0 | Constrained, otherwise capacity available =368 kW | --> | C16 ex CLOONLOUGH | Cloonlough [T41,T42] | BARRYMORE |  | 52.2616 | -8.2786
034004 | MV/LV Substation ST***004 |  | 10 kV | _ | LV | 400 kVA :Kiosk Substation | 0.4 | --> | 0.4 | 0.168 | 5.88 |  | --> | 0.38 | 0 | 0.004 | 0 | 0 | Constrained, otherwise capacity available =344 kW | --> | C11 ex ARDGEEHA | Ardgeeha [T41,T42] | DOON |  | 52.3525 | -7.7092
111971 | MV/LV Substation BA***971 |  | 10 kV | _ | LV | 50 kVA :Pole Substation | 0.05 | --> | 0.05 | 0 | 0 | Constrained, otherwise capacity available =41 kVA | --> | 0.048 | 0 | 0.01 | 0 | 0 | Constrained, otherwise capacity available =39 kW | --> | C15 ex BANTRY | Bantry [T41,T42] | BALLYLICKY |  | 51.7234 | -9.4331
293307Y | MV/LV Substation BA***307Y |  | 20 kV | _ | LV | 100 kVA :Pole Substation | 0.1 | --> | 0.1 | 0.094 | 2.83 |  | --> | 0.095 | 0 | 0 | 0 | 0 | Constrained, otherwise capacity available =94 kW | --> | E18 ex BAGENALSTOWN | Bagenalstown [T421,T422] | CARLOW |  | 52.7338 | -6.7925
127047 | MV/LV Substation PA***047 |  | 10 kV | _ | LV | 630 kVA :Kiosk Substation | 0.63 | --> | 0.63 | 0 | 0 | Constrained, otherwise capacity available =444 kVA | --> | 0.598 | 0 | 0 | 0 | 0 | Constrained, otherwise capacity available =573 kW | --> | C14 ex HOLYCROSS ROAD | Holycross Road [T41,T42] | THURLES |  | 52.6794 | -7.8153
009426 | MV/LV Substation KI***426 |  | 10 kV | _ | LV | 200 kVA :Pole Substation | 0.2 | --> | 0.2 | 0 | 0 | Constrained, otherwise capacity available =149 kVA | --> | 0.19 | 0 | 0.005 | 0 | 0 | Constrained, otherwise capacity available =179 kW | --> | C15 ex GRANAGH | Granagh [T41,T42] | WATERFORD |  | 52.314 | -7.1759
067098X | MV/LV Substation GL***098X |  | 10 kV | _ | LV | 400 kVA :Kiosk Substation | 0.4 | --> | 0.4 | 0 | 0 | Constrained, otherwise capacity available =335 kVA | --> | 0.38 | 0 | 0 | 0 | 0 | Constrained, otherwise capacity available =371 kW | --> | C11 ex MOYLISH | Moylish [T41,T42] | ARDNACRUSHA |  | 52.6838 | -8.6474
067167X | MV/LV Substation KI***167X |  | 10 kV | _ | LV | 200 kVA :Kiosk Substation | 0.2 | --> | 0.2 | 0 | 0 | Constrained, otherwise capacity available =173 kVA | --> | 0.19 | 0 | 0 | 0 | 0 | Constrained, otherwise capacity available =186 kW | --> | C14 ex MOYLISH | Moylish [T41,T42] | ARDNACRUSHA |  | 52.6761 | -8.6391
014773X | MV/LV Substation KN***773X |  | 10 kV | _ | LV | 50 kVA :Pole Substation | 0.05 | --> | 0.05 | 0 | 0 | Constrained, otherwise capacity available =30 kVA | --> | 0.048 | 0 | 0 | 0 | 0 | Constrained, otherwise capacity available =45 kW | --> | C18 ex KILDARE | Kildare [T41,T42] | NEWBRIDGE |  | 53.161 | -6.9208
038866X | MV/LV Substation MU***866X |  | 10 kV | _ | LV | 100 kVA :Pole Substation | 0.1 | --> | 0.1 | 0 | 0 | Constrained, otherwise capacity available =100 kVA | --> | 0.095 | 0 | 0 | 0 | 0 | Constrained, otherwise capacity available =95 kW | --> | C18 ex GORT | Gort [T41,T42] | ENNIS |  | 52.9845 | -8.8944
281557 | MV/LV Substation MA***557 |  | 10 kV | _ | LV | 400 kVA :Kiosk Substation | 0.4 | --> | 0.4 | 0 | 0 | Constrained, otherwise capacity available =349 kVA | --> | 0.38 | 0 | 0.015 | 0.362 | 0 |  | --> | C26 ex BISHOPSTOWN | Bishopstown [T41,T42] | KILBARRY |  | 51.8908 | -8.5746
005845 | MV/LV Substation WA***845 |  | 20 kV | _ | LV | 100 kVA :Pole Substation | 0.1 | --> | 0.1 | 0.075 | 17.8 |  | --> | 0.095 | 0 | 0.007 | 0.086 | 0 |  | --> | E22 ex BANOGE | Banoge [T121,T122] | BANOGE |  | 52.6233 | -6.4212
043039X | MV/LV Substation CO***039X |  | 10 kV | _ | LV | 400 kVA :Kiosk Substation | 0.4 | --> | 0.4 | 0.371 | 0.43 |  | --> | 0.38 | 0 | 0 | 0 | 0 | Constrained, otherwise capacity available =376 kW | --> | C13 ex SWINFORD | Swinford [T41,T42] | CASTLEBAR |  | 53.942 | -8.9522
007418X | MV/LV Substation SH***418X |  | 20 kV | _ | LV | 50 kVA :Pole Substation | 0.05 | --> | 0.05 | 0.045 | 16.12 |  | --> | 0.048 | 0 | 0.01 | 0.039 | 0 |  | --> | E21 ex WEXFORD | Wexford [T121,T122] | WEXFORD |  | 52.3777 | -6.546
014287Z | MV/LV Substation WA***287Z |  | 10 kV | _ | LV | 50 kVA :Pole Substation | 0.05 | --> | 0.05 | 0 | 0 | Constrained, otherwise capacity available =48 kVA | --> | 0.048 | 0 | 0 | 0 | 0 | Constrained, otherwise capacity available =47 kW | --> | C14 ex ATHGARVAN | Athgarvan [T41,T44] | NEWBRIDGE |  | 53.1645 | -6.7857
162602 | MV/LV Substation NE***602 |  | 20 kV | _ | LV | 200 kVA :Pole Substation | 0.2 | --> | 0.2 | 0.156 | 0.25 |  | --> | 0.19 | 0 | 0.013 | 0 | 0 | Constrained, otherwise capacity available =174 kW | --> | C12 ex ROSSGEIR | Rossgeir [T41,T42] | LETTERKENNY |  | 54.8046 | -7.5974
023710 | MV/LV Substation CL***710 |  | 20 kV | _ | LV | 200 kVA :Pole Substation | 0.2 | --> | 0.2 | 0 | 0 | Constrained, otherwise capacity available =184 kVA | --> | 0.19 | 0 | 0 | 0 | 0 | Constrained, otherwise capacity available =188 kW | --> | C18 ex COOLCARRON | Coolcarron [T41,T42] | BARRYMORE |  | 52.141 | -8.2191
254159 | MV/LV Substation CL***159 |  | 20 kV | _ | LV | 400 kVA :Kiosk Substation | 0.4 | --> | 0.4 | 0 | 0 | Constrained, otherwise capacity available =340 kVA | --> | 0.38 | 0 | 0.012 | 0 | 0 | Constrained, otherwise capacity available =363 kW | --> | C23 ex TUAM NORTH | Tuam North [T41,T42] | CLOON |  | 53.5304 | -8.8548
108459 | MV/LV Substation CO***459 |  | 20 kV | _ | LV | 50 kVA :Pole Substation | 0.05 | --> | 0.05 | 0.046 | 1.57 |  | --> | 0.048 | 0 | 0 | 0 | 0 | Constrained, otherwise capacity available =47 kW | --> | C17 ex BALLYSHANNON | Ballyshannon [T41,T42] | CATHALEENS FALL |  | 54.5984 | -8.1103
503528 | MV/LV Substation CL***528 |  | 10 kV | _ | LV | 50 kVA :Pole Substation | 0.05 | --> | 0.05 | 0 | 1.69 |  | --> | 0.048 | 0 | 0 | 0 | 0 | Constrained, otherwise capacity available =38 kW | --> | C11 ex NEWTOWNCUNNINGHAM | Newtowncunningham [T41,T42] | LETTERKENNY |  | 54.9696 | -7.4423
008756Y | MV/LV Substation TE***756Y |  | 10 kV | _ | LV | 100 kVA :Pole Substation | 0.1 | --> | 0.1 | 0.095 | 0.2 |  | --> | 0.095 | 0 | 0 | 0 | 0 | Constrained, otherwise capacity available =94 kW | --> | E17 ex BEALISTOWN | Bealistown [T421,T422] | GREAT ISLAND |  | 52.1676 | -6.8857
149305X | MV/LV Substation SE***305X |  | 10 kV | _ | LV | 400 kVA :Kiosk Substation | 0.4 | --> | 0.4 | 0 | 0 | Constrained, otherwise capacity available =320 kVA | --> | 0.38 | 0 | 0.01 | 0 | 0 | Constrained, otherwise capacity available =362 kW | --> | C14 ex DONEGAL | Donegal [T41,T42] | CATHALEENS FALL |  | 54.6521 | -8.1107
184026X | MV/LV Substation MA***026X |  | 10 kV | _ | LV | 400 kVA :Kiosk Substation | 0.4 | --> | 0.4 | 0 | 3.38 |  | --> | 0.38 | 0 | 0.006 | 0 | 0 | Constrained, otherwise capacity available =317 kW | --> | C13 ex CASTLEBLAYNEY | Castleblayney [T41,T42] | DUNDALK |  | 54.1213 | -6.7362
182838 | MV/LV Substation KN***838 |  | 20 kV | _ | LV | 50 kVA :Pole Substation | 0.05 | --> | 0.05 | 0 | 0 | Constrained, otherwise capacity available =44 kVA | --> | 0.048 | 0 | 0.005 | 0 | 0 | Constrained, otherwise capacity available =43 kW | --> | C17 ex TULLA | Tulla [T41,T42] | ENNIS |  | 52.8665 | -8.7808
015655X | MV/LV Substation SA***655X |  | 20 kV | _ | LV | 400 kVA :Building Structure | 0.4 | --> | 0.4 | 0 | 0 | Constrained, otherwise capacity available =400 kVA | --> | 0.38 | 0 | 0 | 0 | 0 | Constrained, otherwise capacity available =380 kW | --> | E13 ex BLESSINGTON | Blessington [T421,T422] | KILTEEL |  | 53.1802 | -6.531
089040 | MV/LV Substation BA***040 |  | 10 kV | _ | LV | 630 kVA :Kiosk Substation | 0.63 | --> | 0.63 | 0.5 | 0.74 |  | --> | 0.598 | 0 | 0 | 0 | 0 | Constrained, otherwise capacity available =592 kW | --> | C16 ex RAHANS | Rahans [T41] | MOY |  | 54.1108 | -9.1563
021114X | MV/LV Substation ME***114X |  | 20 kV | _ | LV | 100 kVA :Pole Substation | 0.1 | --> | 0.1 | 0 | 0 | Constrained, otherwise capacity available =64 kVA | --> | 0.095 | 0 | 0 | 0.09 | 0 |  | --> | C11 ex RIVERSTOWN | Riverstown [T41,T42] | KILBARRY |  | 52.007 | -8.3279
244668X | MV/LV Substation CI***668X |  | 20 kV | _ | LV | 50 kVA :Pole Substation | 0.05 | --> | 0.05 | 0 | 0 | Constrained, otherwise capacity available =21 kVA | --> | 0.048 | 0 | 0 | 0 | 0 | Constrained, otherwise capacity available =43 kW | --> | E16 ex MILLTOWN (SR) | Milltown (sr) [T421,T422] | OUGHTRAGH |  | 52.14 | -9.7185
069725 | MV/LV Substation LE***725 |  | 10 kV | _ | LV | 400 kVA :Kiosk Substation | 0.4 | --> | 0.4 | 0.315 | 9.99 |  | --> | 0.38 | 0 | 0.009 | 0.362 | 0 |  | --> | C12 ex HAROLDS CROSS | Harolds Cross [T101,T102] | POOLBEG |  | 53.3242 | -6.2762
010011 | MV/LV Substation RA***011 |  | 10 kV | _ | LV | 50 kVA :Pole Substation | 0.05 | --> | 0.05 | 0 | 0 | Constrained, otherwise capacity available =27 kVA | --> | 0.048 | 0 | 0 | 0 | 0 | Constrained, otherwise capacity available =44 kW | --> | C16 ex GRAIGUENAMANAGH | Graiguenamanagh [T41,T42] | KILKENNY |  | 52.5283 | -6.9946
095993X | MV/LV Substation DO***993X |  | 10 kV | _ | LV | 50 kVA :Pole Substation | 0.05 | --> | 0.05 | 0.05 | 1.1 |  | --> | 0.048 | 0 | 0 | 0 | 0 | Constrained, otherwise capacity available =48 kW | --> | C23 ex KILKEE | Kilkee [T41] | TULLABRACK |  | 52.623 | -9.6476
248300X | MV/LV Substation KI***300X |  | 20 kV | _ | LV | 100 kVA :Pole Substation | 0.1 | --> | 0.1 | 0 | 0 | Constrained, otherwise capacity available =76 kVA | --> | 0.095 | 0 | 0 | 0 | 0 | Constrained, otherwise capacity available =92 kW | --> | E14 ex KILCOCK | Kilcock [T421,T422] | GRIFFINRATH |  | 53.4328 | -6.7065
210925X | MV/LV Substation NA***925X |  | 10 kV | _ | LV | 50 kVA :Pole Substation | 0.05 | --> | 0.05 | 0 | 0 | Constrained, otherwise capacity available =47 kVA | --> | 0.048 | 0 | 0 | 0 | 0 | Constrained, otherwise capacity available =47 kW | --> | C17 ex CARRICKMACROSS | Carrickmacross [T41,T42] | MEATH HILL |  | 53.9846 | -6.7273
067698 | MV/LV Substation EA***698 |  | 10 kV | _ | LV | 630 kVA :Kiosk Substation | 0.63 | --> | 0.63 | 0 | 0 | Constrained, otherwise capacity available =517 kVA | --> | 0.598 | 0 | 0 | 0.5 | 0 |  | --> | C22 ex GARRYOWEN | Garryowen [T41,T42] | LIMERICK |  | 52.6498 | -8.5801
003329Y | MV/LV Substation RA***329Y |  | 10 kV | _ | LV | 50 kVA :Pole Substation | 0.05 | --> | 0.05 | 0.042 | 11.58 |  | --> | 0.048 | 0 | 0.027 | 0 | 0 | Constrained, otherwise capacity available =26 kW | --> | C14 ex BALLYBEG | Ballybeg [T101,T102] | CARRICKMINES |  | 53.0004 | -6.0871
011528X | MV/LV Substation DU***528X |  | 10 kV | _ | LV | 100 kVA :Pole Substation | 0.1 | --> | 0.1 | 0 | 0 | Constrained, otherwise capacity available =84 kVA | --> | 0.095 | 0 | 0 | 0 | 0 | Constrained, otherwise capacity available =93 kW | --> | C21 ex TALBOTS INCH | Talbots Inch [T41,T42] | KILKENNY |  | 52.6957 | -7.2631
014008Y | MV/LV Substation MI***008Y |  | 20 kV | _ | LV | 400 kVA :Kiosk Substation | 0.4 | --> | 0.4 | 0.121 | 0.12 | Constrained, otherwise capacity available =316 kVA | --> | 0.38 | 0 | 0.018 | 0.355 | 0 |  | --> | C12 ex ATHY | Athy [T101,T102] | ATHY |  | 53.0119 | -6.8176
060035 | MV/LV Substation SU***035 |  | 10 kV | _ | LV | 100 kVA :Pole Substation | 0.1 | --> | 0.1 | 0 | 0 | Constrained, otherwise capacity available =57 kVA | --> | 0.095 | 0 | 0.004 | 0 | 0 | Constrained, otherwise capacity available =86 kW | --> | C16 ex CLONES | Clones [T41,T42] | SHANKILL |  | 54.1865 | -7.2289
016089Z | MV/LV Substation EA***089Z |  | 10 kV | _ | LV | 400 kVA :Building Structure | 0.4 | --> | 0.4 | 0 | 0 | Constrained, otherwise capacity available =330 kVA | --> | 0.38 | 0 | 0 | 0 | 0 | Constrained, otherwise capacity available =370 kW | --> | C22 ex LEIXLIP | Leixlip [T41,T42] | GRIFFINRATH |  | 53.3653 | -6.5176
084330X | MV/LV Substation CL***330X |  | 20 kV | _ | LV | 50 kVA :Pole Substation | 0.05 | --> | 0.05 | 0 | 0 | Constrained, otherwise capacity available =44 kVA | --> | 0.048 | 0 | 0 | 0 | 0 | Constrained, otherwise capacity available =47 kW | --> | E11 ex KILCOLGAN | Kilcolgan [T42,T421] | GALWAY 110KV |  | 53.1585 | -9.0109
025098Y | MV/LV Substation FA***098Y |  | 10 kV | _ | LV | 50 kVA :Pole Substation | 0.05 | --> | 0.05 | 0.014 | 1.93 |  | --> | 0.048 | 0 | 0 | 0 | 0 | Constrained, otherwise capacity available =42 kW | --> | C17 ex MILFORD (MWR) | Milford (mwr) [T41] | CHARLEVILLE |  | 52.3438 | -8.9153
012538 | MV/LV Substation JO***538 |  | 10 kV | _ | LV | 100 kVA :Pole Substation | 0.1 | --> | 0.1 | 0 | 0 | Constrained, otherwise capacity available =94 kVA | --> | 0.095 | 0 | 0.059 | 0 | 0 | Constrained, otherwise capacity available =50 kW | --> | C20 ex POLLERTON | Pollerton [T41,T42] | CARLOW |  | 52.8341 | -6.8507
2064085 | MV/LV Substation NA***4085 |  | 20 kV | _ | LV | 400 kVA :Kiosk Substation | 0.4 | --> | 0.4 | 0.35 | 1.6 |  | --> | 0.38 | 0 | 0.01 | 0 | 0 | Constrained, otherwise capacity available =366 kW | --> | E12 ex BELMULLET | Belmullet [T421] | BELLACORICK |  | 54.2156 | -9.9806
350171X | MV/LV Substation MO***171X |  | 10 kV | _ | LV | 50 kVA :Pole Substation | 0.05 | --> | 0.05 | 0.045 | 1.57 |  | --> | 0.048 | 0 | 0 | 0 | 0 | Constrained, otherwise capacity available =47 kW | --> | C15 ex BUNDORAN | Bundoran [T41,T42] | CATHALEENS FALL |  | 54.3774 | -8.3918
053222X | MV/LV Substation BA***222X |  | 20 kV | _ | LV | 50 kVA :Pole Substation | 0.05 | --> | 0.05 | 0.039 | 0.89 |  | --> | 0.048 | 0 | 0.006 | 0 | 0 | Constrained, otherwise capacity available =42 kW | --> | E24 ex BIRR | Birr [T41,T422] | DALLOW |  | 53.1842 | -7.6784
068983 | MV/LV Substation AS***983 |  | 10 kV | _ | LV | 400 kVA :Kiosk Substation | 0.4 | --> | 0.4 | 0.282 | 11.14 |  | --> | 0.38 | 0 | 0.034 | 0.338 | 0 |  | --> | C28 ex CABRA | Cabra [T101,T102] | FINGLAS |  | 53.3736 | -6.3101
266224X | MV/LV Substation WD***224X |  | 20 kV | _ | LV | 50 kVA :Pole Substation | 0.05 | --> | 0.05 | 0 | 0 | Constrained, otherwise capacity available =49 kVA | --> | 0.048 | 0 | 0 | 0 | 0 | Constrained, otherwise capacity available =47 kW | --> | E12 ex CARNDONAGH | Carndonagh [T421,T422] | TRILLICK |  | 55.3378 | -7.2423
001062X | MV/LV Substation CO***062X |  | 10 kV | _ | LV | 200 kVA :Kiosk Substation | 0.2 | --> | 0.2 | 0.125 | 1.16 |  | --> | 0.19 | 0 | 0.061 | 0.134 | 0 |  | --> | C24 ex DEANSGRANGE | Deansgrange [T41,T42] | CARRICKMINES |  | 53.2656 | -6.1723
365882 | MV/LV Substation LI***882 |  | 10 kV | _ | LV | 200 kVA :Kiosk Substation | 0.2 | --> | 0.2 | 0 | 0 | Constrained, otherwise capacity available =150 kVA | --> | 0.19 | 0 | 0.002 | 0.182 | 0 |  | --> | C30 ex CLONDALKIN | Clondalkin [T41,T42,T44] | INCHICORE 220KV |  | 53.3263 | -6.416
050065 | MV/LV Substation OA***065 |  | 10 kV | _ | LV | 400 kVA :Kiosk Substation | 0.4 | --> | 0.4 | 0 | 0 | Constrained, otherwise capacity available =208 kVA | --> | 0.38 | 0 | 0.003 | 0 | 0 | Constrained, otherwise capacity available =351 kW | --> | C14 ex ATHLONE | Athlone [T41,T42] | ATHLONE |  | 53.4234 | -7.9715
127163Z | MV/LV Substation TH***163Z |  | 20 kV | _ | LV | 50 kVA :Pole Substation | 0.05 | --> | 0.05 | 0.042 | 5.89 |  | --> | 0.048 | 0 | 0 | 0 | 0 | Constrained, otherwise capacity available =46 kW | --> | C14 ex CASHEL | Cashel [T41,T42] | CAHIR |  | 52.5682 | -7.8918
1564259 | MV/LV Substation TA***4259 |  | 20 kV | _ | LV | 50 kVA :Pole Substation | 0.05 | --> | 0.05 | 0.036 | 2.1 |  | --> | 0.048 | 0 | 0 | 0 | 0 | Constrained, otherwise capacity available =46 kW | --> | E17 ex LISDRUM | Lisdrum [T422] | LISDRUM |  | 54.2492 | -7.0462
156175 | MV/LV Substation TE***175 |  | 20 kV | _ | LV | 50 kVA :Pole Substation | 0.05 | --> | 0.05 | 0 | 0 | Constrained, otherwise capacity available =48 kVA | --> | 0.048 | 0 | 0 | 0 | 0 | Constrained, otherwise capacity available =47 kW | --> | C17 ex CLONES | Clones [T41,T42] | SHANKILL |  | 54.2115 | -7.1181
012912 | MV/LV Substation CA***912 |  | 10 kV | _ | LV | 400 kVA :Kiosk Substation | 0.4 | --> | 0.4 | 0 | 0 | Constrained, otherwise capacity available =260 kVA | --> | 0.38 | 0 | 0.011 | 0 | 0 | Constrained, otherwise capacity available =352 kW | --> | C22 ex POLLERTON | Pollerton [T41,T42] | CARLOW |  | 52.8364 | -6.9269
068638X | MV/LV Substation BR***638X |  | 10 kV | _ | LV | 630 kVA :Building Structure | 0.63 | --> | 0.63 | 0.5 | 1.47 |  | --> | 0.598 | 0 | 0 | 0.5 | 0 |  | --> | C12 ex MARROWBONE LANE | Marrowbone Lane [T42] | INCHICORE 220KV |  | 53.3375 | -6.2829
066866Y | MV/LV Substation RI***866Y |  | 10 kV | _ | LV | 400 kVA :Kiosk Substation | 0.4 | --> | 0.4 | 0 | 0 | Constrained, otherwise capacity available =318 kVA | --> | 0.38 | 0 | 0.038 | 0 | 0 | Constrained, otherwise capacity available =340 kW | --> | E17 ex GLASMORE | Glasmore [T421,T422] | GLASMORE |  | 53.4462 | -6.2474
281496Y | MV/LV Substation RI***496Y |  | 10 kV | _ | LV | 400 kVA :Kiosk Substation | 0.4 | --> | 0.4 | 0.299 | 5.49 |  | --> | 0.38 | 0 | 0.022 | 0.35 | 0 |  | --> | C20 ex TRABEG | Trabeg [T101,T102] | TRABEG |  | 51.8781 | -8.4511
053579Y | MV/LV Substation PA***579Y |  | 20 kV | _ | LV | 50 kVA :Pole Substation | 0.05 | --> | 0.05 | 0 | 4.61 |  | --> | 0.048 | 0 | 0 | 0 | 0 | Constrained, otherwise capacity available =40 kW | --> | E14 ex LUMCLOON | Lumcloon [T421,T422] | DALLOW |  | 53.2285 | -7.6144
011356Y | MV/LV Substation WA***356Y |  | 10 kV | _ | LV | 400 kVA :Kiosk Substation | 0.4 | --> | 0.4 | 0 | 0 | Constrained, otherwise capacity available =399 kVA | --> | 0.38 | 0 | 0.05 | 0 | 0 | Constrained, otherwise capacity available =343 kW | --> | C24 ex GORESBRIDGE | Goresbridge [T41,T42] | KILKENNY |  | 52.6196 | -7.0717
0824183 | MV/LV Substation BE***4183 |  | 20 kV | _ | LV | 50 kVA :Pole Substation | 0.05 | --> | 0.05 | 0 | 0 | Constrained, otherwise capacity available =50 kVA | --> | 0.048 | 0 | 0 | 0 | 0 | Constrained, otherwise capacity available =48 kW | --> | E16 ex ACADEMY STREET | Academy Street [T421,T422,T44] | NAVAN |  | 53.6139 | -6.6712
019214 | MV/LV Substation BU***214 |  | 10 kV | _ | LV | 200 kVA :Kiosk Substation | 0.2 | --> | 0.2 | 0.047 | 0.05 | Constrained, otherwise capacity available =180 kVA | --> | 0.19 | 0 | 0.01 | 0 | 0 | Constrained, otherwise capacity available =180 kW | --> | C14 ex BALLYBEGGAN | Ballybeggan [T43,T44] | TRALEE |  | 52.2902 | -9.6736
014161 | MV/LV Substation GI***161 |  | 20 kV | _ | LV | 400 kVA :Building Structure | 0.4 | --> | 0.4 | 0.302 | 0.63 |  | --> | 0.38 | 0 | 0 | 0 | 0 | Constrained, otherwise capacity available =366 kW | --> | E11 ex KILCULLEN | Kilcullen [T41,T42,T424] | STRATFORD |  | 53.1116 | -6.7137
015978Y | MV/LV Substation MO***978Y |  | 10 kV | _ | LV | 400 kVA :Kiosk Substation | 0.4 | --> | 0.4 | 0.312 | 12.6 |  | --> | 0.38 | 0 | 0.018 | 0.354 | 0 |  | --> | C19 ex MONREAD | Monread [T101,T102] | MONREAD |  | 53.2359 | -6.6589
293330 | MV/LV Substation BA***330 |  | 20 kV | _ | LV | 50 kVA :Pole Substation | 0.05 | --> | 0.05 | 0 | 0 | Constrained, otherwise capacity available =30 kVA | --> | 0.048 | 0 | 0 | 0 | 0 | Constrained, otherwise capacity available =45 kW | --> | E12 ex BALTINGLASS | Baltinglass [T421,T422] | STRATFORD |  | 52.9981 | -6.6928
066227 | MV/LV Substation GR***227 |  | 10 kV | _ | LV | 400 kVA :Kiosk Substation | 0.4 | --> | 0.4 | 0 | 0 | Constrained, otherwise capacity available =252 kVA | --> | 0.38 | 0 | 0.033 | 0 | 0 | Constrained, otherwise capacity available =335 kW | --> | C18 ex MALAHIDE | Malahide [T41,T42] | GLASMORE |  | 53.4504 | -6.1486
0154372 | MV/LV Substation CA***4372 |  | 10 kV | _ | LV | 630 kVA :Kiosk Substation | 0.63 | --> | 0.63 | 0 | 0 | Constrained, otherwise capacity available =630 kVA | --> | 0.598 | 0 | 0 | 0 | 0 | Constrained, otherwise capacity available =598 kW | --> | C18 ex SALLINS | Sallins [T41,T42] | GRIFFINRATH |  | 53.2987 | -6.6832
3654083 | MV/LV Substation TA***4083 |  | 10 kV | _ | LV | 400 kVA :Kiosk Substation | 0.4 | --> | 0.4 | 0 | 0 | Constrained, otherwise capacity available =332 kVA | --> | 0.38 | 0 | 0 | 0.371 | 0 |  | --> | C15 ex OLDBAWN | Oldbawn [T41,T42] | COOKSTOWN |  | 53.2952 | -6.3379
026739X | MV/LV Substation RI***739X |  | 20 kV | _ | LV | 50 kVA :Pole Substation | 0.05 | --> | 0.05 | 0 | 0 | Constrained, otherwise capacity available =44 kVA | --> | 0.048 | 0 | 0 | 0 | 0 | Constrained, otherwise capacity available =47 kW | --> | C17 ex KINSALE | Kinsale [T41,T42] | BANDON |  | 51.7957 | -8.5848
093477Z | MV/LV Substation CH***477Z |  | 10 kV | _ | LV | 1000 kVA :Building Structure | 1 | --> | 1 | 0 | 0 | Constrained, otherwise capacity available =989 kVA | --> | 0.95 | 0 | 0 | 0.5 | 0 |  | --> | C27 ex POPPINTREE | Poppintree [T101,T102] | FINGLAS |  | 53.4032 | -6.3041
0704038 | MV/LV Substation LO***4038 |  | 10 kV | _ | LV | 200 kVA :Pole Substation | 0.2 | --> | 0.2 | 0.133 | 2.63 |  | --> | 0.19 | 0 | 0.011 | 0.172 | 0 |  | --> | C12 ex CLOONBANNIN | Cloonbannin [T42] | GLENLARA |  | 52.1509 | -9.0851
024707 | MV/LV Substation AN***707 |  | 10 kV | _ | LV | 200 kVA :Pole Substation | 0.2 | --> | 0.2 | 0.131 | 2.14 |  | --> | 0.19 | 0 | 0 | 0 | 0 | Constrained, otherwise capacity available =180 kW | --> | C13 ex BUTTEVANT | Buttevant [T41,T42] | MALLOW |  | 52.1829 | -8.5792
021162X | MV/LV Substation ST***162X |  | 10 kV | _ | LV | 400 kVA :Kiosk Substation | 0.4 | --> | 0.4 | 0 | 0 | Constrained, otherwise capacity available =340 kVA | --> | 0.38 | 0 | 0.017 | 0.359 | 0 |  | --> | C15 ex RIVERSTOWN | Riverstown [T41,T42] | KILBARRY |  | 51.9307 | -8.3925
281664X | MV/LV Substation RO***664X |  | 10 kV | _ | LV | 200 kVA :Kiosk Substation | 0.2 | --> | 0.2 | 0 | 0 | Constrained, otherwise capacity available =125 kVA | --> | 0.19 | 0 | 0.052 | 0 | 0 | Constrained, otherwise capacity available =141 kW | --> | C21 ex DOUGLAS | Douglas [T41,T42] | TRABEG |  | 51.8736 | -8.4154
305574 | MV/LV Substation ID***574 |  | 10 kV | _ | LV | 200 kVA :Pole Substation | 0.2 | --> | 0.2 | 0.172 | 0.3 |  | --> | 0.19 | 0 | 0.005 | 0 | 0 | Constrained, otherwise capacity available =182 kW | --> | C16 ex BANAGHER | Banagher [T41,T42] | DALLOW |  | 53.1875 | -7.9902
005813X | MV/LV Substation SE***813X |  | 10 kV | _ | LV | 400 kVA :Kiosk Substation | 0.4 | --> | 0.4 | 0.336 | 17.8 |  | --> | 0.38 | 0 | 0.005 | 0.368 | 0 |  | --> | E24 ex BANOGE | Banoge [T121,T122] | BANOGE |  | 52.6765 | -6.2162
021720Z | MV/LV Substation GA***720Z |  | 10 kV | _ | LV | 1000 kVA :Building Structure | 1 | --> | 1 | 0 | 0 | Constrained, otherwise capacity available =466 kVA | --> | 0.95 | 0 | 0 | 0.5 | 0 |  | --> | C26 ex KILBARRY | Kilbarry [T101,T43] | KILBARRY |  | 51.9257 | -8.4925
249406X | MV/LV Substation OS***406X |  | 10 kV | _ | LV | 50 kVA :Pole Substation | 0.05 | --> | 0.05 | 0 | 0 | Constrained, otherwise capacity available =46 kVA | --> | 0.048 | 0 | 0 | 0 | 0 | Constrained, otherwise capacity available =47 kW | --> | C15 ex KILCLOHER | Kilcloher [T41,T42] | DUNGARVAN |  | 52.1263 | -7.7443
293846X | MV/LV Substation KN***846X |  | 20 kV | _ | LV | 200 kVA :Pole Substation | 0.2 | --> | 0.2 | 0.154 | 2.83 |  | --> | 0.19 | 0 | 0 | 0 | 0 | Constrained, otherwise capacity available =184 kW | --> | E13 ex BAGENALSTOWN | Bagenalstown [T421,T422] | CARLOW |  | 52.702 | -6.759
0674210 | MV/LV Substation CA***4210 |  | 20 kV | _ | LV | 400 kVA :Kiosk Substation | 0.4 | --> | 0.4 | 0.224 | 6.81 |  | --> | 0.38 | 0 | 0.101 | 0.28 | 0 |  | --> | C03 ex AHANE | Ahane [T102] | AHANE |  | 52.6668 | -8.5441
006672X | MV/LV Substation LA***672X |  | 20 kV | _ | LV | 200 kVA :Pole Substation | 0.2 | --> | 0.2 | 0.08 | 4.38 |  | --> | 0.19 | 0 | 0 | 0.173 | 0 |  | --> | E13 ex CRANE | Crane [T122] | CRANE |  | 52.4376 | -6.4448
0654233 | MV/LV Substation BL***4233 |  | 10 kV | _ | LV | 50 kVA :Pole Substation | 0.05 | --> | 0.05 | 0 | 0 | Constrained, otherwise capacity available =50 kVA | --> | 0.048 | 0 | 0 | 0 | 0 | Constrained, otherwise capacity available =48 kW | --> | C16 ex LOUGHSHINNY | Loughshinny [T41,T42] | GLASMORE |  | 53.5474 | -6.1123
019674 | MV/LV Substation BA***674 |  | 10 kV | _ | LV | 200 kVA :Pole Substation | 0.2 | --> | 0.2 | 0.047 | 0.05 | Constrained, otherwise capacity available =175 kVA | --> | 0.19 | 0 | 0 | 0 | 0 | Constrained, otherwise capacity available =187 kW | --> | C12 ex BALLYBEGGAN | Ballybeggan [T43,T44] | TRALEE |  | 52.2545 | -9.5793
007123 | MV/LV Substation TA***123 |  | 20 kV | _ | LV | 100 kVA :Pole Substation | 0.1 | --> | 0.1 | 0.067 | 1.4 |  | --> | 0.095 | 0 | 0.008 | 0 | 0 | Constrained, otherwise capacity available =84 kW | --> | E12 ex KILLINICK | Killinick [T421,T422] | WEXFORD |  | 52.2461 | -6.3862
068488X | MV/LV Substation WA***488X |  | 10 kV | _ | LV | 1000 kVA :Building Structure | 1 | --> | 1 | 0.5 | 11.14 |  | --> | 0.95 | 0 | 0.006 | 0.5 | 0 |  | --> | C12 ex CABRA | Cabra [T101,T102] | FINGLAS |  | 53.3759 | -6.3169
009016 | MV/LV Substation LI***016 |  | 10 kV | _ | LV | 630 kVA :Kiosk Substation | 0.63 | --> | 0.63 | 0.416 | 0.53 |  | --> | 0.598 | 0 | 0.02 | 0 | 0 | Constrained, otherwise capacity available =554 kW | --> | C22 ex MANOR STREET | Manor Street [T41,T42] | WATERFORD |  | 52.2606 | -7.1126
027482X | MV/LV Substation DR***482X |  | 20 kV | _ | LV | 50 kVA :Pole Substation | 0.05 | --> | 0.05 | 0.041 | 7.79 |  | --> | 0.048 | 0 | 0 | 0 | 0 | Constrained, otherwise capacity available =46 kW | --> | E12 ex DUNMANWAY | Dunmanway [T422,T43] | DUNMANWAY |  | 51.6585 | -9.283
276624 | MV/LV Substation LA***624 |  | 10 kV | _ | LV | 400 kVA :Building Structure | 0.4 | --> | 0.4 | 0.373 | 0.76 |  | --> | 0.38 | 0 | 0.04 | 0 | 0 | Constrained, otherwise capacity available =347 kW | --> | C18 ex WOODFORD | Woodford [T41,T42] | KNOCKEARAGH |  | 52.0386 | -9.4998
144314X | MV/LV Substation MO***314X |  | 10 kV | _ | LV | 50 kVA :Pole Substation | 0.05 | --> | 0.05 | 0 | 0 | Constrained, otherwise capacity available =25 kVA | --> | 0.048 | 0 | 0 | 0 | 0 | Constrained, otherwise capacity available =44 kW | --> | C11 ex CASTLECOMER | Castlecomer [T41,T42] | BALLYRAGGET |  | 52.8333 | -7.1855
034103Y | MV/LV Substation OL***103Y |  | 20 kV | _ | LV | 50 kVA :Pole Substation | 0.05 | --> | 0.05 | 0.05 | 5.88 |  | --> | 0.048 | 0 | 0 | 0 | 0 | Constrained, otherwise capacity available =48 kW | --> | C14 ex ARDGEEHA | Ardgeeha [T41,T42] | DOON |  | 52.4096 | -7.7013
066623Z | MV/LV Substation N1***623Z |  | 10 kV | _ | LV | 200 kVA :Kiosk Substation | 0.2 | --> | 0.2 | 0 | 0 | Constrained, otherwise capacity available =158 kVA | --> | 0.19 | 0 | 0 | 0.184 | 0 |  | --> | C20 ex COLLINSTOWN | Collinstown [T41,T42] | GRANGE (DR) |  | 53.442 | -6.2274
014824X | MV/LV Substation RA***824X |  | 10 kV | _ | LV | 50 kVA :Pole Substation | 0.05 | --> | 0.05 | 0 | 0 | Constrained, otherwise capacity available =36 kVA | --> | 0.048 | 0 | 0 | 0 | 0 | Constrained, otherwise capacity available =46 kW | --> | C14 ex KILDARE | Kildare [T41,T42] | NEWBRIDGE |  | 53.219 | -7.0024
120575X | MV/LV Substation GL***575X |  | 10 kV | _ | LV | 200 kVA :Pole Substation | 0.2 | --> | 0.2 | 0 | 0 | Constrained, otherwise capacity available =168 kVA | --> | 0.19 | 0 | 0 | 0 | 0 | Constrained, otherwise capacity available =186 kW | --> | C16 ex BLAKE | Blake [T41,T42] | BLAKE |  | 53.2353 | -6.9326
011087 | MV/LV Substation ST***087 |  | 10 kV | _ | LV | 400 kVA :Kiosk Substation | 0.4 | --> | 0.4 | 0 | 0 | Constrained, otherwise capacity available =304 kVA | --> | 0.38 | 0 | 0.035 | 0 | 0 | Constrained, otherwise capacity available =341 kW | --> | C16 ex TALBOTS INCH | Talbots Inch [T41,T42] | KILKENNY |  | 52.6611 | -7.2505
0654373 | MV/LV Substation FO***4373 |  | 20 kV | _ | LV | 630 kVA :Kiosk Substation | 0.63 | --> | 0.63 | 0 | 0 | Constrained, otherwise capacity available =577 kVA | --> | 0.598 | 0 | 0.095 | 0.5 | 0 |  | --> | C26 ex STEPHENSTOWN | Stephenstown [T101,T102] | FINGLAS |  | 53.6084 | -6.2125
012330Y | MV/LV Substation MO***330Y |  | 20 kV | _ | LV | 50 kVA :Pole Substation | 0.05 | --> | 0.05 | 0.05 | 2.83 |  | --> | 0.048 | 0 | 0 | 0 | 0 | Constrained, otherwise capacity available =48 kW | --> | E12 ex BAGENALSTOWN | Bagenalstown [T421,T422] | CARLOW |  | 52.6845 | -6.9767
016013Z | MV/LV Substation GL***013Z |  | 10 kV | _ | LV | 400 kVA :Kiosk Substation | 0.4 | --> | 0.4 | 0 | 0 | Constrained, otherwise capacity available =263 kVA | --> | 0.38 | 0 | 0.05 | 0 | 0 | Constrained, otherwise capacity available =324 kW | --> | C22 ex LEIXLIP | Leixlip [T41,T42] | GRIFFINRATH |  | 53.3661 | -6.5163
157154 | MV/LV Substation KI***154 |  | 20 kV | _ | LV | 50 kVA :Pole Substation | 0.05 | --> | 0.05 | 0.045 | 1.55 |  | --> | 0.048 | 0 | 0 | 0 | 0 | Constrained, otherwise capacity available =47 kW | --> | E11 ex CARRIGALLEN | Carrigallen [T421] | CARRICK ON SHANNON |  | 54.0581 | -7.7601
070833X | MV/LV Substation CL***833X |  | 10 kV | _ | LV | 50 kVA :Pole Substation | 0.05 | --> | 0.05 | 0.044 | 0.76 |  | --> | 0.048 | 0 | 0.005 | 0 | 0 | Constrained, otherwise capacity available =43 kW | --> | C11 ex RATHMORE | Rathmore [T42,T421] | KNOCKEARAGH |  | 52.0875 | -9.2099
042864 | MV/LV Substation LA***864 |  | 10 kV | _ | LV | 50 kVA :Pole Substation | 0.05 | --> | 0.05 | 0 | 0 | Constrained, otherwise capacity available =47 kVA | --> | 0.048 | 0 | 0 | 0 | 0 | Constrained, otherwise capacity available =47 kW | --> | C20 ex KNOCKAPHUNTA | Knockaphunta [T41,T42] | CASTLEBAR |  | 53.7968 | -9.2376
281173Y | MV/LV Substation AM***173Y |  | 10 kV | _ | LV | 400 kVA :Kiosk Substation | 0.4 | --> | 0.4 | 0.275 | 5.49 |  | --> | 0.38 | 0 | 0.026 | 0.343 | 0 |  | --> | C19 ex TRABEG | Trabeg [T101,T102] | TRABEG |  | 51.8693 | -8.4533
1424186 | MV/LV Substation SE***4186 |  | 10 kV | _ | LV | 200 kVA :Kiosk Substation | 0.2 | --> | 0.2 | 0 | 0 | Constrained, otherwise capacity available =119 kVA | --> | 0.19 | 0 | 0 | 0 | 0 | Constrained, otherwise capacity available =179 kW | --> | C16 ex ATHENRY | Athenry [T41,T42] | GALWAY 110KV |  | 53.2924 | -8.7516
052425Y | MV/LV Substation MA***425Y |  | 20 kV | _ | LV | 50 kVA :Pole Substation | 0.05 | --> | 0.05 | 0 | 0 | Constrained, otherwise capacity available =47 kVA | --> | 0.048 | 0 | 0 | 0 | 0 | Constrained, otherwise capacity available =47 kW | --> | C15 ex DELVIN | Delvin [T41,T42] | MULLINGAR |  | 53.5893 | -7.1045
081099 | MV/LV Substation CH***099 |  | 10 kV | _ | LV | 630 kVA :Building Structure | 0.63 | --> | 0.63 | 0 | 0 | Constrained, otherwise capacity available =395 kVA | --> | 0.598 | 0 | 0 | 0.5 | 0 |  | --> | C14 ex INCHICORE NORTH | Inchicore North [T41] | INCHICORE 220KV |  | 53.3476 | -6.3426
042835X | MV/LV Substation GA***835X |  | 20 kV | _ | LV | 100 kVA :Pole Substation | 0.1 | --> | 0.1 | 0 | 0 | Constrained, otherwise capacity available =99 kVA | --> | 0.095 | 0 | 0 | 0 | 0 | Constrained, otherwise capacity available =95 kW | --> | C21 ex KNOCKAPHUNTA | Knockaphunta [T41,T42] | CASTLEBAR |  | 53.8013 | -9.3181
0644197 | MV/LV Substation CI***4197 |  | 20 kV | _ | LV | 200 kVA :Kiosk Substation | 0.2 | --> | 0.2 | 0 | 0 | Constrained, otherwise capacity available =165 kVA | --> | 0.19 | 0 | 0 | 0 | 0 | Constrained, otherwise capacity available =185 kW | --> | E15 ex JULIANSTOWN | Julianstown [T421,T422] | DRYBRIDGE |  | 53.6374 | -6.2585
034751X | MV/LV Substation TE***751X |  | 10 kV | _ | LV | 200 kVA :Kiosk Substation | 0.2 | --> | 0.2 | 0.2 | 5.88 |  | --> | 0.19 | 0 | 0 | 0 | 0 | Constrained, otherwise capacity available =190 kW | --> | C13 ex ARDGEEHA | Ardgeeha [T41,T42] | DOON |  | 52.3601 | -7.6968
062014Z | MV/LV Substation CA***014Z |  | 10 kV | _ | LV | 400 kVA :Kiosk Substation | 0.4 | --> | 0.4 | 0.296 | 3.12 |  | --> | 0.38 | 0 | 0.045 | 0 | 0 | Constrained, otherwise capacity available =332 kW | --> | C12 ex MARSHES | Marshes [T41,T42] | DUNDALK |  | 53.9811 | -6.3973
058413 | MV/LV Substation BA***413 |  | 10 kV | _ | LV | 50 kVA :Pole Substation | 0.05 | --> | 0.05 | 0.039 | 3 |  | --> | 0.048 | 0 | 0.012 | 0 | 0 | Constrained, otherwise capacity available =37 kW | --> | C23 ex NENAGH | Nenagh [T41,T42] | NENAGH |  | 52.8128 | -8.2111
034852X | MV/LV Substation CA***852X |  | 10 kV | _ | LV | 400 kVA :Kiosk Substation | 0.4 | --> | 0.4 | 0.261 | 5.88 |  | --> | 0.38 | 0 | 0.111 | 0 | 0 | Constrained, otherwise capacity available =278 kW | --> | C13 ex ARDGEEHA | Ardgeeha [T41,T42] | DOON |  | 52.3641 | -7.6881
063461X | MV/LV Substation LO***461X |  | 10 kV | _ | LV | 50 kVA :Pole Substation | 0.05 | --> | 0.05 | 0 | 0 | Constrained, otherwise capacity available =32 kVA | --> | 0.048 | 0 | 0 | 0 | 0 | Constrained, otherwise capacity available =45 kW | --> | C18 ex BALLYBAILIE | Ballybailie [T41,T42] | DUNDALK |  | 53.9537 | -6.5428
288328X | MV/LV Substation CE***328X |  | 10 kV | _ | LV | 1000 kVA :Building Structure | 1 | --> | 1 | 0.5 | 19.52 |  | --> | 0.95 | 0 | 0 | 0.5 | 0 |  | --> | C13 ex TANEY | Taney [T101,T102] | CARRICKMINES |  | 53.2797 | -6.2152
055010Y | MV/LV Substation AN***010Y |  | 10 kV | _ | LV | 50 kVA :Pole Substation | 0.05 | --> | 0.05 | 0 | 0 | Constrained, otherwise capacity available =50 kVA | --> | 0.048 | 0 | 0 | 0 | 0 | Constrained, otherwise capacity available =48 kW | --> | C12 ex ROSCREA | Roscrea [T41,T42] | IKERRIN |  | 52.9577 | -7.7964
009618Y | MV/LV Substation BI***618Y |  | 10 kV | _ | LV | 50 kVA :Pole Substation | 0.05 | --> | 0.05 | 0.032 | 3.82 |  | --> | 0.048 | 0 | 0 | 0 | 0 | Constrained, otherwise capacity available =45 kW | --> | C14 ex WATERFORD | Waterford [T41,T42] | WATERFORD |  | 52.2658 | -7.1332
251073 | MV/LV Substation BA***073 |  | 10 kV | _ | LV | 400 kVA :Kiosk Substation | 0.4 | --> | 0.4 | 0 | 0 | Constrained, otherwise capacity available =368 kVA | --> | 0.38 | 0 | 0 | 0 | 0 | Constrained, otherwise capacity available =376 kW | --> | C19 ex PARKMORE | Parkmore [T41,T42] | GALWAY 110KV |  | 53.2969 | -8.9861
0554488 | MV/LV Substation FR***4488 |  | 10 kV | _ | LV | 400 kVA :Kiosk Substation | 0.4 | --> | 0.4 | 0 | 0 | Constrained, otherwise capacity available =400 kVA | --> | 0.38 | 0 | 0 | 0 | 0 | Constrained, otherwise capacity available =380 kW | --> | C17 ex ROSCREA | Roscrea [T41,T42] | IKERRIN |  | 52.9463 | -7.7934
014119Z | MV/LV Substation CE***119Z |  | 10 kV | _ | LV | 630 kVA :Kiosk Substation | 0.63 | --> | 0.63 | 0 | 0 | Constrained, otherwise capacity available =525 kVA | --> | 0.598 | 0 | 0.005 | 0 | 0 | Constrained, otherwise capacity available =580 kW | --> | C17 ex ATHGARVAN | Athgarvan [T41,T44] | NEWBRIDGE |  | 53.1823 | -6.7951
1204415 | MV/LV Substation BR***4415 |  | 20 kV | _ | LV | 100 kVA :Pole Substation | 0.1 | --> | 0.1 | 0 | 0 | Constrained, otherwise capacity available =100 kVA | --> | 0.095 | 0 | 0 | 0 | 0 | Constrained, otherwise capacity available =95 kW | --> | E13 ex EDENDERRY | Edenderry [T421,T422] | BLAKE |  | 53.3629 | -7.0212
206892 | MV/LV Substation DI***892 |  | 20 kV | _ | LV | 50 kVA :Pole Substation | 0.05 | --> | 0.05 | 0 | 1.6 |  | --> | 0.048 | 0 | 0 | 0 | 0 | Constrained, otherwise capacity available =40 kW | --> | E17 ex BELMULLET | Belmullet [T421] | BELLACORICK |  | 54.2282 | -9.9855
010202X | MV/LV Substation BA***202X |  | 20 kV | _ | LV | 200 kVA :Pole Substation | 0.2 | --> | 0.2 | 0 | 0 | Constrained, otherwise capacity available =109 kVA | --> | 0.19 | 0 | 0 | 0 | 0 | Constrained, otherwise capacity available =177 kW | --> | E11 ex BALLYHALE | Ballyhale [T42,T421] | KILKENNY |  | 52.5493 | -7.1929
032876 | MV/LV Substation CO***876 |  | 10 kV | _ | LV | 100 kVA :Pole Substation | 0.1 | --> | 0.1 | 0 | 0 | Constrained, otherwise capacity available =100 kVA | --> | 0.095 | 0 | 0 | 0 | 0 | Constrained, otherwise capacity available =95 kW | --> | C20 ex KILMEADEN | Kilmeaden [T42] | BUTLERSTOWN |  | 52.2277 | -7.2467
2884100 | MV/LV Substation GA***4100 |  | 10 kV | _ | LV | 400 kVA :Kiosk Substation | 0.4 | --> | 0.4 | 0 | 0 | Constrained, otherwise capacity available =140 kVA | --> | 0.38 | 0 | 0.074 | 0.288 | 0 |  | --> | C18 ex LOUGHLINSTOWN | Loughlinstown [T41,T42] | CARRICKMINES |  | 53.2436 | -6.1571
293937X | MV/LV Substation RO***937X |  | 20 kV | _ | LV | 100 kVA :Pole Substation | 0.1 | --> | 0.1 | 0.045 | 0.43 |  | --> | 0.095 | 0 | 0 | 0 | 0 | Constrained, otherwise capacity available =87 kW | --> | E12 ex TULLOW | Tullow [T421,T422] | CARLOW |  | 52.7575 | -6.738
288030X | MV/LV Substation WH***030X |  | 10 kV | _ | LV | 630 kVA :Kiosk Substation | 0.63 | --> | 0.63 | 0.5 | 1.16 |  | --> | 0.598 | 0 | 0 | 0.5 | 0 |  | --> | C18 ex BREWERY ROAD | Brewery Road [T41,T42] | CARRICKMINES |  | 53.2865 | -6.2089
265694 | MV/LV Substation CL***694 |  | 20 kV | _ | LV | 50 kVA :Pole Substation | 0.05 | --> | 0.05 | 0.037 | 0.07 |  | --> | 0.048 | 0 | 0 | 0 | 0 | Constrained, otherwise capacity available =46 kW | --> | E17 ex BALLYCONNELL | Ballyconnell [T421,T422] | GORTAWEE |  | 54.0917 | -7.6581
063745X | MV/LV Substation KI***745X |  | 10 kV | _ | LV | 50 kVA :Pole Substation | 0.05 | --> | 0.05 | 0 | 0 | Constrained, otherwise capacity available =29 kVA | --> | 0.048 | 0 | 0.022 | 0 | 0 | Constrained, otherwise capacity available =28 kW | --> | C15 ex STICKILLEN | Stickillen [T41,T42] | DRYBRIDGE |  | 53.8219 | -6.5499
0334335 | MV/LV Substation KN***4335 |  | 10 kV | _ | LV | 50 kVA :Pole Substation | 0.05 | --> | 0.05 | 0 | 0 | Constrained, otherwise capacity available =50 kVA | --> | 0.048 | 0 | 0 | 0 | 0 | Constrained, otherwise capacity available =48 kW | --> | C12 ex PORTLAW | Portlaw [T41,T42] | BUTLERSTOWN |  | 52.2888 | -7.3085
071842 | MV/LV Substation DE***842 |  | 10 kV | _ | LV | 400 kVA :Kiosk Substation | 0.4 | --> | 0.4 | 0 | 0 | Constrained, otherwise capacity available =266 kVA | --> | 0.38 | 0 | 0.045 | 0.328 | 0 |  | --> | C11 ex GREYSTONES | Greystones [T41,T42] | FASSAROE |  | 53.1334 | -6.0838
069378 | MV/LV Substation FI***378 |  | 10 kV | _ | LV | 630 kVA :Building Structure | 0.63 | --> | 0.63 | 0.422 | 7.75 |  | --> | 0.598 | 0 | 0.009 | 0.5 | 0 |  | --> | C15 ex MILLTOWN (DR) | Milltown (dr) [T101,T102] | POOLBEG |  | 53.3285 | -6.2493
069829 | MV/LV Substation CL***829 |  | 10 kV | _ | LV | 400 kVA :Kiosk Substation | 0.4 | --> | 0.4 | 0 | 0 | Constrained, otherwise capacity available =379 kVA | --> | 0.38 | 0 | 0 | 0.377 | 0 |  | --> | C12 ex BALLYBODEN | Ballyboden [T41,T42] | COOKSTOWN |  | 53.2759 | -6.2973
081322X | MV/LV Substation MI***322X |  | 10 kV | _ | LV | 50 kVA :Pole Substation | 0.05 | --> | 0.05 | 0 | 0 | Constrained, otherwise capacity available =35 kVA | --> | 0.048 | 0 | 0.006 | 0 | 0 | Constrained, otherwise capacity available =41 kW | --> | C11 ex PALMERSTOWN | Palmerstown [T41,T42] | FINGLAS |  | 53.3569 | -6.3609
156366Y | MV/LV Substation TU***366Y |  | 20 kV | _ | LV | 50 kVA :Pole Substation | 0.05 | --> | 0.05 | 0.05 | 2.47 |  | --> | 0.048 | 0 | 0 | 0 | 0 | Constrained, otherwise capacity available =48 kW | --> | E19 ex TELAYDON | Telaydon [T42,T421] | LISDRUM |  | 54.3141 | -6.893
1544233 | MV/LV Substation KI***4233 |  | 10 kV | _ | LV | 630 kVA :Kiosk Substation | 0.63 | --> | 0.63 | 0 | 0 | Constrained, otherwise capacity available =468 kVA | --> | 0.598 | 0 | 0.041 | 0.5 | 0 |  | --> | C39 ex COLLEGE PARK | College Park [T101,T102,T103] | COLLEGE PARK |  | 53.4249 | -6.3824
081283X | MV/LV Substation FA***283X |  | 10 kV | _ | LV | 30 kVA :Pole Substation | 0.03 | --> | 0.03 | 0 | 0 | Constrained, otherwise capacity available =25 kVA | --> | 0.028 | 0 | 0 | 0 | 0 | Constrained, otherwise capacity available =28 kW | --> | C11 ex PALMERSTOWN | Palmerstown [T41,T42] | FINGLAS |  | 53.3616 | -6.3654
093246Z | MV/LV Substation NC***246Z |  | 10 kV | _ | LV | 400 kVA :Building Structure | 0.4 | --> | 0.4 | 0 | 0 | Constrained, otherwise capacity available =335 kVA | --> | 0.38 | 0 | 0 | 0.371 | 0 |  | --> | C13 ex POPPINTREE | Poppintree [T101,T102] | FINGLAS |  | 53.4105 | -6.2693
0424168 | MV/LV Substation HO***4168 |  | 10 kV | _ | LV | 630 kVA :Kiosk Substation | 0.63 | --> | 0.63 | 0 | 0 | Constrained, otherwise capacity available =605 kVA | --> | 0.598 | 0 | 0.011 | 0 | 0 | Constrained, otherwise capacity available =587 kW | --> | C22 ex KNOCKAPHUNTA | Knockaphunta [T41,T42] | CASTLEBAR |  | 53.8454 | -9.3105
060425 | MV/LV Substation LI***425 |  | 10 kV | _ | LV | 33 kVA :Pole Substation | 0.033 | --> | 0.033 | 0.022 | 2.57 |  | --> | 0.031 | 0 | 0.01 | 0 | 0 | Constrained, otherwise capacity available =22 kW | --> | C19 ex ERRIGAL | Errigal [T41,T422] | SHANKILL |  | 54.0526 | -7.0127
158248Y | MV/LV Substation CA***248Y |  | 20 kV | _ | LV | 33 kVA :Pole Substation | 0.033 | --> | 0.033 | 0 | 0 | Constrained, otherwise capacity available =33 kVA | --> | 0.031 | 0 | 0 | 0 | 0 | Constrained, otherwise capacity available =31 kW | --> | C19 ex ENNISTYMON | Ennistymon [T41,T42] | ENNIS |  | 53.1046 | -9.1607
0694203 | MV/LV Substation RO***4203 |  | 10 kV | _ | LV | 1000 kVA :Building Structure | 1 | --> | 1 | 0.5 | 9.99 |  | --> | 0.95 | 0 | 0 | 0.5 | 0 |  | --> | C12 ex HAROLDS CROSS | Harolds Cross [T101,T102] | POOLBEG |  | 53.324 | -6.2784
1304015 | MV/LV Substation GL***4015 |  | 20 kV | _ | LV | 50 kVA :Pole Substation | 0.05 | --> | 0.05 | 0.012 | 0.21 |  | --> | 0.048 | 0 | 0 | 0 | 0 | Constrained, otherwise capacity available =42 kW | --> | E18 ex LONGFORD | Longford [T421,T422] | RICHMOND |  | 53.7286 | -7.6753
249798 | MV/LV Substation KI***798 |  | 10 kV | _ | LV | 50 kVA :Pole Substation | 0.05 | --> | 0.05 | 0 | 0 | Constrained, otherwise capacity available =38 kVA | --> | 0.048 | 0 | 0.005 | 0 | 0 | Constrained, otherwise capacity available =42 kW | --> | C15 ex KILCLOHER | Kilcloher [T41,T42] | DUNGARVAN |  | 52.1025 | -7.7441
162335X | MV/LV Substation WO***335X |  | 20 kV | _ | LV | 50 kVA :Pole Substation | 0.05 | --> | 0.05 | 0.05 | 0.25 |  | --> | 0.048 | 0 | 0 | 0 | 0 | Constrained, otherwise capacity available =48 kW | --> | C12 ex ROSSGEIR | Rossgeir [T41,T42] | LETTERKENNY |  | 54.8408 | -7.5824
016073Z | MV/LV Substation GL***073Z |  | 10 kV | _ | LV | 400 kVA :Kiosk Substation | 0.4 | --> | 0.4 | 0 | 0 | Constrained, otherwise capacity available =245 kVA | --> | 0.38 | 0 | 0.058 | 0 | 0 | Constrained, otherwise capacity available =315 kW | --> | C22 ex LEIXLIP | Leixlip [T41,T42] | GRIFFINRATH |  | 53.3682 | -6.5159
0644445 | MV/LV Substation HA***4445 |  | 10 kV | _ | LV | 400 kVA :Kiosk Substation | 0.4 | --> | 0.4 | 0 | 0 | Constrained, otherwise capacity available =391 kVA | --> | 0.38 | 0 | 0 | 0 | 0 | Constrained, otherwise capacity available =379 kW | --> | C20 ex DRYBRIDGE | Drybridge [T41,T42] | DRYBRIDGE |  | 53.7227 | -6.3478
021653X | MV/LV Substation CO***653X |  | 10 kV | _ | LV | 50 kVA :Pole Substation | 0.05 | --> | 0.05 | 0 | 0 | Constrained, otherwise capacity available =19 kVA | --> | 0.048 | 0 | 0 | 0.043 | 0 |  | --> | C15 ex RIVERSTOWN | Riverstown [T41,T42] | KILBARRY |  | 51.9295 | -8.3836
029619Y | MV/LV Substation LU***619Y |  | 10 kV | _ | LV | 400 kVA :Kiosk Substation | 0.4 | --> | 0.4 | 0 | 0 | Constrained, otherwise capacity available =336 kVA | --> | 0.38 | 0 | 0.011 | 0 | 0 | Constrained, otherwise capacity available =363 kW | --> | C32 ex CLOYNE | Cloyne [T41] | MIDLETON |  | 51.859 | -8.1303
028983X | MV/LV Substation RU***983X |  | 10 kV | _ | LV | 400 kVA :Kiosk Substation | 0.4 | --> | 0.4 | 0 | 0 | Constrained, otherwise capacity available =356 kVA | --> | 0.38 | 0 | 0.009 | 0 | 0 | Constrained, otherwise capacity available =367 kW | --> | C13 ex COW CROSS |  |  |  | 51.8541 | -8.3273
210544X | MV/LV Substation SE***544X |  | 10 kV | _ | LV | 200 kVA :Pole Substation | 0.2 | --> | 0.2 | 0 | 0 | Constrained, otherwise capacity available =72 kVA | --> | 0.19 | 0 | 0 | 0 | 0 | Constrained, otherwise capacity available =172 kW | --> | C18 ex CARRICKMACROSS | Carrickmacross [T41,T42] | MEATH HILL |  | 53.9682 | -6.712
340225X | MV/LV Substation CH***225X |  | 10 kV | _ | LV | 200 kVA :Kiosk Substation | 0.2 | --> | 0.2 | 0 | 0 | Constrained, otherwise capacity available =179 kVA | --> | 0.19 | 0 | 0.01 | 0 | 0 | Constrained, otherwise capacity available =180 kW | --> | C16 ex DUNGLOE | Dungloe [T41,T42] | ARDNAGAPPARY |  | 54.9498 | -8.3551
066083Y | MV/LV Substation TO***083Y |  | 10 kV | _ | LV | 630 kVA :Kiosk Substation | 0.63 | --> | 0.63 | 0 | 0 | Constrained, otherwise capacity available =450 kVA | --> | 0.598 | 0 | 0.039 | 0 | 0 | Constrained, otherwise capacity available =544 kW | --> | C16 ex MALAHIDE | Malahide [T41,T42] | GLASMORE |  | 53.4356 | -6.1402
265944X | MV/LV Substation CU***944X |  | 20 kV | _ | LV | 50 kVA :Pole Substation | 0.05 | --> | 0.05 | 0.037 | 0.07 |  | --> | 0.048 | 0 | 0 | 0 | 0 | Constrained, otherwise capacity available =46 kW | --> | E12 ex BALLYCONNELL | Ballyconnell [T421,T422] | GORTAWEE |  | 54.1117 | -7.5842
1494117 | MV/LV Substation O ***4117 |  | 10 kV | _ | LV | 50 kVA :Pole Substation | 0.05 | --> | 0.05 | 0 | 0 | Constrained, otherwise capacity available =50 kVA | --> | 0.048 | 0 | 0 | 0 | 0 | Constrained, otherwise capacity available =48 kW | --> | C11 ex DONEGAL | Donegal [T41,T42] | CATHALEENS FALL |  | 54.6898 | -8.182
157189 | MV/LV Substation WO***189 |  | 20 kV | _ | LV | 50 kVA :Pole Substation | 0.05 | --> | 0.05 | 0.049 | 1.55 |  | --> | 0.048 | 0 | 0 | 0 | 0 | Constrained, otherwise capacity available =47 kW | --> | E11 ex CARRIGALLEN | Carrigallen [T421] | CARRICK ON SHANNON |  | 54.097 | -7.7835
0844014 | MV/LV Substation CR***4014 |  | 20 kV | _ | LV | 50 kVA :Pole Substation | 0.05 | --> | 0.05 | 0 | 0 | Constrained, otherwise capacity available =32 kVA | --> | 0.048 | 0 | 0.015 | 0 | 0 | Constrained, otherwise capacity available =34 kW | --> | E17 ex KILCOLGAN | Kilcolgan [T42,T421] | GALWAY 110KV |  | 53.2357 | -8.7507
184218 | MV/LV Substation DO***218 |  | 10 kV | _ | LV | 50 kVA :Pole Substation | 0.05 | --> | 0.05 | 0.041 | 3.38 |  | --> | 0.048 | 0 | 0.005 | 0 | 0 | Constrained, otherwise capacity available =42 kW | --> | C17 ex CASTLEBLAYNEY | Castleblayney [T41,T42] | DUNDALK |  | 54.1286 | -6.8303
064922X | MV/LV Substation CE***922X |  | 10 kV | _ | LV | 400 kVA :Kiosk Substation | 0.4 | --> | 0.4 | 0 | 0 | Constrained, otherwise capacity available =270 kVA | --> | 0.38 | 0 | 0.015 | 0 | 0 | Constrained, otherwise capacity available =351 kW | --> | C20 ex RATHMULLAN | Rathmullan [T41,T42] | DRYBRIDGE |  | 53.7064 | -6.376
067020Z | MV/LV Substation CL***020Z |  | 10 kV | _ | LV | 400 kVA :Kiosk Substation | 0.4 | --> | 0.4 | 0 | 0 | Constrained, otherwise capacity available =284 kVA | --> | 0.38 | 0 | 0.022 | 0.348 | 0 |  | --> | C16 ex BALLINACURRA | Ballinacurra [T41,T42] | LIMERICK |  | 52.6372 | -8.6364
0934276 | MV/LV Substation TU***4276 |  | 10 kV | _ | LV | 630 kVA :Building Structure | 0.63 | --> | 0.63 | 0 | 0 | Constrained, otherwise capacity available =128 kVA | --> | 0.598 | 0 | 0 | 0.5 | 0 |  | --> | C13 ex POPPINTREE | Poppintree [T101,T102] | FINGLAS |  | 53.4171 | -6.2699
059495Y | MV/LV Substation GR***495Y |  | 10 kV | _ | LV | 50 kVA :Pole Substation | 0.05 | --> | 0.05 | 0 | 0 | Constrained, otherwise capacity available =49 kVA | --> | 0.048 | 0 | 0 | 0 | 0 | Constrained, otherwise capacity available =47 kW | --> | C11 ex DERRYCRAMPH | Derrycramph [T41,T42] | SHANKILL |  | 53.947 | -7.1451
0814228 | MV/LV Substation KI***4228 |  | 10 kV | _ | LV | 630 kVA :Kiosk Substation | 0.63 | --> | 0.63 | 0 | 0 | Constrained, otherwise capacity available =550 kVA | --> | 0.598 | 0 | 0.003 | 0.5 | 0 |  | --> | C17 ex BALGADDY | Balgaddy [T41,T42] | GRANGE CASTLE |  | 53.3179 | -6.4224
005505 | MV/LV Substation MI***505 |  | 10 kV | _ | LV | 50 kVA :Pole Substation | 0.05 | --> | 0.05 | 0.034 | 3.03 |  | --> | 0.048 | 0 | 0.012 | 0 | 0 | Constrained, otherwise capacity available =36 kW | --> | C17 ex RAMSTOWN | Ramstown [T41,T42] | CRANE |  | 52.6716 | -6.284
065017Z | MV/LV Substation WE***017Z |  | 20 kV | _ | LV | 400 kVA :Kiosk Substation | 0.4 | --> | 0.4 | 0 | 0 | Constrained, otherwise capacity available =246 kVA | --> | 0.38 | 0 | 0.048 | 0.323 | 0 |  | --> | C26 ex STEPHENSTOWN | Stephenstown [T101,T102] | FINGLAS |  | 53.6101 | -6.1956
0414147 | MV/LV Substation CA***4147 |  | 20 kV | _ | LV | 50 kVA :Pole Substation | 0.05 | --> | 0.05 | 0 | 0 | Constrained, otherwise capacity available =50 kVA | --> | 0.048 | 0 | 0 | 0 | 0 | Constrained, otherwise capacity available =48 kW | --> | E14 ex DALTON | Dalton [T421,T422] | DALTON |  | 53.7478 | -8.931
002049X | MV/LV Substation MU***049X |  | 10 kV | _ | LV | 50 kVA :Pole Substation | 0.05 | --> | 0.05 | 0 | 0 | Constrained, otherwise capacity available =50 kVA | --> | 0.048 | 0 | 0 | 0.048 | 0 |  | --> | C14 ex GREYSTONES | Greystones [T41,T42] | FASSAROE |  | 53.1064 | -6.217
0014134 | MV/LV Substation EA***4134 |  | 10 kV | _ | LV | 400 kVA :Kiosk Substation | 0.4 | --> | 0.4 | 0.041 | 0.04 | Constrained, otherwise capacity available =396 kVA | --> | 0.38 | 0 | 0 | 0.38 | 0 |  | --> | C11 ex LITTLE BRAY | Little Bray [T41,T42] | FASSAROE |  | 53.2377 | -6.1148
049195 | MV/LV Substation KE***195 |  | 10 kV | _ | LV | 100 kVA :Pole Substation | 0.1 | --> | 0.1 | 0.074 | 0.13 |  | --> | 0.095 | 0 | 0.014 | 0 | 0 | Constrained, otherwise capacity available =81 kW | --> | C18 ex BALLYMAHON | Ballymahon [T41,T42] | ATHLONE |  | 53.558 | -7.7608
0524526 | MV/LV Substation SU***4526 |  | 20 kV | _ | LV | 400 kVA :Kiosk Substation | 0.4 | --> | 0.4 | 0 | 0 | Constrained, otherwise capacity available =254 kVA | --> | 0.38 | 0 | 0 | 0 | 0 | Constrained, otherwise capacity available =360 kW | --> | E14 ex BALLINDERRY | Ballinderry [T41,T422] | MULLINGAR |  | 53.4522 | -7.1084
048020 | MV/LV Substation CA***020 |  | 20 kV | _ | LV | 100 kVA :Pole Substation | 0.1 | --> | 0.1 | 0.095 | 2.03 |  | --> | 0.095 | 0 | 0 | 0 | 0 | Constrained, otherwise capacity available =94 kW | --> | E16 ex MOHILL | Mohill [T421,T422] | CARRICK ON SHANNON |  | 53.9177 | -7.8704
058495Y | MV/LV Substation SP***495Y |  | 10 kV | _ | LV | 630 kVA :Building Structure | 0.63 | --> | 0.63 | 0 | 0 | Constrained, otherwise capacity available =513 kVA | --> | 0.598 | 0 | 0 | 0 | 0 | Constrained, otherwise capacity available =582 kW | --> | C12 ex KYLEERAGH | Kyleeragh [T41,T42] | NENAGH |  | 52.862 | -8.2198
069632 | MV/LV Substation EA***632 |  | 10 kV | _ | LV | 400 kVA :Building Structure | 0.4 | --> | 0.4 | 0.24 | 9.28 |  | --> | 0.38 | 0 | 0.031 | 0.335 | 0 |  | --> | C04 ex PEMBROKE | Pembroke [T41,T42,T43,T44] | RINGSEND |  | 53.3339 | -6.2425
164166X | MV/LV Substation BR***166X |  | 10 kV | _ | LV | 50 kVA :Pole Substation | 0.05 | --> | 0.05 | 0 | 0 | Constrained, otherwise capacity available =40 kVA | --> | 0.048 | 0 | 0 | 0 | 0 | Constrained, otherwise capacity available =46 kW | --> | C17 ex SKIBBEREEN | Skibbereen [T41,T42] | DUNMANWAY |  | 51.5645 | -9.1699
029621Y | MV/LV Substation CA***621Y |  | 10 kV | _ | LV | 400 kVA :Kiosk Substation | 0.4 | --> | 0.4 | 0 | 0 | Constrained, otherwise capacity available =228 kVA | --> | 0.38 | 0 | 0.042 | 0.325 | 0 |  | --> | C22 ex MIDLETON | Midleton [T101,T102] | MIDLETON |  | 51.9108 | -8.1993
030019 | MV/LV Substation AL***019 |  | 20 kV | _ | LV | 630 kVA :Building Structure | 0.63 | --> | 0.63 | 0 | 0 | Constrained, otherwise capacity available =562 kVA | --> | 0.598 | 0 | 0 | 0 | 0 | Constrained, otherwise capacity available =589 kW | --> | E14 ex FOXHOLE | Foxhole [T421,T422] | DUNGARVAN |  | 51.9563 | -7.8486
288041 | MV/LV Substation JA***041 |  | 10 kV | _ | LV | 100 kVA :Pole Substation | 0.1 | --> | 0.1 | 0 | 0 | Constrained, otherwise capacity available =76 kVA | --> | 0.095 | 0 | 0.005 | 0.088 | 0 |  | --> | C17 ex CARRICKMINES | Carrickmines [T41,T42] | CARRICKMINES |  | 53.2484 | -6.206
065397Z | MV/LV Substation WY***397Z |  | 20 kV | _ | LV | 50 kVA :Pole Substation | 0.05 | --> | 0.05 | 0 | 0 | Constrained, otherwise capacity available =46 kVA | --> | 0.048 | 0 | 0 | 0 | 0 | Constrained, otherwise capacity available =47 kW | --> | E21 ex ASHBOURNE | Ashbourne [T421,T422] | FINGLAS |  | 53.5501 | -6.3602
0144425 | MV/LV Substation PA***4425 |  | 10 kV | _ | LV | 630 kVA :Kiosk Substation | 0.63 | --> | 0.63 | 0 | 0 | Constrained, otherwise capacity available =630 kVA | --> | 0.598 | 0 | 0 | 0 | 0 | Constrained, otherwise capacity available =598 kW | --> | C11 ex MORRISTOWN | Morristown [T41,T42] | NEWBRIDGE |  | 53.1648 | -6.8133
119492 | MV/LV Substation LA***492 |  | 10 kV | _ | LV | 200 kVA :Pole Substation | 0.2 | --> | 0.2 | 0 | 0 | Constrained, otherwise capacity available =200 kVA | --> | 0.19 | 0 | 0 | 0 | 0 | Constrained, otherwise capacity available =190 kW | --> | C11 ex KANTURK | Kanturk [T41,T42] | GLENLARA |  | 52.1836 | -8.8417
051865 | MV/LV Substation FA***865 |  | 20 kV | _ | LV | 50 kVA :Pole Substation | 0.05 | --> | 0.05 | 0.049 | 2.22 |  | --> | 0.048 | 0 | 0.006 | 0.043 | 0 |  | --> | E12 ex CLARA | Clara [T421,T422] | THORNSBERRY |  | 53.3712 | -7.4605
038661 | MV/LV Substation CO***661 |  | 10 kV | _ | LV | 200 kVA :Pole Substation | 0.2 | --> | 0.2 | 0 | 0 | Constrained, otherwise capacity available =162 kVA | --> | 0.19 | 0 | 0.1 | 0 | 0 | Constrained, otherwise capacity available =115 kW | --> | C18 ex GORT | Gort [T41,T42] | ENNIS |  | 52.9841 | -8.8946
1324002 | MV/LV Substation AR***4002 |  | 10 kV | _ | LV | 400 kVA :Kiosk Substation | 0.4 | --> | 0.4 | 0 | 0 | Constrained, otherwise capacity available =370 kVA | --> | 0.38 | 0 | 0.005 | 0 | 0 | Constrained, otherwise capacity available =372 kW | --> | C16 ex LOUGHREA | Loughrea [T41,T42] | SOMERSET |  | 53.1932 | -8.5587
288255 | MV/LV Substation OL***255 |  | 10 kV | _ | LV | 400 kVA :Kiosk Substation | 0.4 | --> | 0.4 | 0.041 | 0.04 | Constrained, otherwise capacity available =295 kVA | --> | 0.38 | 0 | 0 | 0.365 | 0 |  | --> | C14 ex LITTLE BRAY | Little Bray [T41,T42] | FASSAROE |  | 53.2054 | -6.123
0814237 | MV/LV Substation GR***4237 |  | 10 kV | _ | LV | 400 kVA :Kiosk Substation | 0.4 | --> | 0.4 | 0 | 0 | Constrained, otherwise capacity available =298 kVA | --> | 0.38 | 0 | 0.054 | 0.326 | 0 |  | --> | C29 ex GRANGE CASTLE | Grange Castle [T101,T102] | INCHICORE 220KV |  | 53.2982 | -6.4966
0814041 | MV/LV Substation LI***4041 |  | 10 kV | _ | LV | 400 kVA :Kiosk Substation | 0.4 | --> | 0.4 | 0 | 0 | Constrained, otherwise capacity available =292 kVA | --> | 0.38 | 0 | 0 | 0.365 | 0 |  | --> | C18 ex BALGADDY | Balgaddy [T41,T42] | GRANGE CASTLE |  | 53.3486 | -6.4237
495724X | MV/LV Substation B ***724X |  | 20 kV | _ | LV | 50 kVA :Pole Substation | 0.05 | --> | 0.05 | 0.05 | 1.5 |  | --> | 0.048 | 0 | 0 | 0.048 | 0 |  | --> | E17 ex ACHILL | Achill [T422] | CARROWBEG |  | 53.9814 | -10.0022
253218X | MV/LV Substation MC***218X |  | 10 kV | _ | LV | 200 kVA :Pole Substation | 0.2 | --> | 0.2 | 0 | 0 | Constrained, otherwise capacity available =170 kVA | --> | 0.19 | 0 | 0 | 0 | 0 | Constrained, otherwise capacity available =186 kW | --> | C16 ex TUAM NORTH | Tuam North [T41,T42] | CLOON |  | 53.4821 | -8.9472
081396Z | MV/LV Substation ME***396Z |  | 10 kV | _ | LV | 400 kVA :Kiosk Substation | 0.4 | --> | 0.4 | 0 | 0 | Constrained, otherwise capacity available =285 kVA | --> | 0.38 | 0 | 0 | 0.364 | 0 |  | --> | C18 ex BALGADDY | Balgaddy [T41,T42] | GRANGE CASTLE |  | 53.3396 | -6.4142
039378 | MV/LV Substation OL***378 |  | 10 kV | _ | LV | 630 kVA :Kiosk Substation | 0.63 | --> | 0.63 | 0.5 | 11.03 |  | --> | 0.598 | 0 | 0.022 | 0.5 | 0 |  | --> | C33 ex SALTHILL | Salthill [T101,T102] | SALTHILL |  | 53.2635 | -9.1028
021279Z | MV/LV Substation LU***279Z |  | 10 kV | _ | LV | 400 kVA :Building Structure | 0.4 | --> | 0.4 | 0.339 | 6.78 |  | --> | 0.38 | 0 | 0 | 0.372 | 0 |  | --> | C36 ex CASTLEVIEW | Castleview [T101,T102] | CASTLEVIEW |  | 51.8979 | -8.3322
363884 | MV/LV Substation CH***884 |  | 20 kV | _ | LV | 200 kVA :Pole Substation | 0.2 | --> | 0.2 | 0.183 | 3.25 |  | --> | 0.19 | 0 | 0 | 0 | 0 | Constrained, otherwise capacity available =188 kW | --> | E15 ex BALLYBUNION | Ballybunion [T421,T422] | TRIEN |  | 52.5165 | -9.6691
0714053 | MV/LV Substation EA***4053 |  | 10 kV | _ | LV | 400 kVA :Kiosk Substation | 0.4 | --> | 0.4 | 0 | 0 | Constrained, otherwise capacity available =377 kVA | --> | 0.38 | 0 | 0.004 | 0.374 | 0 |  | --> | C14 ex GREYSTONES | Greystones [T41,T42] | FASSAROE |  | 53.1405 | -6.0877
069637 | MV/LV Substation GL***637 |  | 10 kV | _ | LV | 400 kVA :Kiosk Substation | 0.4 | --> | 0.4 | 0.122 | 7.75 |  | --> | 0.38 | 0 | 0.032 | 0.316 | 0 |  | --> | C20 ex MILLTOWN (DR) | Milltown (dr) [T101,T102] | INCHICORE 220KV |  | 53.3141 | -6.2484
005682X | MV/LV Substation BA***682X |  | 20 kV | _ | LV | 50 kVA :Pole Substation | 0.05 | --> | 0.05 | 0.02 | 17.8 |  | --> | 0.048 | 0 | 0 | 0.043 | 0 |  | --> | E19 ex BANOGE | Banoge [T121,T122] | BANOGE |  | 52.6357 | -6.3118
001327 | MV/LV Substation BE***327 |  | 10 kV | _ | LV | 630 kVA :Kiosk Substation | 0.63 | --> | 0.63 | 0.5 | 4.01 |  | --> | 0.598 | 0 | 0.038 | 0.5 | 0 |  | --> | C19 ex BALLINCLEA | Ballinclea [T41] | CHERRYWOOD |  | 53.2682 | -6.1371
153206 | MV/LV Substation YE***206 |  | 20 kV | _ | LV | 50 kVA :Pole Substation | 0.05 | --> | 0.05 | 0 | 0 | Constrained, otherwise capacity available =46 kVA | --> | 0.048 | 0 | 0 | 0 | 0 | Constrained, otherwise capacity available =47 kW | --> | E14 ex BIRDHILL | Birdhill [T421,T422] | ARDNACRUSHA |  | 52.809 | -8.3273
015478Z | MV/LV Substation NE***478Z |  | 10 kV | _ | LV | 100 kVA :Pole Substation | 0.1 | --> | 0.1 | 0.092 | 12.6 |  | --> | 0.095 | 0 | 0 | 0.094 | 0 |  | --> | C18 ex MONREAD | Monread [T101,T102] | MONREAD |  | 53.2154 | -6.7202
029326Y | MV/LV Substation FL***326Y |  | 20 kV | _ | LV | 50 kVA :Pole Substation | 0.05 | --> | 0.05 | 0 | 0 | Constrained, otherwise capacity available =48 kVA | --> | 0.048 | 0 | 0 | 0 | 0 | Constrained, otherwise capacity available =47 kW | --> | E12 ex CARRIGSHANE | Carrigshane [T422] | MIDLETON |  | 51.912 | -8.1194
058557Y | MV/LV Substation FA***557Y |  | 10 kV | _ | LV | 50 kVA :Pole Substation | 0.05 | --> | 0.05 | 0.045 | 3 |  | --> | 0.048 | 0 | 0 | 0 | 0 | Constrained, otherwise capacity available =47 kW | --> | C25 ex NENAGH | Nenagh [T41,T42] | NENAGH |  | 52.8498 | -8.1857
305425 | MV/LV Substation BA***425 |  | 10 kV | _ | LV | 200 kVA :Pole Substation | 0.2 | --> | 0.2 | 0.193 | 0.3 |  | --> | 0.19 | 0 | 0 | 0 | 0 | Constrained, otherwise capacity available =189 kW | --> | C16 ex BANAGHER | Banagher [T41,T42] | DALLOW |  | 53.1858 | -7.9926
020664X | MV/LV Substation TH***664X |  | 10 kV | _ | LV | 630 kVA :Kiosk Substation | 0.63 | --> | 0.63 | 0 | 0 | Constrained, otherwise capacity available =556 kVA | --> | 0.598 | 0 | 0.004 | 0 | 0 | Constrained, otherwise capacity available =585 kW | --> | C11 ex COOLCORCORAN | Coolcorcoran [T41,T42] | KNOCKEARAGH |  | 52.0586 | -9.4999
028008 | MV/LV Substation RI***008 |  | 10 kV | _ | LV | 400 kVA :Kiosk Substation | 0.4 | --> | 0.4 | 0.309 | 19.7 |  | --> | 0.38 | 0 | 0.057 | 0.325 | 0 |  | --> | C12 ex COW CROSS | Cow Cross [T102,T41] | COW CROSS |  | 51.8516 | -8.3224
005880X | MV/LV Substation BA***880X |  | 20 kV | _ | LV | 50 kVA :Pole Substation | 0.05 | --> | 0.05 | 0.046 | 17.8 |  | --> | 0.048 | 0 | 0.01 | 0.04 | 0 |  | --> | E22 ex BANOGE | Banoge [T121,T122] | BANOGE |  | 52.6434 | -6.3193
023385 | MV/LV Substation CA***385 |  | 10 kV | _ | LV | 200 kVA :Building Structure | 0.2 | --> | 0.2 | 0 | 0 | Constrained, otherwise capacity available =192 kVA | --> | 0.19 | 0 | 0 | 0 | 0 | Constrained, otherwise capacity available =189 kW | --> | C18 ex FERMOY NORTH | Fermoy North [T41,T42] | BARRYMORE |  | 52.1396 | -8.313
288609 | MV/LV Substation ST***609 |  | 10 kV | _ | LV | 200 kVA :Pole Substation | 0.2 | --> | 0.2 | 0 | 0 | Constrained, otherwise capacity available =200 kVA | --> | 0.19 | 0 | 0 | 0.19 | 0 |  | --> | C13 ex SANDYFORD | Sandyford [T41,T42] | CARRICKMINES |  | 53.2498 | -6.2546
293089 | MV/LV Substation MI***089 |  | 20 kV | _ | LV | 50 kVA :Pole Substation | 0.05 | --> | 0.05 | 0.044 | 2.83 |  | --> | 0.048 | 0 | 0 | 0 | 0 | Constrained, otherwise capacity available =47 kW | --> | E13 ex BAGENALSTOWN | Bagenalstown [T421,T422] | CARLOW |  | 52.6971 | -6.9326
251593 | MV/LV Substation LA***593 |  | 20 kV | _ | LV | 50 kVA :Pole Substation | 0.05 | --> | 0.05 | 0 | 0 | Constrained, otherwise capacity available =49 kVA | --> | 0.048 | 0 | 0 | 0 | 0 | Constrained, otherwise capacity available =47 kW | --> | E47 ex CLAREGALWAY | Claregalway [T42,T421] | GALWAY 110KV |  | 53.3718 | -8.885
066670Z | MV/LV Substation HI***670Z |  | 10 kV | _ | LV | 400 kVA :Kiosk Substation | 0.4 | --> | 0.4 | 0 | 0 | Constrained, otherwise capacity available =309 kVA | --> | 0.38 | 0 | 0.024 | 0 | 0 | Constrained, otherwise capacity available =350 kW | --> | C18 ex MALAHIDE | Malahide [T41,T42] | GLASMORE |  | 53.4434 | -6.151
142047Y | MV/LV Substation BA***047Y |  | 20 kV | _ | LV | 50 kVA :Pole Substation | 0.05 | --> | 0.05 | 0 | 0 | Constrained, otherwise capacity available =50 kVA | --> | 0.048 | 0 | 0 | 0 | 0 | Constrained, otherwise capacity available =47 kW | --> | E23 ex ATHENRY | Athenry [T423] | GALWAY 110KV |  | 53.2615 | -8.5909
276852 | MV/LV Substation GL***852 |  | 10 kV | _ | LV | 630 kVA :Kiosk Substation | 0.63 | --> | 0.63 | 0.5 | 0.76 |  | --> | 0.598 | 0 | 0.006 | 0 | 0 | Constrained, otherwise capacity available =590 kW | --> | C18 ex WOODFORD | Woodford [T41,T42] | KNOCKEARAGH |  | 52.0499 | -9.4938
281434 | MV/LV Substation TH***434 |  | 10 kV | _ | LV | 400 kVA :Kiosk Substation | 0.4 | --> | 0.4 | 0.313 | 4.3 |  | --> | 0.38 | 0 | 0.006 | 0.364 | 0 |  | --> | C19 ex RINGASKIDDY 110KV | Ringaskiddy 110kv [T42] | BARNAHELY |  | 51.87 | -8.3352
0934193 | MV/LV Substation BL***4193 |  | 10 kV | _ | LV | 630 kVA :Building Structure | 0.63 | --> | 0.63 | 0 | 0 | Constrained, otherwise capacity available =449 kVA | --> | 0.598 | 0 | 0 | 0.5 | 0 |  | --> | C17 ex POPPINTREE | Poppintree [T101,T102] | FINGLAS |  | 53.4058 | -6.2589
054240Z | MV/LV Substation RA***240Z |  | 10 kV | _ | LV | 200 kVA :Kiosk Substation | 0.2 | --> | 0.2 | 0 | 0 | Constrained, otherwise capacity available =180 kVA | --> | 0.19 | 0 | 0 | 0 | 0 | Constrained, otherwise capacity available =187 kW | --> | C18 ex MOUNTRATH | Mountrath [T41,T42] | PORTLAOISE |  | 52.9982 | -7.4646
120943X | MV/LV Substation MU***943X |  | 20 kV | _ | LV | 50 kVA :Pole Substation | 0.05 | --> | 0.05 | 0.023 | 3.5 |  | --> | 0.048 | 0 | 0.04 | 0 | 0 | Constrained, otherwise capacity available =14 kW | --> | E14 ex DUNFIRTH | Dunfirth [T122] | DUNFIRTH |  | 53.3778 | -6.8329
0684043 | MV/LV Substation BI***4043 |  | 10 kV | _ | LV | 1000 kVA :Building Structure | 1 | --> | 1 | 0 | 0 | Constrained, otherwise capacity available =1000 kVA | --> | 0.95 | 0 | 0 | 0.5 | 0 |  | --> | C21 ex CAMDEN ROW | Camden Row [T41] | FRANCIS STREET |  | 53.3379 | -6.2664
0024070 | MV/LV Substation FO***4070 |  | 10 kV | _ | LV | 630 kVA :Kiosk Substation | 0.63 | --> | 0.63 | 0.5 | 2.36 |  | --> | 0.598 | 0 | 0 | 0.5 | 0 |  | --> | C19 ex BRAY | Bray [T41,T42] | FASSAROE |  | 53.1966 | -6.0931
125942X | MV/LV Substation TE***942X |  | 10 kV | _ | LV | 630 kVA :Building Structure | 0.63 | --> | 0.63 | 0 | 0 | Constrained, otherwise capacity available =576 kVA | --> | 0.598 | 0 | 0.011 | 0 | 0 | Constrained, otherwise capacity available =583 kW | --> | C20 ex CLOONLOUGH | Cloonlough [T41,T42] | BARRYMORE |  | 52.2637 | -8.2689
0144038 | MV/LV Substation HO***4038 |  | 10 kV | _ | LV | 200 kVA :Kiosk Substation | 0.2 | --> | 0.2 | 0 | 0 | Constrained, otherwise capacity available =200 kVA | --> | 0.19 | 0 | 0 | 0 | 0 | Constrained, otherwise capacity available =190 kW | --> | C12 ex ATHGARVAN | Athgarvan [T41,T44] | NEWBRIDGE |  | 53.1621 | -6.7956
054124Y | MV/LV Substation MO***124Y |  | 20 kV | _ | LV | 50 kVA :Pole Substation | 0.05 | --> | 0.05 | 0 | 0 | Constrained, otherwise capacity available =50 kVA | --> | 0.048 | 0 | 0 | 0 | 0 | Constrained, otherwise capacity available =48 kW | --> | E12 ex PORTLAOISE | Portlaoise [T423,T424] | PORTLAOISE |  | 52.994 | -7.2201
255386 | MV/LV Substation CO***386 |  | 20 kV | _ | LV | 630 kVA :Kiosk Substation | 0.63 | --> | 0.63 | 0 | 0 | Constrained, otherwise capacity available =473 kVA | --> | 0.598 | 0 | 0.011 | 0 | 0 | Constrained, otherwise capacity available =569 kW | --> | E18 ex KILLYBEGS | Killybegs [T422] | BINBANE |  | 54.636 | -8.4439
001124X | MV/LV Substation CA***124X |  | 10 kV | _ | LV | 400 kVA :Kiosk Substation | 0.4 | --> | 0.4 | 0.351 | 1.16 |  | --> | 0.38 | 0 | 0.014 | 0.363 | 0 |  | --> | C18 ex BREWERY ROAD | Brewery Road [T41,T42] | CARRICKMINES |  | 53.2851 | -6.2087
039631 | MV/LV Substation DI***631 |  | 10 kV | _ | LV | 630 kVA :Building Structure | 0.63 | --> | 0.63 | 0 | 0 | Constrained, otherwise capacity available =469 kVA | --> | 0.598 | 0 | 0 | 0 | 0 | Constrained, otherwise capacity available =576 kW | --> | C20 ex ORANMORE | Oranmore [T41,T44] | GALWAY 110KV |  | 53.2991 | -8.9231
024002 | MV/LV Substation MI***002 |  | 10 kV | _ | LV | 400 kVA :Kiosk Substation | 0.4 | --> | 0.4 | 0.295 | 2.14 |  | --> | 0.38 | 0 | 0 | 0 | 0 | Constrained, otherwise capacity available =365 kW | --> | C18 ex BUTTEVANT | Buttevant [T41,T42] | MALLOW |  | 52.2343 | -8.6733
249277Z | MV/LV Substation AS***277Z |  | 10 kV | _ | LV | 50 kVA :Pole Substation | 0.05 | --> | 0.05 | 0 | 0 | Constrained, otherwise capacity available =49 kVA | --> | 0.048 | 0 | 0 | 0 | 0 | Constrained, otherwise capacity available =47 kW | --> | C19 ex LISMORE | Lismore [T41,T42] | DUNGARVAN |  | 52.1208 | -7.9391
377978 | MV/LV Substation DU***978 |  | 20 kV | _ | LV | 50 kVA :Pole Substation | 0.05 | --> | 0.05 | 0 | 0 | Constrained, otherwise capacity available =48 kVA | --> | 0.048 | 0 | 0 | 0 | 0 | Constrained, otherwise capacity available =47 kW | --> | E18 ex GURRANEBANE | Gurranebane [T421,T422] | OUGHTRAGH |  | 51.8388 | -10.2604
503480 | MV/LV Substation BA***480 |  | 20 kV | _ | LV | 50 kVA :Pole Substation | 0.05 | --> | 0.05 | 0.048 | 1.69 |  | --> | 0.048 | 0 | 0 | 0 | 0 | Constrained, otherwise capacity available =47 kW | --> | C18 ex NEWTOWNCUNNINGHAM | Newtowncunningham [T41,T42] | LETTERKENNY |  | 55.0538 | -7.4004
0664490 | MV/LV Substation CO***4490 |  | 20 kV | _ | LV | 630 kVA :Kiosk Substation | 0.63 | --> | 0.63 | 0 | 0 | Constrained, otherwise capacity available =630 kVA | --> | 0.598 | 0 | 0 | 0 | 0 | Constrained, otherwise capacity available =598 kW | --> | E15 ex ASHBOURNE | Ashbourne [T421,T422] | FINGLAS |  | 53.5024 | -6.3918
069565 | MV/LV Substation PA***565 |  | 10 kV | _ | LV | 400 kVA :Kiosk Substation | 0.4 | --> | 0.4 | 0.22 | 0.91 |  | --> | 0.38 | 0 | 0.065 | 0.307 | 0 |  | --> | C21 ex KIMMAGE | Kimmage [T41,T42] | INCHICORE 220KV |  | 53.3115 | -6.2926
014011X | MV/LV Substation KI***011X |  | 20 kV | _ | LV | 50 kVA :Pole Substation | 0.05 | --> | 0.05 | 0 | 0 | Constrained, otherwise capacity available =28 kVA | --> | 0.048 | 0 | 0.03 | 0 | 0 | Constrained, otherwise capacity available =22 kW | --> | C11 ex KILDARE | Kildare [T41,T42] | NEWBRIDGE |  | 53.1585 | -6.9517
164962 | MV/LV Substation AB***962 |  | 10 kV | _ | LV | 100 kVA :Pole Substation | 0.1 | --> | 0.1 | 0 | 0 | Constrained, otherwise capacity available =16 kVA | --> | 0.095 | 0 | 0 | 0 | 0 | Constrained, otherwise capacity available =83 kW | --> | C17 ex SKIBBEREEN | Skibbereen [T41,T42] | DUNMANWAY |  | 51.5334 | -9.2404
363716 | MV/LV Substation AM***716 |  | 20 kV | _ | LV | 630 kVA :Building Structure | 0.63 | --> | 0.63 | 0.413 | 3.25 |  | --> | 0.598 | 0 | 0.01 | 0 | 0 | Constrained, otherwise capacity available =561 kW | --> | E18 ex BALLYBUNION | Ballybunion [T421,T422] | TRIEN |  | 52.5109 | -9.6739
009473X | MV/LV Substation TE***473X |  | 10 kV | _ | LV | 50 kVA :Pole Substation | 0.05 | --> | 0.05 | 0.048 | 8.16 |  | --> | 0.048 | 0 | 0 | 0 | 0 | Constrained, otherwise capacity available =47 kW | --> | C11 ex MOUNT MISERY | Mount Misery [T41,T42] | WATERFORD |  | 52.277 | -7.1359
008496 | MV/LV Substation DU***496 |  | 10 kV | _ | LV | 200 kVA :Pole Substation | 0.2 | --> | 0.2 | 0.183 | 0.2 |  | --> | 0.19 | 0 | 0 | 0 | 0 | Constrained, otherwise capacity available =188 kW | --> | E16 ex BEALISTOWN | Bealistown [T421,T422] | GREAT ISLAND |  | 52.2407 | -6.9409
433075X | MV/LV Substation HI***075X |  | 20 kV | _ | LV | 50 kVA :Pole Substation | 0.05 | --> | 0.05 | 0 | 0 | Constrained, otherwise capacity available =39 kVA | --> | 0.048 | 0 | 0 | 0 | 0 | Constrained, otherwise capacity available =46 kW | --> | C17 ex CHARLESTOWN | Charlestown [T41] | TONROE |  | 53.8944 | -8.7323
046410 | MV/LV Substation AI***410 |  | 10 kV | _ | LV | 400 kVA :Kiosk Substation | 0.4 | --> | 0.4 | 0.2 | 5.78 |  | --> | 0.38 | 0 | 0.066 | 0.303 | 0 |  | --> | C20 ex OAKFIELD | Oakfield [T41,T42] | SLIGO |  | 54.2704 | -8.6025
0934094 | MV/LV Substation BR***4094 |  | 10 kV | _ | LV | 1000 kVA :Building Structure | 1 | --> | 1 | 0 | 0 | Constrained, otherwise capacity available =835 kVA | --> | 0.95 | 0 | 0 | 0.5 | 0 |  | --> | C17 ex POPPINTREE | Poppintree [T101,T102] | FINGLAS |  | 53.4062 | -6.257
066309Z | MV/LV Substation BR***309Z |  | 20 kV | _ | LV | 400 kVA :Kiosk Substation | 0.4 | --> | 0.4 | 0 | 0 | Constrained, otherwise capacity available =256 kVA | --> | 0.38 | 0 | 0.024 | 0 | 0 | Constrained, otherwise capacity available =342 kW | --> | E13 ex GLASMORE | Glasmore [T421,T422] | GLASMORE |  | 53.4693 | -6.2383
032283 | MV/LV Substation BO***283 |  | 10 kV | _ | LV | 50 kVA :Pole Substation | 0.05 | --> | 0.05 | 0 | 0 | Constrained, otherwise capacity available =42 kVA | --> | 0.048 | 0 | 0 | 0 | 0 | Constrained, otherwise capacity available =46 kW | --> | C20 ex KILMEADEN | Kilmeaden [T42] | BUTLERSTOWN |  | 52.2307 | -7.2415
026372 | MV/LV Substation RA***372 |  | 10 kV | _ | LV | 200 kVA :Pole Substation | 0.2 | --> | 0.2 | 0 | 0 | Constrained, otherwise capacity available =110 kVA | --> | 0.19 | 0 | 0.005 | 0 | 0 | Constrained, otherwise capacity available =174 kW | --> | C17 ex KINSALE | Kinsale [T41,T42] | BANDON |  | 51.7641 | -8.6305
019267 | MV/LV Substation BE***267 |  | 10 kV | _ | LV | 630 kVA :Building Structure | 0.63 | --> | 0.63 | 0.5 | 2.18 |  | --> | 0.598 | 0 | 0 | 0 | 0 | Constrained, otherwise capacity available =590 kW | --> | C11 ex BALLYRICKARD | Ballyrickard [T41,T42] | TRALEE |  | 52.2833 | -9.7086
032248 | MV/LV Substation DE***248 |  | 10 kV | _ | LV | 50 kVA :Pole Substation | 0.05 | --> | 0.05 | 0 | 0 |  | --> | 0.048 | 0 | 0.025 | 0 | 0 | Constrained, otherwise capacity available =20 kW | --> | C12 ex KILMEADEN | Kilmeaden [T42] | BUTLERSTOWN |  | 52.2349 | -7.245
237492 | MV/LV Substation WI***492 |  | 10 kV | _ | LV | 50 kVA :Pole Substation | 0.05 | --> | 0.05 | 0 | 0 | Constrained, otherwise capacity available =50 kVA | --> | 0.048 | 0 | 0 | 0 | 0 | Constrained, otherwise capacity available =48 kW | --> | C11 ex KILSARAN | Kilsaran [T42] | DRYBRIDGE |  | 53.8831 | -6.4094
0684136 | MV/LV Substation WE***4136 |  | 10 kV | _ | LV | 1000 kVA :Building Structure | 1 | --> | 1 | 0.5 | 2.6 |  | --> | 0.95 | 0 | 0 | 0.5 | 0 |  | --> | C18 ex WOLFE TONE STREET | Wolfe Tone Street [T101,T102] | FINGLAS |  | 53.3557 | -6.2667
119260Y | MV/LV Substation KE***260Y |  | 10 kV | _ | LV | 50 kVA :Pole Substation | 0.05 | --> | 0.05 | 0.05 | 4.16 |  | --> | 0.048 | 0 | 0 | 0.048 | 0 |  | --> | C15 ex NEWMARKET (SR) | Newmarket (sr) [T41,T42] | GLENLARA |  | 52.2972 | -9.1361
167146Z | MV/LV Substation AT***146Z |  | 20 kV | _ | LV | 50 kVA :Pole Substation | 0.05 | --> | 0.05 | 0 | 0 | Constrained, otherwise capacity available =38 kVA | --> | 0.048 | 0 | 0.005 | 0 | 0 | Constrained, otherwise capacity available =42 kW | --> | E11 ex WHITECHURCH | Whitechurch [T421,T422] | KILBARRY |  | 52.0686 | -8.6374
158086X | MV/LV Substation CO***086X |  | 10 kV | _ | LV | 200 kVA :Kiosk Substation | 0.2 | --> | 0.2 | 0 | 0 | Constrained, otherwise capacity available =162 kVA | --> | 0.19 | 0 | 0.011 | 0 | 0 | Constrained, otherwise capacity available =177 kW | --> | C21 ex ENNISTYMON | Ennistymon [T41,T42] | ENNIS |  | 52.9315 | -9.337
1514243 | MV/LV Substation BA***4243 |  | 10 kV | _ | LV | 100 kVA :Pole Substation | 0.1 | --> | 0.1 | 0 | 0 | Constrained, otherwise capacity available =100 kVA | --> | 0.095 | 0 | 0 | 0 | 0 | Constrained, otherwise capacity available =95 kW | --> | C16 ex GARRYSPILLANE | Garryspillane [T41] | TIPPERARY |  | 52.3171 | -8.4686
064409X | MV/LV Substation WE***409X |  | 20 kV | _ | LV | 200 kVA :Kiosk Substation | 0.2 | --> | 0.2 | 0 | 0 | Constrained, otherwise capacity available =108 kVA | --> | 0.19 | 0 | 0.06 | 0 | 0 | Constrained, otherwise capacity available =133 kW | --> | E17 ex JULIANSTOWN | Julianstown [T421,T422] | DRYBRIDGE |  | 53.7031 | -6.2599
026728X | MV/LV Substation P+***728X |  | 10 kV | _ | LV | 400 kVA :Kiosk Substation | 0.4 | --> | 0.4 | 0.342 | 8.66 |  | --> | 0.38 | 0 | 0.01 | 0 | 0 | Constrained, otherwise capacity available =364 kW | --> | C13 ex BANDON | Bandon [T101,T42] | BANDON |  | 51.735 | -8.7594
281576Z | MV/LV Substation KI***576Z |  | 10 kV | _ | LV | 400 kVA :Kiosk Substation | 0.4 | --> | 0.4 | 0 | 0 | Constrained, otherwise capacity available =251 kVA | --> | 0.38 | 0 | 0.057 | 0 | 0 | Constrained, otherwise capacity available =317 kW | --> | C21 ex DOUGLAS | Douglas [T41,T42] | TRABEG |  | 51.867 | -8.4053
0094021 | MV/LV Substation KI***4021 |  | 10 kV | _ | LV | 50 kVA :Pole Substation | 0.05 | --> | 0.05 | 0.05 | 0.95 |  | --> | 0.048 | 0 | 0 | 0 | 0 | Constrained, otherwise capacity available =48 kW | --> | C25 ex TYCOR | Tycor [T41,T42] | WATERFORD |  | 52.2518 | -7.1752
288111X | MV/LV Substation LE***111X |  | 10 kV | _ | LV | 630 kVA :Building Structure | 0.63 | --> | 0.63 | 0.5 | 15.18 |  | --> | 0.598 | 0 | 0 | 0.5 | 0 |  | --> | C19 ex CENTRAL PARK | Central Park [T101,T102] | CARRICKMINES |  | 53.2694 | -6.2045
081366X | MV/LV Substation HA***366X |  | 10 kV | _ | LV | 200 kVA :Kiosk Substation | 0.2 | --> | 0.2 | 0 | 0 | Constrained, otherwise capacity available =131 kVA | --> | 0.19 | 0 | 0 | 0.18 | 0 |  | --> | C18 ex LIFFEY VALLEY | Liffey Valley [T41,T42] | INCHICORE 220KV |  | 53.3469 | -6.3956
0064354 | MV/LV Substation BA***4354 |  | 20 kV | _ | LV | 50 kVA :Pole Substation | 0.05 | --> | 0.05 | 0 | 0 | Constrained, otherwise capacity available =50 kVA | --> | 0.048 | 0 | 0 | 0 | 0 | Constrained, otherwise capacity available =48 kW | --> | E18 ex CLONROCHE | Clonroche [T421,T422] | WEXFORD |  | 52.4781 | -6.6265
0334071 | MV/LV Substation BR***4071 |  | 20 kV | _ | LV | 50 kVA :Pole Substation | 0.05 | --> | 0.05 | 0 | 0 | Constrained, otherwise capacity available =38 kVA | --> | 0.048 | 0 | 0.025 | 0 | 0 | Constrained, otherwise capacity available =27 kW | --> | C18 ex DEERPARK | Deerpark [T41,T42] | BALLYDINE |  | 52.4355 | -7.3808
2884056 | MV/LV Substation RT***4056 |  | 10 kV | _ | LV | 400 kVA :Kiosk Substation | 0.4 | --> | 0.4 | 0 | 0 | Constrained, otherwise capacity available =331 kVA | --> | 0.38 | 0 | 0 | 0.37 | 0 |  | --> | C18 ex CARRICKMINES | Carrickmines [T41,T42] | CARRICKMINES |  | 53.2446 | -6.2378
066650Z | MV/LV Substation KI***650Z |  | 20 kV | _ | LV | 400 kVA :Building Structure | 0.4 | --> | 0.4 | 0 | 0 | Constrained, otherwise capacity available =287 kVA | --> | 0.38 | 0 | 0 | 0 | 0 | Constrained, otherwise capacity available =364 kW | --> | E15 ex ASHBOURNE | Ashbourne [T421,T422] | FINGLAS |  | 53.5121 | -6.4009
049837Y | MV/LV Substation WE***837Y |  | 10 kV | _ | LV | 630 kVA :Building Structure | 0.63 | --> | 0.63 | 0.5 | 2.8 |  | --> | 0.598 | 0 | 0 | 0 | 0 | Constrained, otherwise capacity available =588 kW | --> | C12 ex GLEBE | Glebe [T41,T42] | RICHMOND |  | 53.7258 | -7.8005
081516X | MV/LV Substation GE***516X |  | 10 kV | _ | LV | 400 kVA :Kiosk Substation | 0.4 | --> | 0.4 | 0 | 0 | Constrained, otherwise capacity available =196 kVA | --> | 0.38 | 0 | 0.091 | 0 | 0 | Constrained, otherwise capacity available =284 kW | --> | C15 ex CASTLEKNOCK | Castleknock [T41,T42] | FINGLAS |  | 53.3692 | -6.359
065140Z | MV/LV Substation JO***140Z |  | 20 kV | _ | LV | 100 kVA :Pole Substation | 0.1 | --> | 0.1 | 0 | 0 | Constrained, otherwise capacity available =82 kVA | --> | 0.095 | 0 | 0 | 0 | 0 | Constrained, otherwise capacity available =93 kW | --> | E15 ex BATTER LANE TEMPORARY | Batter Lane Temporary 38kv [T421] | GLASMORE |  | 53.5173 | -6.1319
022757X | MV/LV Substation O2***757X |  | 10 kV | _ | LV | 50 kVA :Pole Substation | 0.05 | --> | 0.05 | 0.033 | 4.55 |  | --> | 0.048 | 0 | 0 | 0 | 0 | Constrained, otherwise capacity available =45 kW | --> | C11 ex MALLOW | Mallow [T41,T42] | MALLOW |  | 52.1286 | -8.6497
152410X | MV/LV Substation MU***410X |  | 10 kV | _ | LV | 50 kVA :Pole Substation | 0.05 | --> | 0.05 | 0 | 0 | Constrained, otherwise capacity available =12 kVA | --> | 0.048 | 0 | 0.008 | 0 | 0 | Constrained, otherwise capacity available =36 kW | --> | C12 ex CAPPAMORE | Cappamore [T41,T42] | ARDNACRUSHA |  | 52.6587 | -8.4053
0154155 | MV/LV Substation MC***4155 |  | 10 kV | _ | LV | 400 kVA :Kiosk Substation | 0.4 | --> | 0.4 | 0.264 | 12.6 |  | --> | 0.38 | 0 | 0.042 | 0.33 | 0 |  | --> | C21 ex MONREAD | Monread [T101,T102] | MONREAD |  | 53.2405 | -6.6572
281032 | MV/LV Substation LI***032 |  | 10 kV | _ | LV | 630 kVA :Kiosk Substation | 0.63 | --> | 0.63 | 0 | 0 | Constrained, otherwise capacity available =543 kVA | --> | 0.598 | 0 | 0.036 | 0 | 0 | Constrained, otherwise capacity available =560 kW | --> | C21 ex DOUGLAS | Douglas [T41,T42] | TRABEG |  | 51.8753 | -8.4192
2494148 | MV/LV Substation MA***4148 |  | 10 kV | _ | LV | 50 kVA :Pole Substation | 0.05 | --> | 0.05 | 0 | 0 | Constrained, otherwise capacity available =50 kVA | --> | 0.048 | 0 | 0 | 0 | 0 | Constrained, otherwise capacity available =48 kW | --> | C19 ex LISMORE | Lismore [T41,T42] | DUNGARVAN |  | 52.1409 | -8.0753
0714077 | MV/LV Substation KE***4077 |  | 10 kV | _ | LV | 50 kVA :Pole Substation | 0.05 | --> | 0.05 | 0.05 | 5.58 |  | --> | 0.048 | 0 | 0 | 0.048 | 0 |  | --> | C11 ex KILCOOLE | Kilcoole [T41,T42] | FASSAROE |  | 53.0659 | -6.1143
293777Z | MV/LV Substation BR***777Z |  | 20 kV | _ | LV | 200 kVA :Kiosk Substation | 0.2 | --> | 0.2 | 0.173 | 0.43 |  | --> | 0.19 | 0 | 0.011 | 0 | 0 | Constrained, otherwise capacity available =178 kW | --> | E12 ex TULLOW | Tullow [T421,T422] | CARLOW |  | 52.8034 | -6.7243
0064199 | MV/LV Substation SH***4199 |  | 10 kV | _ | LV | 400 kVA :Kiosk Substation | 0.4 | --> | 0.4 | 0.317 | 3.12 |  | --> | 0.38 | 0 | 0.062 | 0 | 0 | Constrained, otherwise capacity available =323 kW | --> | C11 ex BELLFIELD | Bellfield [T41,T42] | CRANE |  | 52.5134 | -6.5936
093396X | MV/LV Substation PO***396X |  | 10 kV | _ | LV | 200 kVA :Kiosk Substation | 0.2 | --> | 0.2 | 0 | 0 | Constrained, otherwise capacity available =130 kVA | --> | 0.19 | 0 | 0.008 | 0.174 | 0 |  | --> | C20 ex MERVILLE | Merville [T41,T42] | FINGLAS |  | 53.3881 | -6.299
056115Y | MV/LV Substation FA***115Y |  | 10 kV | _ | LV | 400 kVA :Kiosk Substation | 0.4 | --> | 0.4 | 0.279 | 0.89 |  | --> | 0.38 | 0 | 0.006 | 0 | 0 | Constrained, otherwise capacity available =359 kW | --> | C19 ex BIRR | Birr [T41,T422] | DALLOW |  | 53.1002 | -7.9114
015735X | MV/LV Substation OL***735X |  | 10 kV | _ | LV | 100 kVA :Pole Substation | 0.1 | --> | 0.1 | 0 | 0 | Constrained, otherwise capacity available =89 kVA | --> | 0.095 | 0 | 0 | 0 | 0 | Constrained, otherwise capacity available =94 kW | --> | E18 ex BLESSINGTON | Blessington [T421,T422] | KILTEEL |  | 53.1809 | -6.4686
068566X | MV/LV Substation JO***566X |  | 10 kV | _ | LV | 1000 kVA :Building Structure | 1 | --> | 1 | 0 | 0 | Constrained, otherwise capacity available =650 kVA | --> | 0.95 | 0 | 0.017 | 0.5 | 0 |  | --> | C15 ex DRUMCONDRA | Drumcondra [T41,T42] | MCDERMOTT |  | 53.3603 | -6.2537
139470X | MV/LV Substation KI***470X |  | 20 kV | _ | LV | 100 kVA :Pole Substation | 0.1 | --> | 0.1 | 0 | 0 | Constrained, otherwise capacity available =9 kVA | --> | 0.095 | 0 | 0.01 | 0 | 0 | Constrained, otherwise capacity available =74 kW | --> | E21 ex FINEA | Finea [T421,T422] | SHANKILL |  | 53.8611 | -7.3194
003927 | MV/LV Substation RA***927 |  | 10 kV | _ | LV | 200 kVA :Pole Substation | 0.2 | --> | 0.2 | 0.09 | 11.58 |  | --> | 0.19 | 0 | 0.036 | 0 | 0 | Constrained, otherwise capacity available =148 kW | --> | C14 ex BALLYBEG | Ballybeg [T101,T102] | CARRICKMINES |  | 52.9976 | -6.0852
007316 | MV/LV Substation MO***316 |  | 20 kV | _ | LV | 50 kVA :Pole Substation | 0.05 | --> | 0.05 | 0.044 | 16.12 |  | --> | 0.048 | 0 | 0 | 0.047 | 0 |  | --> | E17 ex WEXFORD | Wexford [T121,T122] | WEXFORD |  | 52.2698 | -6.6618
031737 | MV/LV Substation KI***737 |  | 20 kV | _ | LV | 50 kVA :Pole Substation | 0.05 | --> | 0.05 | 0 | 0 | Constrained, otherwise capacity available =28 kVA | --> | 0.048 | 0 | 0.005 | 0 | 0 | Constrained, otherwise capacity available =41 kW | --> | E16 ex KILMACTHOMAS | Kilmacthomas [T421,T422] | DUNGARVAN |  | 52.146 | -7.4851
204097X | MV/LV Substation OH***097X |  | 20 kV | _ | LV | 100 kVA :Pole Substation | 0.1 | --> | 0.1 | 0 | 0 | Constrained, otherwise capacity available =95 kVA | --> | 0.095 | 0 | 0 | 0 | 0 | Constrained, otherwise capacity available =94 kW | --> | E14 ex BUNCRANA | Buncrana [T421,T422] | TRILLICK |  | 55.1812 | -7.4926
009749Y | MV/LV Substation ST***749Y |  | 10 kV | _ | LV | 50 kVA :Pole Substation | 0.05 | --> | 0.05 | 0.045 | 0.95 |  | --> | 0.048 | 0 | 0 | 0 | 0 | Constrained, otherwise capacity available =47 kW | --> | C25 ex TYCOR | Tycor [T41,T42] | WATERFORD |  | 52.2681 | -7.1504
293965X | MV/LV Substation RA***965X |  | 20 kV | _ | LV | 50 kVA :Pole Substation | 0.05 | --> | 0.05 | 0.048 | 0.43 |  | --> | 0.048 | 0 | 0 | 0 | 0 | Constrained, otherwise capacity available =47 kW | --> | E19 ex TULLOW | Tullow [T421,T422] | CARLOW |  | 52.7981 | -6.6806
108004 | MV/LV Substation CL***004 |  | 10 kV | _ | LV | 200 kVA :Pole Substation | 0.2 | --> | 0.2 | 0.119 | 1.57 |  | --> | 0.19 | 0 | 0.01 | 0 | 0 | Constrained, otherwise capacity available =171 kW | --> | C16 ex BALLYSHANNON | Ballyshannon [T41,T42] | CATHALEENS FALL |  | 54.5045 | -8.1921
003062 | MV/LV Substation BR***062 |  | 10 kV | _ | LV | 630 kVA :Kiosk Substation | 0.63 | --> | 0.63 | 0.5 | 11.58 |  | --> | 0.598 | 0 | 0.003 | 0 | 0 | Constrained, otherwise capacity available =582 kW | --> | C20 ex BALLYBEG | Ballybeg [T101,T102] | CARRICKMINES |  | 52.9754 | -6.0532
214188 | MV/LV Substation KI***188 |  | 10 kV | _ | LV | 200 kVA :Pole Substation | 0.2 | --> | 0.2 | 0 | 0 | Constrained, otherwise capacity available =176 kVA | --> | 0.19 | 0 | 0 | 0 | 0 | Constrained, otherwise capacity available =187 kW | --> | C15 ex DRUMQUIN | Drumquin [T42] | ENNIS |  | 52.6753 | -9.1058
426641 | MV/LV Substation TR***641 |  | 20 kV | _ | LV | 630 kVA :Kiosk Substation | 0.63 | --> | 0.63 | 0 | 0 | Constrained, otherwise capacity available =311 kVA | --> | 0.598 | 0 | 0.063 | 0 | 0 | Constrained, otherwise capacity available =507 kW | --> | E16 ex DINGLE | Dingle [T421,T422] | OUGHTRAGH |  | 52.1382 | -10.2705
0824452 | MV/LV Substation GO***4452 |  | 10 kV | _ | LV | 630 kVA :Kiosk Substation | 0.63 | --> | 0.63 | 0 | 0 | Constrained, otherwise capacity available =597 kVA | --> | 0.598 | 0 | 0.068 | 0 | 0 | Constrained, otherwise capacity available =544 kW | --> | C30 ex ACADEMY STREET | Academy Street [T421,T422,T44] | NAVAN |  | 53.654 | -6.6511
151033 | MV/LV Substation VA***033 |  | 10 kV | _ | LV | 50 kVA :Pole Substation | 0.05 | --> | 0.05 | 0 | 0 | Constrained, otherwise capacity available =33 kVA | --> | 0.048 | 0 | 0.005 | 0 | 0 | Constrained, otherwise capacity available =41 kW | --> | C16 ex GARRYSPILLANE | Garryspillane [T41] | TIPPERARY |  | 52.3621 | -8.4693
069040 | MV/LV Substation WO***040 |  | 10 kV | _ | LV | 50 kVA :Pole Substation | 0.05 | --> | 0.05 | 0 | 0 | Constrained, otherwise capacity available =21 kVA | --> | 0.048 | 0 | 0.01 | 0.036 | 0 |  | --> | C14 ex BALLYBODEN | Ballyboden [T41,T42] | COOKSTOWN |  | 53.2692 | -6.3139
065115Z | MV/LV Substation PA***115Z |  | 10 kV | _ | LV | 400 kVA :Kiosk Substation | 0.4 | --> | 0.4 | 0 | 0 | Constrained, otherwise capacity available =367 kVA | --> | 0.38 | 0 | 0.008 | 0 | 0 | Constrained, otherwise capacity available =370 kW | --> | C15 ex LOUGHSHINNY | Loughshinny [T41,T42] | GLASMORE |  | 53.5282 | -6.0988
066765Z | MV/LV Substation KI***765Z |  | 20 kV | _ | LV | 630 kVA :Building Structure | 0.63 | --> | 0.63 | 0 | 0 | Constrained, otherwise capacity available =516 kVA | --> | 0.598 | 0 | 0 | 0 | 0 | Constrained, otherwise capacity available =583 kW | --> | E15 ex ASHBOURNE | Ashbourne [T421,T422] | FINGLAS |  | 53.5119 | -6.4018
0674378 | MV/LV Substation GO***4378 |  | 20 kV | _ | LV | 400 kVA :Kiosk Substation | 0.4 | --> | 0.4 | 0 | 0 | Constrained, otherwise capacity available =387 kVA | --> | 0.38 | 0 | 0.015 | 0 | 0 | Constrained, otherwise capacity available =367 kW | --> | E21 ex CRATLOE | Cratloe [T421,T422] | ARDNACRUSHA |  | 52.7368 | -8.7795
067257Z | MV/LV Substation TO***257Z |  | 10 kV | _ | LV | 200 kVA :Kiosk Substation | 0.2 | --> | 0.2 | 0.187 | 13.8 |  | --> | 0.19 | 0 | 0.006 | 0.184 | 0 |  | --> | C13 ex SINGLAND | Singland [T101,T102] | SINGLAND |  | 52.6659 | -8.6053
022564X | MV/LV Substation DE***564X |  | 10 kV | _ | LV | 50 kVA :Pole Substation | 0.05 | --> | 0.05 | 0 | 0 | Constrained, otherwise capacity available =32 kVA | --> | 0.048 | 0 | 0 | 0 | 0 | Constrained, otherwise capacity available =45 kW | --> | C21 ex SCARTEEN | Scarteen [T41,T42] | MALLOW |  | 52.1386 | -8.6627
068923X | MV/LV Substation SA***923X |  | 10 kV | _ | LV | 1000 kVA :Building Structure | 1 | --> | 1 | 0.5 | 20.78 |  | --> | 0.95 | 0 | 0 | 0.5 | 0 |  | --> | C17 ex HEUSTON SQUARE | Heuston Square [T101,T102] | INCHICORE 220KV |  | 53.344 | -6.2979
093151Y | MV/LV Substation NO***151Y |  | 10 kV | _ | LV | 200 kVA :Building Structure | 0.2 | --> | 0.2 | 0 | 0 | Constrained, otherwise capacity available =197 kVA | --> | 0.19 | 0 | 0 | 0.19 | 0 |  | --> | C19 ex KILMORE | Kilmore [T101,T102,T103] | FINGLAS |  | 53.4097 | -6.2398
266421 | MV/LV Substation NE***421 |  | 20 kV | _ | LV | 50 kVA :Pole Substation | 0.05 | --> | 0.05 | 0 | 0 | Constrained, otherwise capacity available =44 kVA | --> | 0.048 | 0 | 0 | 0 | 0 | Constrained, otherwise capacity available =47 kW | --> | E18 ex CARNDONAGH | Carndonagh [T421,T422] | TRILLICK |  | 55.2527 | -7.2579
237334X | MV/LV Substation DR***334X |  | 10 kV | _ | LV | 50 kVA :Pole Substation | 0.05 | --> | 0.05 | 0 | 0 | Constrained, otherwise capacity available =49 kVA | --> | 0.048 | 0 | 0 | 0 | 0 | Constrained, otherwise capacity available =47 kW | --> | C17 ex DUNLEER | Dunleer [T41,T42] | DRYBRIDGE |  | 53.8592 | -6.3651
054594Y | MV/LV Substation JE***594Y |  | 10 kV | _ | LV | 400 kVA :Kiosk Substation | 0.4 | --> | 0.4 | 0 | 0 | Constrained, otherwise capacity available =366 kVA | --> | 0.38 | 0 | 0 | 0 | 0 | Constrained, otherwise capacity available =375 kW | --> | C19 ex PORTLAOISE | Portlaoise [T41,T42] | PORTLAOISE |  | 53.0352 | -7.302
018198 | MV/LV Substation DR***198 |  | 10 kV | _ | LV | 400 kVA :Building Structure | 0.4 | --> | 0.4 | 0.15 | 3.75 |  | --> | 0.38 | 0 | 0 | 0 | 0 | Constrained, otherwise capacity available =344 kW | --> | C12 ex SMEARLA | Smearla [T41,T42] | TRIEN |  | 52.4385 | -9.5289
023368Y | MV/LV Substation RA***368Y |  | 10 kV | _ | LV | 400 kVA :Kiosk Substation | 0.4 | --> | 0.4 | 0 | 0 | Constrained, otherwise capacity available =322 kVA | --> | 0.38 | 0 | 0 | 0 | 0 | Constrained, otherwise capacity available =369 kW | --> | C21 ex COOLCARRON | Coolcarron [T41,T42] | BARRYMORE |  | 52.1341 | -8.2873
068263 | MV/LV Substation CO***263 |  | 10 kV | _ | LV | 630 kVA :Building Structure | 0.63 | --> | 0.63 | 0.104 | 28.43 |  | --> | 0.598 | 0 | 0 | 0.5 | 0 |  | --> | C44 ex BEDFORD ROW | Bedford Row [T41,T42,T43,T44] | FRANCIS STREET |  | 53.344 | -6.2733
063385X | MV/LV Substation GO***385X |  | 10 kV | _ | LV | 50 kVA :Pole Substation | 0.05 | --> | 0.05 | 0 | 0 | Constrained, otherwise capacity available =50 kVA | --> | 0.048 | 0 | 0 | 0 | 0 | Constrained, otherwise capacity available =47 kW | --> | C15 ex BALLYBAILIE | Ballybailie [T41,T42] | DUNDALK |  | 53.8626 | -6.5617
0304034 | MV/LV Substation MO***4034 |  | 10 kV | _ | LV | 100 kVA :Pole Substation | 0.1 | --> | 0.1 | 0 | 0 | Constrained, otherwise capacity available =80 kVA | --> | 0.095 | 0 | 0 | 0 | 0 | Constrained, otherwise capacity available =92 kW | --> | E19 ex FOXHOLE | Foxhole [T421,T422] | DUNGARVAN |  | 52.0858 | -7.9384
153296 | MV/LV Substation TI***296 |  | 20 kV | _ | LV | 100 kVA :Pole Substation | 0.1 | --> | 0.1 | 0 | 0 | Constrained, otherwise capacity available =93 kVA | --> | 0.095 | 0 | 0.01 | 0 | 0 | Constrained, otherwise capacity available =87 kW | --> | E14 ex BIRDHILL | Birdhill [T421,T422] | ARDNACRUSHA |  | 52.8293 | -8.2668
350180X | MV/LV Substation RO***180X |  | 10 kV | _ | LV | 400 kVA :Kiosk Substation | 0.4 | --> | 0.4 | 0.34 | 1.57 |  | --> | 0.38 | 0 | 0.015 | 0 | 0 | Constrained, otherwise capacity available =360 kW | --> | C15 ex BUNDORAN | Bundoran [T41,T42] | CATHALEENS FALL |  | 54.4733 | -8.284
056234Y | MV/LV Substation BA***234Y |  | 20 kV | _ | LV | 50 kVA :Pole Substation | 0.05 | --> | 0.05 | 0.049 | 0.89 |  | --> | 0.048 | 0 | 0 | 0 | 0 | Constrained, otherwise capacity available =47 kW | --> | E12 ex BIRR | Birr [T41,T422] | DALLOW |  | 53.0986 | -7.7415
009770X | MV/LV Substation BR***770X |  | 10 kV | _ | LV | 400 kVA :Building Structure | 0.4 | --> | 0.4 | 0.322 | 0.53 |  | --> | 0.38 | 0 | 0 | 0 | 0 | Constrained, otherwise capacity available =370 kW | --> | C22 ex MANOR STREET | Manor Street [T41,T42] | WATERFORD |  | 52.2604 | -7.1123
266420 | MV/LV Substation SC***420 |  | 20 kV | _ | LV | 200 kVA :Pole Substation | 0.2 | --> | 0.2 | 0 | 0 | Constrained, otherwise capacity available =180 kVA | --> | 0.19 | 0 | 0 | 0 | 0 | Constrained, otherwise capacity available =187 kW | --> | E14 ex CARNDONAGH | Carndonagh [T421,T422] | TRILLICK |  | 55.2544 | -7.2637
154494Z | MV/LV Substation MA***494Z |  | 10 kV | _ | LV | 400 kVA :Kiosk Substation | 0.4 | --> | 0.4 | 0 | 0 | Constrained, otherwise capacity available =366 kVA | --> | 0.38 | 0 | 0.003 | 0 | 0 | Constrained, otherwise capacity available =373 kW | --> | C21 ex MONEYCOOLEY | Moneycooley [T41,T42,T44] | GRIFFINRATH |  | 53.3861 | -6.5958
160570Y | MV/LV Substation KI***570Y |  | 10 kV | _ | LV | 400 kVA :Kiosk Substation | 0.4 | --> | 0.4 | 0 | 0 | Constrained, otherwise capacity available =336 kVA | --> | 0.38 | 0 | 0.014 | 0 | 0 | Constrained, otherwise capacity available =361 kW | --> | C15 ex PORTARLINGTON | Portarlington [T41,T42] | PORTLAOISE |  | 53.1586 | -7.1825
064937Y | MV/LV Substation GR***937Y |  | 10 kV | _ | LV | 200 kVA :Kiosk Substation | 0.2 | --> | 0.2 | 0 | 0 | Constrained, otherwise capacity available =162 kVA | --> | 0.19 | 0 | 0.004 | 0 | 0 | Constrained, otherwise capacity available =182 kW | --> | C12 ex MORNINGTON ROAD | Mornington Road [T41,T42] | DRYBRIDGE |  | 53.7068 | -6.3061
062599X | MV/LV Substation BA***599X |  | 20 kV | _ | LV | 100 kVA :Pole Substation | 0.1 | --> | 0.1 | 0.084 | 2.33 |  | --> | 0.095 | 0 | 0.03 | 0 | 0 | Constrained, otherwise capacity available =71 kW | --> | C26 ex DUNDALK | Dundalk [T41,T42] | DUNDALK |  | 53.9942 | -6.5593
139002 | MV/LV Substation CH***002 |  | 10 kV | _ | LV | 200 kVA :Pole Substation | 0.2 | --> | 0.2 | 0.032 | 4 |  | --> | 0.19 | 0 | 0 | 0 | 0 | Constrained, otherwise capacity available =166 kW | --> | C17 ex BALLYJAMESDUFF | Ballyjamesduff [T41,T42] | SHANKILL |  | 53.862 | -7.2069
015909 | MV/LV Substation JO***909 |  | 10 kV | _ | LV | 400 kVA :Kiosk Substation | 0.4 | --> | 0.4 | 0 | 0 | Constrained, otherwise capacity available =347 kVA | --> | 0.38 | 0 | 0 | 0 | 0 | Constrained, otherwise capacity available =373 kW | --> | C12 ex JOHNSTOWN | Johnstown [T41,T42] | KILTEEL |  | 53.2358 | -6.6251
238702 | MV/LV Substation DO***702 |  | 20 kV | _ | LV | 50 kVA :Pole Substation | 0.05 | --> | 0.05 | 0 | 0 | Constrained, otherwise capacity available =48 kVA | --> | 0.048 | 0 | 0 | 0 | 0 | Constrained, otherwise capacity available =47 kW | --> | E18 ex BALLINROBE | Ballinrobe [T421,T422] | DALTON |  | 53.6959 | -9.3079
036090 | MV/LV Substation PO***090 |  | 20 kV | _ | LV | 50 kVA :Pole Substation | 0.05 | --> | 0.05 | 0 | 0 | Constrained, otherwise capacity available =46 kVA | --> | 0.048 | 0 | 0 | 0 | 0 | Constrained, otherwise capacity available =47 kW | --> | E20 ex GARRANACANTY | Garranacanty [T421,T422] | TIPPERARY |  | 52.5177 | -8.1114
068895 | MV/LV Substation PO***895 |  | 10 kV | _ | LV | 1000 kVA :Building Structure | 1 | --> | 1 | 0.5 | 2.6 |  | --> | 0.95 | 0 | 0 | 0.5 | 0 |  | --> | C29 ex WOLFE TONE STREET | Wolfe Tone Street [T101,T102] | FINGLAS |  | 53.3496 | -6.2572
019434 | MV/LV Substation CH***434 |  | 10 kV | _ | LV | 50 kVA :Pole Substation | 0.05 | --> | 0.05 | 0.039 | 2.18 |  | --> | 0.048 | 0 | 0.01 | 0 | 0 | Constrained, otherwise capacity available =39 kW | --> | C12 ex BALLYRICKARD | Ballyrickard [T41,T42] | TRALEE |  | 52.2915 | -9.8331
015050 | MV/LV Substation NE***050 |  | 20 kV | _ | LV | 100 kVA :Pole Substation | 0.1 | --> | 0.1 | 0 | 0 | Constrained, otherwise capacity available =80 kVA | --> | 0.095 | 0 | 0.012 | 0 | 0 | Constrained, otherwise capacity available =83 kW | --> | E13 ex BLESSINGTON | Blessington [T421,T422] | KILTEEL |  | 53.173 | -6.5498
001197X | MV/LV Substation WI***197X |  | 10 kV | _ | LV | 630 kVA :Kiosk Substation | 0.63 | --> | 0.63 | 0.5 | 7.75 |  | --> | 0.598 | 0 | 0 | 0.5 | 0 |  | --> | C26 ex MILLTOWN (DR) | Milltown (dr) [T101,T102] | INCHICORE 220KV |  | 53.3013 | -6.2454
015635Z | MV/LV Substation GR***635Z |  | 10 kV | _ | LV | 200 kVA :Kiosk Substation | 0.2 | --> | 0.2 | 0 | 0 | Constrained, otherwise capacity available =159 kVA | --> | 0.19 | 0 | 0.019 | 0 | 0 | Constrained, otherwise capacity available =170 kW | --> | C16 ex JOHNSTOWN | Johnstown [T41,T42] | KILTEEL |  | 53.2369 | -6.6159
158796X | MV/LV Substation CO***796X |  | 20 kV | _ | LV | 50 kVA :Pole Substation | 0.05 | --> | 0.05 | 0 | 0 | Constrained, otherwise capacity available =35 kVA | --> | 0.048 | 0 | 0 | 0 | 0 | Constrained, otherwise capacity available =45 kW | --> | C22 ex ENNISTYMON | Ennistymon [T41,T42] | ENNIS |  | 53.0079 | -9.3499
081279Z | MV/LV Substation LE***279Z |  | 10 kV | _ | LV | 200 kVA :Kiosk Substation | 0.2 | --> | 0.2 | 0 | 0 | Constrained, otherwise capacity available =168 kVA | --> | 0.19 | 0 | 0 | 0 | 0 | Constrained, otherwise capacity available =186 kW | --> | C12 ex LEIXLIP | Leixlip [T41,T42] | GRIFFINRATH |  | 53.3724 | -6.4861
209545 | MV/LV Substation RO***545 |  | 20 kV | _ | LV | 200 kVA :Pole Substation | 0.2 | --> | 0.2 | 0 | 0 | Constrained, otherwise capacity available =185 kVA | --> | 0.19 | 0 | 0.047 | 0 | 0 | Constrained, otherwise capacity available =153 kW | --> | C21 ex MILFORD (NR) | Milford (nr) [T41,T42] | LETTERKENNY |  | 55.1883 | -7.8294
156946 | MV/LV Substation DU***946 |  | 20 kV | _ | LV | 50 kVA :Pole Substation | 0.05 | --> | 0.05 | 0.039 | 2.1 |  | --> | 0.048 | 0 | 0.006 | 0 | 0 | Constrained, otherwise capacity available =42 kW | --> | E17 ex LISDRUM | Lisdrum [T422] | LISDRUM |  | 54.2293 | -6.9708
068780X | MV/LV Substation PO***780X |  | 10 kV | _ | LV | 1000 kVA :Building Structure | 1 | --> | 1 | 0 | 0 | Constrained, otherwise capacity available =828 kVA | --> | 0.95 | 0 | 0 | 0.5 | 0 |  | --> | C11 ex DRUMCONDRA | Drumcondra [T41,T42] | MCDERMOTT |  | 53.3597 | -6.256
067072X | MV/LV Substation TH***072X |  | 10 kV | _ | LV | 1000 kVA :Building Structure | 1 | --> | 1 | 0 | 0 | Constrained, otherwise capacity available =819 kVA | --> | 0.95 | 0 | 0 | 0 | 0 | Constrained, otherwise capacity available =925 kW | --> | C19 ex CAHERDAVIN | Caherdavin [T41,T42] | ARDNACRUSHA |  | 52.6735 | -8.6432
293398Y | MV/LV Substation SP***398Y |  | 20 kV | _ | LV | 100 kVA :Pole Substation | 0.1 | --> | 0.1 | 0.096 | 1.13 |  | --> | 0.095 | 0 | 0.01 | 0 | 0 | Constrained, otherwise capacity available =87 kW | --> | E22 ex BUNCLODY | Bunclody [T421,T422] | CRANE |  | 52.7261 | -6.609
0334149 | MV/LV Substation CO***4149 |  | 10 kV | _ | LV | 400 kVA :Building Structure | 0.4 | --> | 0.4 | 0 | 0 | Constrained, otherwise capacity available =365 kVA | --> | 0.38 | 0 | 0 | 0.059 | 0 | Constrained, otherwise capacity available =375 kW | --> | C16 ex CREGG ROAD | Cregg Road [T41,T42] | BALLYDINE |  | 52.3524 | -7.3877
065578X | MV/LV Substation G ***578X |  | 20 kV | _ | LV | 200 kVA :Pole Substation | 0.2 | --> | 0.2 | 0 | 0 | Constrained, otherwise capacity available =130 kVA | --> | 0.19 | 0 | 0 | 0 | 0 | Constrained, otherwise capacity available =180 kW | --> | E23 ex BALTRASNA | Baltrasna [T121,T122] | BALTRASNA |  | 53.5692 | -6.3832
068506X | MV/LV Substation TO***506X |  | 10 kV | _ | LV | 630 kVA :Kiosk Substation | 0.63 | --> | 0.63 | 0.5 | 9.02 |  | --> | 0.598 | 0 | 0 | 0.5 | 0 |  | --> | C17 ex MISERY HILL | Misery Hill [T101,T102] | POOLBEG |  | 53.3495 | -6.2496
021663X | MV/LV Substation PU***663X |  | 10 kV | _ | LV | 630 kVA :Building Structure | 0.63 | --> | 0.63 | 0.5 | 6.78 |  | --> | 0.598 | 0 | 0 | 0.5 | 0 |  | --> | C17 ex CASTLEVIEW | Castleview [T101,T102] | CASTLEVIEW |  | 51.8987 | -8.3742
032631 | MV/LV Substation NE***631 |  | 10 kV | _ | LV | 200 kVA :Kiosk Substation | 0.2 | --> | 0.2 | 0 | 0 | Constrained, otherwise capacity available =124 kVA | --> | 0.19 | 0 | 0.056 | 0 | 0 | Constrained, otherwise capacity available =138 kW | --> | C12 ex TRAMORE | Tramore [T41,T42] | BUTLERSTOWN |  | 52.1524 | -7.1713
081054Y | MV/LV Substation LE***054Y |  | 10 kV | _ | LV | 400 kVA :Kiosk Substation | 0.4 | --> | 0.4 | 0 | 0 | Constrained, otherwise capacity available =272 kVA | --> | 0.38 | 0 | 0.023 | 0 | 0 | Constrained, otherwise capacity available =345 kW | --> | C17 ex LEIXLIP | Leixlip [T41,T42] | GRIFFINRATH |  | 53.3614 | -6.4998
238891X | MV/LV Substation CL***891X |  | 20 kV | _ | LV | 50 kVA :Pole Substation | 0.05 | --> | 0.05 | 0 | 0 | Constrained, otherwise capacity available =48 kVA | --> | 0.048 | 0 | 0 | 0 | 0 | Constrained, otherwise capacity available =47 kW | --> | E14 ex BALLINROBE | Ballinrobe [T421,T422] | DALTON |  | 53.6478 | -9.1976
2814006 | MV/LV Substation BA***4006 |  | 10 kV | _ | LV | 50 kVA :Pole Substation | 0.05 | --> | 0.05 | 0 | 0 | Constrained, otherwise capacity available =36 kVA | --> | 0.048 | 0 | 0 | 0.046 | 0 |  | --> | C24 ex BISHOPSTOWN | Bishopstown [T41,T42] | KILBARRY |  | 51.8645 | -8.5482
252906X | MV/LV Substation CU***906X |  | 10 kV | _ | LV | 200 kVA :Kiosk Substation | 0.2 | --> | 0.2 | 0.179 | 2.76 |  | --> | 0.19 | 0 | 0 | 0.187 | 0 |  | --> | C19 ex RECESS | Recess [T41] | SCREEB |  | 53.3975 | -9.9211
066850Z | MV/LV Substation GR***850Z |  | 20 kV | _ | LV | 50 kVA :Pole Substation | 0.05 | --> | 0.05 | 0 | 0 | Constrained, otherwise capacity available =46 kVA | --> | 0.048 | 0 | 0 | 0.047 | 0 |  | --> | C24 ex MACETOWN | Macetown [T101,T102] | MACETOWN |  | 53.4727 | -6.4222
426753 | MV/LV Substation BA***753 |  | 20 kV | _ | LV | 100 kVA :Pole Substation | 0.1 | --> | 0.1 | 0 | 0 | Constrained, otherwise capacity available =87 kVA | --> | 0.095 | 0 | 0 | 0 | 0 | Constrained, otherwise capacity available =93 kW | --> | E16 ex DINGLE | Dingle [T421,T422] | OUGHTRAGH |  | 52.1554 | -10.2498
150111X | MV/LV Substation MC***111X |  | 20 kV | _ | LV | 200 kVA :Pole Substation | 0.2 | --> | 0.2 | 0.169 | 3.96 |  | --> | 0.19 | 0 | 0 | 0 | 0 | Constrained, otherwise capacity available =188 kW | --> | E19 ex STRANORLAR | Stranorlar [T421,T422] | LETTERKENNY |  | 54.7939 | -7.8147
053801Y | MV/LV Substation CE***801Y |  | 10 kV | _ | LV | 630 kVA :Building Structure | 0.63 | --> | 0.63 | 0 | 0 | Constrained, otherwise capacity available =536 kVA | --> | 0.598 | 0 | 0.01 | 0.5 | 0 |  | --> | C19 ex CLONMINCH | Clonminch [T41,T422] | THORNSBERRY |  | 53.2597 | -7.4888
052572Z | MV/LV Substation R ***572Z |  | 20 kV | _ | LV | 630 kVA :Kiosk Substation | 0.63 | --> | 0.63 | 0 | 0 | Constrained, otherwise capacity available =573 kVA | --> | 0.598 | 0 | 0 | 0 | 0 | Constrained, otherwise capacity available =591 kW | --> | E14 ex BALLINDERRY | Ballinderry [T41,T422] | MULLINGAR |  | 53.4169 | -7.2981
067978Y | MV/LV Substation RA***978Y |  | 20 kV | _ | LV | 400 kVA :Kiosk Substation | 0.4 | --> | 0.4 | 0 | 0 | Constrained, otherwise capacity available =343 kVA | --> | 0.38 | 0 | 0.03 | 0 | 0 | Constrained, otherwise capacity available =350 kW | --> | E16 ex DRUMLINE | Drumline [T421,T422] | DRUMLINE |  | 52.7139 | -8.8543
093323 | MV/LV Substation CO***323 |  | 10 kV | _ | LV | 200 kVA :Building Structure | 0.2 | --> | 0.2 | 0.169 | 2.86 |  | --> | 0.19 | 0 | 0 | 0.186 | 0 |  | --> | C14 ex BALLYMUN | Ballymun [T41,T42] | FINGLAS |  | 53.3937 | -6.2622
288279 | MV/LV Substation AS***279 |  | 10 kV | _ | LV | 200 kVA :Pole Substation | 0.2 | --> | 0.2 | 0.041 | 0.04 | Constrained, otherwise capacity available =104 kVA | --> | 0.19 | 0 | 0.053 | 0.137 | 0 |  | --> | C16 ex LITTLE BRAY | Little Bray [T41,T42] | FASSAROE |  | 53.2303 | -6.1297
034012 | MV/LV Substation WE***012 |  | 10 kV | _ | LV | 630 kVA :Building Structure | 0.63 | --> | 0.63 | 0.268 | 0.95 |  | --> | 0.598 | 0 | 0.025 | 0 | 0 | Constrained, otherwise capacity available =529 kW | --> | C16 ex SPA ROAD | Spa Road [T41,T42] | DOON |  | 52.3528 | -7.6978
081518X | MV/LV Substation CA***518X |  | 10 kV | _ | LV | 200 kVA :Kiosk Substation | 0.2 | --> | 0.2 | 0 | 0 | Constrained, otherwise capacity available =126 kVA | --> | 0.19 | 0 | 0.044 | 0 | 0 | Constrained, otherwise capacity available =147 kW | --> | C15 ex CASTLEKNOCK | Castleknock [T41,T42] | FINGLAS |  | 53.3708 | -6.3611
065733 | MV/LV Substation RO***733 |  | 20 kV | _ | LV | 50 kVA :Pole Substation | 0.05 | --> | 0.05 | 0 | 0 | Constrained, otherwise capacity available =38 kVA | --> | 0.048 | 0 | 0 | 0 | 0 | Constrained, otherwise capacity available =46 kW | --> | E15 ex BATTER LANE TEMPORARY | Batter Lane Temporary 38kv [T421] | GLASMORE |  | 53.517 | -6.1525
281338X | MV/LV Substation BU***338X |  | 10 kV | _ | LV | 50 kVA :Pole Substation | 0.05 | --> | 0.05 | 0 | 0 | Constrained, otherwise capacity available =42 kVA | --> | 0.048 | 0 | 0 | 0 | 0 | Constrained, otherwise capacity available =46 kW | --> | C17 ex CARRIGALINE | Carrigaline [T41,T42] | BARNAHELY |  | 51.7806 | -8.2949
068252X | MV/LV Substation BA***252X |  | 10 kV | _ | LV | 630 kVA :Building Structure | 0.63 | --> | 0.63 | 0.5 | 11.14 |  | --> | 0.598 | 0 | 0.006 | 0.5 | 0 |  | --> | C24 ex CABRA | Cabra [T101,T102] | FINGLAS |  | 53.3758 | -6.308
009236X | MV/LV Substation GO***236X |  | 10 kV | _ | LV | 400 kVA :Kiosk Substation | 0.4 | --> | 0.4 | 0.339 | 0.53 |  | --> | 0.38 | 0 | 0 | 0 | 0 | Constrained, otherwise capacity available =372 kW | --> | C11 ex MANOR STREET | Manor Street [T41,T42] | WATERFORD |  | 52.2488 | -7.0603
288140 | MV/LV Substation CL***140 |  | 10 kV | _ | LV | 400 kVA :Kiosk Substation | 0.4 | --> | 0.4 | 0 | 0 | Constrained, otherwise capacity available =287 kVA | --> | 0.38 | 0 | 0.094 | 0.295 | 0 |  | --> | C11 ex SANDYFORD | Sandyford [T41,T42] | CARRICKMINES |  | 53.2767 | -6.2372
010226X | MV/LV Substation IN***226X |  | 10 kV | _ | LV | 50 kVA :Pole Substation | 0.05 | --> | 0.05 | 0 | 0 | Constrained, otherwise capacity available =33 kVA | --> | 0.048 | 0 | 0 | 0 | 0 | Constrained, otherwise capacity available =45 kW | --> | C16 ex GRAIGUENAMANAGH | Graiguenamanagh [T41,T42] | KILKENNY |  | 52.4901 | -7.0693
144687X | MV/LV Substation CO***687X |  | 10 kV | _ | LV | 50 kVA :Pole Substation | 0.05 | --> | 0.05 | 0 | 0 | Constrained, otherwise capacity available =41 kVA | --> | 0.048 | 0 | 0 | 0 | 0 | Constrained, otherwise capacity available =46 kW | --> | C11 ex CASTLECOMER | Castlecomer [T41,T42] | BALLYRAGGET |  | 52.7891 | -7.1424
025104Y | MV/LV Substation CA***104Y |  | 20 kV | _ | LV | 50 kVA :Pole Substation | 0.05 | --> | 0.05 | 0.05 | 2.96 |  | --> | 0.048 | 0 | 0 | 0 | 0 | Constrained, otherwise capacity available =48 kW | --> | E11 ex CHARLEVILLE | Charleville [T421,T422] | CHARLEVILLE |  | 52.3265 | -8.6714
065710 | MV/LV Substation BA***710 |  | 10 kV | _ | LV | 100 kVA :Pole Substation | 0.1 | --> | 0.1 | 0 | 0 | Constrained, otherwise capacity available =72 kVA | --> | 0.095 | 0 | 0.024 | 0 | 0 | Constrained, otherwise capacity available =73 kW | --> | C16 ex LOUGHSHINNY | Loughshinny [T41,T42] | GLASMORE |  | 53.5796 | -6.1521
037974X | MV/LV Substation TR***974X |  | 10 kV | _ | LV | 50 kVA :Pole Substation | 0.05 | --> | 0.05 | 0 | 0 | Constrained, otherwise capacity available =43 kVA | --> | 0.048 | 0 | 0 | 0 | 0 | Constrained, otherwise capacity available =46 kW | --> | C20 ex CAHIRCALLA | Cahircalla [T41,T42] | ENNIS |  | 52.8338 | -9.009
046049 | MV/LV Substation CA***049 |  | 10 kV | _ | LV | 200 kVA :Kiosk Substation | 0.2 | --> | 0.2 | 0.179 | 5.48 |  | --> | 0.19 | 0 | 0 | 0.187 | 0 |  | --> | C14 ex BALLYTIVNAN | Ballytivnan [T41,T42] | SLIGO |  | 54.2785 | -8.4749
082100Z | MV/LV Substation BE***100Z |  | 20 kV | _ | LV | 200 kVA :Kiosk Substation | 0.2 | --> | 0.2 | 0 | 0 | Constrained, otherwise capacity available =163 kVA | --> | 0.19 | 0 | 0.006 | 0 | 0 | Constrained, otherwise capacity available =180 kW | --> | E17 ex ACADEMY STREET | Academy Street [T421,T422,T44] | NAVAN |  | 53.5617 | -6.6615
041114Y | MV/LV Substation SE***114Y |  | 20 kV | _ | LV | 50 kVA :Pole Substation | 0.05 | --> | 0.05 | 0 | 0 | Constrained, otherwise capacity available =47 kVA | --> | 0.048 | 0 | 0 | 0 | 0 | Constrained, otherwise capacity available =47 kW | --> | E14 ex DALTON | Dalton [T421,T422] | DALTON |  | 53.7814 | -8.9322
0684229 | MV/LV Substation WA***4229 |  | 10 kV | _ | LV | 630 kVA :Building Structure | 0.63 | --> | 0.63 | 0.5 | 9.28 |  | --> | 0.598 | 0 | 0 | 0.5 | 0 |  | --> | C25 ex PEMBROKE | Pembroke [T41,T42,T43,T44] | RINGSEND |  | 53.3412 | -6.239
182680X | MV/LV Substation IR***680X |  | 10 kV | _ | LV | 630 kVA :Building Structure | 0.63 | --> | 0.63 | 0 | 0 | Constrained, otherwise capacity available =630 kVA | --> | 0.598 | 0 | 0 | 0 | 0 | Constrained, otherwise capacity available =598 kW | --> | C15 ex TULLA | Tulla [T41,T42] | ENNIS |  | 52.873 | -8.6939
053907 | MV/LV Substation TU***907 |  | 10 kV | _ | LV | 30 kVA :Pole Substation | 0.03 | --> | 0.03 | 0 | 0 | Constrained, otherwise capacity available =29 kVA | --> | 0.028 | 0 | 0 | 0.028 | 0 |  | --> | C21 ex CLONMINCH | Clonminch [T41,T422] | THORNSBERRY |  | 53.2481 | -7.4782
095046Y | MV/LV Substation GL***046Y |  | 10 kV | _ | LV | 50 kVA :Pole Substation | 0.05 | --> | 0.05 | 0.041 | 0.7 |  | --> | 0.048 | 0 | 0 | 0 | 0 | Constrained, otherwise capacity available =46 kW | --> | C15 ex KILRUSH | Kilrush [T41,T42] | TULLABRACK |  | 52.6383 | -9.4759
238019 | MV/LV Substation CH***019 |  | 20 kV | _ | LV | 400 kVA :Kiosk Substation | 0.4 | --> | 0.4 | 0 | 0 | Constrained, otherwise capacity available =348 kVA | --> | 0.38 | 0 | 0 | 0 | 0 | Constrained, otherwise capacity available =373 kW | --> | E13 ex BALLINROBE | Ballinrobe [T421,T422] | DALTON |  | 53.6286 | -9.2267
068299X | MV/LV Substation CA***299X |  | 10 kV | _ | LV | 630 kVA :Building Structure | 0.63 | --> | 0.63 | 0 | 0 | Constrained, otherwise capacity available =470 kVA | --> | 0.598 | 0 | 0 | 0.5 | 0 |  | --> | C17 ex CAMDEN ROW | Camden Row [T41] | FRANCIS STREET |  | 53.341 | -6.277
015065Z | MV/LV Substation ST***065Z |  | 10 kV | _ | LV | 100 kVA :Pole Substation | 0.1 | --> | 0.1 | 0 | 0 | Constrained, otherwise capacity available =90 kVA | --> | 0.095 | 0 | 0 | 0 | 0 | Constrained, otherwise capacity available =94 kW | --> | C19 ex SALLINS | Sallins [T41,T42] | GRIFFINRATH |  | 53.2453 | -6.7372
066516Z | MV/LV Substation BO***516Z |  | 10 kV | _ | LV | 400 kVA :Kiosk Substation | 0.4 | --> | 0.4 | 0 | 0 | Constrained, otherwise capacity available =400 kVA | --> | 0.38 | 0 | 0 | 0.38 | 0 |  | --> | C20 ex MOUNTGORRY | Mountgorry [T41,T42] | GRANGE (DR) |  | 53.4439 | -6.234
164052 | MV/LV Substation BA***052 |  | 10 kV | _ | LV | 50 kVA :Pole Substation | 0.05 | --> | 0.05 | 0 | 0 | Constrained, otherwise capacity available =44 kVA | --> | 0.048 | 0 | 0 | 0 | 0 | Constrained, otherwise capacity available =47 kW | --> | C17 ex SKIBBEREEN | Skibbereen [T41,T42] | DUNMANWAY |  | 51.5322 | -9.2151
082784Y | MV/LV Substation SK***784Y |  | 20 kV | _ | LV | 50 kVA :Pole Substation | 0.05 | --> | 0.05 | 0 | 0 | Constrained, otherwise capacity available =50 kVA | --> | 0.048 | 0 | 0 | 0 | 0 | Constrained, otherwise capacity available =48 kW | --> | E11 ex ACADEMY STREET | Academy Street [T421,T422,T44] | NAVAN |  | 53.5835 | -6.5466
039520 | MV/LV Substation GA***520 |  | 10 kV | _ | LV | 400 kVA :Building Structure | 0.4 | --> | 0.4 | 0 | 0 | Constrained, otherwise capacity available =299 kVA | --> | 0.38 | 0 | 0.009 | 0 | 0 | Constrained, otherwise capacity available =359 kW | --> | C17 ex ORANMORE | Oranmore [T41,T44] | GALWAY 110KV |  | 53.2811 | -8.9275
0334348 | MV/LV Substation DE***4348 |  | 20 kV | _ | LV | 50 kVA :Pole Substation | 0.05 | --> | 0.05 | 0 | 0 | Constrained, otherwise capacity available =50 kVA | --> | 0.048 | 0 | 0 | 0 | 0 | Constrained, otherwise capacity available =48 kW | --> | C18 ex DEERPARK | Deerpark [T41,T42] | BALLYDINE |  | 52.3547 | -7.4267
2664087 | MV/LV Substation DR***4087 |  | 20 kV | _ | LV | 50 kVA :Pole Substation | 0.05 | --> | 0.05 | 0 | 0 | Constrained, otherwise capacity available =50 kVA | --> | 0.048 | 0 | 0 | 0 | 0 | Constrained, otherwise capacity available =48 kW | --> | E17 ex CARNDONAGH | Carndonagh [T421,T422] | TRILLICK |  | 55.2759 | -7.2452
001142 | MV/LV Substation NE***142 |  | 10 kV | _ | LV | 630 kVA :Kiosk Substation | 0.63 | --> | 0.63 | 0.404 | 1.55 |  | --> | 0.598 | 0 | 0.111 | 0.485 | 0 |  | --> | C21 ex MONKSTOWN | Monkstown [T41,T42] | BLACKROCK |  | 53.2902 | -6.1739
365098X | MV/LV Substation CA***098X |  | 10 kV | _ | LV | 630 kVA :Kiosk Substation | 0.63 | --> | 0.63 | 0 | 0 | Constrained, otherwise capacity available =390 kVA | --> | 0.598 | 0 | 0.035 | 0.5 | 0 |  | --> | C15 ex CLONDALKIN | Clondalkin [T41,T42,T44] | INCHICORE 220KV |  | 53.3216 | -6.3907
0604009 | MV/LV Substation CA***4009 |  | 20 kV | _ | LV | 50 kVA :Pole Substation | 0.05 | --> | 0.05 | 0 | 0 | Constrained, otherwise capacity available =36 kVA | --> | 0.048 | 0 | 0 | 0 | 0 | Constrained, otherwise capacity available =46 kW | --> | C18 ex CLONES | Clones [T41,T42] | SHANKILL |  | 54.1303 | -7.2174
068719 | MV/LV Substation TH***719 |  | 10 kV | _ | LV | 200 kVA :Kiosk Substation | 0.2 | --> | 0.2 | 0.15 | 11.14 |  | --> | 0.19 | 0 | 0.016 | 0.171 | 0 |  | --> | C17 ex CABRA | Cabra [T101,T102] | FINGLAS |  | 53.3718 | -6.283
180180Y | MV/LV Substation TE***180Y |  | 10 kV | _ | LV | 50 kVA :Pole Substation | 0.05 | --> | 0.05 | 0.048 | 3.27 |  | --> | 0.048 | 0 | 0 | 0 | 0 | Constrained, otherwise capacity available =47 kW | --> | C11 ex LLOYD | Lloyd [T41,T42] | NAVAN |  | 53.7491 | -6.9611
249108 | MV/LV Substation CU***108 |  | 10 kV | _ | LV | 50 kVA :Pole Substation | 0.05 | --> | 0.05 | 0 | 0 | Constrained, otherwise capacity available =42 kVA | --> | 0.048 | 0 | 0.025 | 0 | 0 | Constrained, otherwise capacity available =28 kW | --> | C19 ex LISMORE | Lismore [T41,T42] | DUNGARVAN |  | 52.1136 | -7.9621
003259Y | MV/LV Substation PE***259Y |  | 10 kV | _ | LV | 100 kVA :Pole Substation | 0.1 | --> | 0.1 | 0.067 | 11.58 |  | --> | 0.095 | 0 | 0 | 0 | 0 | Constrained, otherwise capacity available =90 kW | --> | C14 ex BALLYBEG | Ballybeg [T101,T102] | CARRICKMINES |  | 52.9961 | -6.0843
093014 | MV/LV Substation BA***014 |  | 10 kV | _ | LV | 400 kVA :Kiosk Substation | 0.4 | --> | 0.4 | 0 | 0 | Constrained, otherwise capacity available =281 kVA | --> | 0.38 | 0 | 0.025 | 0.345 | 0 |  | --> | C22 ex POPPINTREE | Poppintree [T101,T102] | FINGLAS |  | 53.3883 | -6.2788
120118Y | MV/LV Substation KI***118Y |  | 20 kV | _ | LV | 200 kVA :Kiosk Substation | 0.2 | --> | 0.2 | 0 | 0 | Constrained, otherwise capacity available =100 kVA | --> | 0.19 | 0 | 0.018 | 0 | 0 | Constrained, otherwise capacity available =163 kW | --> | E11 ex EDENDERRY | Edenderry [T421,T422] | BLAKE |  | 53.3369 | -7.0663
007466Z | MV/LV Substation LA***466Z |  | 20 kV | _ | LV | 100 kVA :Pole Substation | 0.1 | --> | 0.1 | 0.086 | 16.12 |  | --> | 0.095 | 0 | 0 | 0.093 | 0 |  | --> | E17 ex WEXFORD | Wexford [T121,T122] | WEXFORD |  | 52.3395 | -6.5677
120215Y | MV/LV Substation MA***215Y |  | 10 kV | _ | LV | 50 kVA :Pole Substation | 0.05 | --> | 0.05 | 0.05 | 3.5 |  | --> | 0.048 | 0 | 0 | 0 | 0 | Constrained, otherwise capacity available =47 kW | --> | E14 ex DUNFIRTH | Dunfirth [T122] | DUNFIRTH |  | 53.3609 | -6.8309
066188X | MV/LV Substation BR***188X |  | 10 kV | _ | LV | 400 kVA :Kiosk Substation | 0.4 | --> | 0.4 | 0 | 0 | Constrained, otherwise capacity available =262 kVA | --> | 0.38 | 0 | 0.012 | 0.352 | 0 |  | --> | C13 ex SUTTON | Sutton [T41,T42] | GRANGE (DR) |  | 53.3933 | -6.1321
035024 | MV/LV Substation TA***024 |  | 10 kV | _ | LV | 200 kVA :Pole Substation | 0.2 | --> | 0.2 | 0.099 | 6.17 |  | --> | 0.19 | 0 | 0 | 0 | 0 | Constrained, otherwise capacity available =176 kW | --> | C20 ex CAHIR | Cahir [T41,T42] | CAHIR |  | 52.3794 | -7.9317
012290Y | MV/LV Substation RA***290Y |  | 20 kV | _ | LV | 400 kVA :Kiosk Substation | 0.4 | --> | 0.4 | 0.388 | 1.99 |  | --> | 0.38 | 0 | 0 | 0 | 0 | Constrained, otherwise capacity available =378 kW | --> | C19 ex GRAIGUE | Graigue [T41,T42] | CARLOW |  | 52.822 | -6.9397
059376X | MV/LV Substation CH***376X |  | 10 kV | _ | LV | 100 kVA :Pole Substation | 0.1 | --> | 0.1 | 0 | 0 | Constrained, otherwise capacity available =69 kVA | --> | 0.095 | 0 | 0.016 | 0 | 0 | Constrained, otherwise capacity available =79 kW | --> | C18 ex CAVAN | Cavan [T42,T421] | SHANKILL |  | 54.0014 | -7.3624
281169Y | MV/LV Substation TO***169Y |  | 10 kV | _ | LV | 400 kVA :Kiosk Substation | 0.4 | --> | 0.4 | 0 | 0 | Constrained, otherwise capacity available =170 kVA | --> | 0.38 | 0 | 0.017 | 0 | 0 | Constrained, otherwise capacity available =335 kW | --> | C14 ex TOGHER | Togher [T41,T42] | TRABEG |  | 51.8743 | -8.4956
288268 | MV/LV Substation KI***268 |  | 10 kV | _ | LV | 200 kVA :Building Structure | 0.2 | --> | 0.2 | 0 | 0 | Constrained, otherwise capacity available =172 kVA | --> | 0.19 | 0 | 0 | 0.186 | 0 |  | --> | C17 ex SANDYFORD | Sandyford [T41,T42] | CARRICKMINES |  | 53.261 | -6.2111
093393 | MV/LV Substation SA***393 |  | 10 kV | _ | LV | 630 kVA :Building Structure | 0.63 | --> | 0.63 | 0 | 0 | Constrained, otherwise capacity available =457 kVA | --> | 0.598 | 0 | 0 | 0.5 | 0 |  | --> | C18 ex POPPINTREE | Poppintree [T101,T102] | FINGLAS |  | 53.3957 | -6.2484
003920X | MV/LV Substation BA***920X |  | 10 kV | _ | LV | 100 kVA :Pole Substation | 0.1 | --> | 0.1 | 0.092 | 11.58 |  | --> | 0.095 | 0 | 0.006 | 0 | 0 | Constrained, otherwise capacity available =90 kW | --> | C23 ex BALLYBEG | Ballybeg [T101,T102] | CARRICKMINES |  | 52.9162 | -6.1127
053018Z | MV/LV Substation AS***018Z |  | 10 kV | _ | LV | 400 kVA :Kiosk Substation | 0.4 | --> | 0.4 | 0 | 0 | Constrained, otherwise capacity available =367 kVA | --> | 0.38 | 0 | 0.003 | 0.373 | 0 |  | --> | C13 ex CLONMINCH | Clonminch [T41,T422] | THORNSBERRY |  | 53.2698 | -7.4856
0394194 | MV/LV Substation CO***4194 |  | 10 kV | _ | LV | 630 kVA :Building Structure | 0.63 | --> | 0.63 | 0 | 0 | Constrained, otherwise capacity available =602 kVA | --> | 0.598 | 0 | 0.01 | 0 | 0 | Constrained, otherwise capacity available =587 kW | --> | C18 ex ORANMORE | Oranmore [T41,T44] | GALWAY 110KV |  | 53.2606 | -8.924
139691X | MV/LV Substation DE***691X |  | 10 kV | _ | LV | 50 kVA :Pole Substation | 0.05 | --> | 0.05 | 0.038 | 4 |  | --> | 0.048 | 0 | 0 | 0 | 0 | Constrained, otherwise capacity available =46 kW | --> | C14 ex BALLYJAMESDUFF | Ballyjamesduff [T41,T42] | SHANKILL |  | 53.8388 | -7.0931
160897Y | MV/LV Substation TH***897Y |  | 10 kV | _ | LV | 630 kVA :Kiosk Substation | 0.63 | --> | 0.63 | 0 | 0 | Constrained, otherwise capacity available =552 kVA | --> | 0.598 | 0 | 0 | 0 | 0 | Constrained, otherwise capacity available =588 kW | --> | C15 ex PORTARLINGTON | Portarlington [T41,T42] | PORTLAOISE |  | 53.1576 | -7.1803
093607Z | MV/LV Substation RI***607Z |  | 10 kV | _ | LV | 400 kVA :Kiosk Substation | 0.4 | --> | 0.4 | 0.4 | 7.91 |  | --> | 0.38 | 0 | 0 | 0.38 | 0 |  | --> | C26 ex PELLETSTOWN | Pelletstown [T101,T102] | FINGLAS |  | 53.3789 | -6.3412
006526X | MV/LV Substation TI***526X |  | 20 kV | _ | LV | 100 kVA :Pole Substation | 0.1 | --> | 0.1 | 0.081 | 16.12 |  | --> | 0.095 | 0 | 0.003 | 0.09 | 0 |  | --> | E21 ex WEXFORD | Wexford [T121,T122] | WEXFORD |  | 52.418 | -6.5299
249191Z | MV/LV Substation BL***191Z |  | 10 kV | _ | LV | 200 kVA :Kiosk Substation | 0.2 | --> | 0.2 | 0 | 0 | Constrained, otherwise capacity available =167 kVA | --> | 0.19 | 0 | 0 | 0 | 0 | Constrained, otherwise capacity available =186 kW | --> | C15 ex KILCLOHER | Kilcloher [T41,T42] | DUNGARVAN |  | 52.0864 | -7.8536
067789Y | MV/LV Substation PL***789Y |  | 10 kV | _ | LV | 400 kVA :Building Structure | 0.4 | --> | 0.4 | 0 | 0 | Constrained, otherwise capacity available =350 kVA | --> | 0.38 | 0 | 0 | 0 | 0 | Constrained, otherwise capacity available =373 kW | --> | C20 ex DOCK ROAD | Dock Road [T41,T42] | LIMERICK |  | 52.6503 | -8.6633
065123Z | MV/LV Substation WE***123Z |  | 20 kV | _ | LV | 400 kVA :Kiosk Substation | 0.4 | --> | 0.4 | 0 | 0 | Constrained, otherwise capacity available =284 kVA | --> | 0.38 | 0 | 0.066 | 0.315 | 0 |  | --> | C26 ex STEPHENSTOWN | Stephenstown [T101,T102] | FINGLAS |  | 53.6093 | -6.1987
125342 | MV/LV Substation KN***342 |  | 20 kV | _ | LV | 50 kVA :Pole Substation | 0.05 | --> | 0.05 | 0.036 | 0.22 |  | --> | 0.048 | 0 | 0 | 0 | 0 | Constrained, otherwise capacity available =46 kW | --> | C16 ex KILSHANNY | Kilshanny [T41,T42] | CAHIR |  | 52.2655 | -8.1439
363168 | MV/LV Substation LE***168 |  | 20 kV | _ | LV | 100 kVA :Pole Substation | 0.1 | --> | 0.1 | 0.089 | 3.75 |  | --> | 0.095 | 0 | 0.045 | 0 | 0 | Constrained, otherwise capacity available =60 kW | --> | C14 ex SMEARLA | Smearla [T41,T42] | TRIEN |  | 52.5126 | -9.3934
3654214 | MV/LV Substation TR***4214 |  | 10 kV | _ | LV | 1000 kVA :Building Structure | 1 | --> | 1 | 0 | 0 | Constrained, otherwise capacity available =984 kVA | --> | 0.95 | 0 | 0 | 0.5 | 0 |  | --> | C23 ex CITYWEST | Citywest [T101,T102] | INCHICORE 220KV |  | 53.2845 | -6.4236
037915 | MV/LV Substation CA***915 |  | 10 kV | _ | LV | 200 kVA :Kiosk Substation | 0.2 | --> | 0.2 | 0 | 0 | Constrained, otherwise capacity available =161 kVA | --> | 0.19 | 0 | 0.028 | 0 | 0 | Constrained, otherwise capacity available =164 kW | --> | C20 ex CAHIRCALLA | Cahircalla [T41,T42] | ENNIS |  | 52.8345 | -9.0002
064520 | MV/LV Substation GO***520 |  | 20 kV | _ | LV | 100 kVA :Pole Substation | 0.1 | --> | 0.1 | 0 | 0 | Constrained, otherwise capacity available =94 kVA | --> | 0.095 | 0 | 0 | 0 | 0 | Constrained, otherwise capacity available =94 kW | --> | E15 ex JULIANSTOWN | Julianstown [T421,T422] | DRYBRIDGE |  | 53.6305 | -6.2315
154175Y | MV/LV Substation MO***175Y |  | 10 kV | _ | LV | 200 kVA :Kiosk Substation | 0.2 | --> | 0.2 | 0 | 0 | Constrained, otherwise capacity available =84 kVA | --> | 0.19 | 0 | 0.04 | 0 | 0 | Constrained, otherwise capacity available =144 kW | --> | C21 ex MONEYCOOLEY | Moneycooley [T41,T42,T44] | GRIFFINRATH |  | 53.3892 | -6.6016
039878 | MV/LV Substation BA***878 |  | 10 kV | _ | LV | 1000 kVA :Building Structure | 1 | --> | 1 | 0 | 0 | Constrained, otherwise capacity available =872 kVA | --> | 0.95 | 0 | 0 | 0.5 | 0 |  | --> | C26 ex GALWAY 110KV | Galway 110kv [T102,T103] | GALWAY 110KV |  | 53.291 | -9.0046
019365 | MV/LV Substation CA***365 |  | 10 kV | _ | LV | 50 kVA :Pole Substation | 0.05 | --> | 0.05 | 0.036 | 2.18 |  | --> | 0.048 | 0 | 0.005 | 0 | 0 | Constrained, otherwise capacity available =42 kW | --> | C16 ex BALLYRICKARD | Ballyrickard [T41,T42] | TRALEE |  | 52.2765 | -9.7244
180933X | MV/LV Substation CA***933X |  | 10 kV | _ | LV | 100 kVA :Pole Substation | 0.1 | --> | 0.1 | 0.094 | 3.27 |  | --> | 0.095 | 0 | 0 | 0 | 0 | Constrained, otherwise capacity available =94 kW | --> | C11 ex LLOYD | Lloyd [T41,T42] | NAVAN |  | 53.7465 | -6.9392
184187 | MV/LV Substation MC***187 |  | 10 kV | _ | LV | 630 kVA :Building Structure | 0.63 | --> | 0.63 | 0.5 | 3.38 |  | --> | 0.598 | 0 | 0 | 0 | 0 | Constrained, otherwise capacity available =593 kW | --> | C19 ex CASTLEBLAYNEY | Castleblayney [T41,T42] | DUNDALK |  | 54.113 | -6.7515
162414X | MV/LV Substation CO***414X |  | 10 kV | _ | LV | 50 kVA :Pole Substation | 0.05 | --> | 0.05 | 0.038 | 0.25 |  | --> | 0.048 | 0 | 0 | 0 | 0 | Constrained, otherwise capacity available =46 kW | --> | C16 ex ROSSGEIR | Rossgeir [T41,T42] | LETTERKENNY |  | 54.9552 | -7.4473
034030 | MV/LV Substation SI***030 |  | 10 kV | _ | LV | 200 kVA :Pole Substation | 0.2 | --> | 0.2 | 0.131 | 0.95 |  | --> | 0.19 | 0 | 0.024 | 0 | 0 | Constrained, otherwise capacity available =163 kW | --> | C18 ex SPA ROAD | Spa Road [T41,T42] | DOON |  | 52.3576 | -7.6807
3654235 | MV/LV Substation TH***4235 |  | 10 kV | _ | LV | 630 kVA :Kiosk Substation | 0.63 | --> | 0.63 | 0 | 0 | Constrained, otherwise capacity available =476 kVA | --> | 0.598 | 0 | 0.114 | 0.493 | 0 |  | --> | C22 ex CITYWEST | Citywest [T101,T102] | INCHICORE 220KV |  | 53.2899 | -6.4164
154486Z | MV/LV Substation CO***486Z |  | 10 kV | _ | LV | 400 kVA :Kiosk Substation | 0.4 | --> | 0.4 | 0 | 0 | Constrained, otherwise capacity available =231 kVA | --> | 0.38 | 0 | 0 | 0 | 0 | Constrained, otherwise capacity available =356 kW | --> | C18 ex COOLMINE | Coolmine [T41,T42] | FINGLAS |  | 53.384 | -6.4004
365923X | MV/LV Substation CO***923X |  | 10 kV | _ | LV | 200 kVA :Building Structure | 0.2 | --> | 0.2 | 0 | 0 | Constrained, otherwise capacity available =164 kVA | --> | 0.19 | 0 | 0 | 0.185 | 0 |  | --> | C12 ex TYMON | Tymon [T41,T42] | COOKSTOWN |  | 53.3008 | -6.3487
068132X | MV/LV Substation SA***132X |  | 10 kV | _ | LV | 400 kVA :Kiosk Substation | 0.4 | --> | 0.4 | 0.322 | 4.6 |  | --> | 0.38 | 0 | 0.004 | 0.366 | 0 |  | --> | C18 ex KINGSBRIDGE | Kingsbridge [T41,T42] | INCHICORE 220KV |  | 53.3468 | -6.308
052515Z | MV/LV Substation CA***515Z |  | 10 kV | _ | LV | 200 kVA :Pole Substation | 0.2 | --> | 0.2 | 0 | 0 | Constrained, otherwise capacity available =169 kVA | --> | 0.19 | 0 | 0.014 | 0 | 0 | Constrained, otherwise capacity available =175 kW | --> | C17 ex DELVIN | Delvin [T41,T42] | MULLINGAR |  | 53.6606 | -7.0194
059643Y | MV/LV Substation CL***643Y |  | 10 kV | _ | LV | 630 kVA :Kiosk Substation | 0.63 | --> | 0.63 | 0 | 0 | Constrained, otherwise capacity available =487 kVA | --> | 0.598 | 0 | 0.04 | 0 | 0 | Constrained, otherwise capacity available =549 kW | --> | C18 ex CAVAN | Cavan [T42,T421] | SHANKILL |  | 53.9891 | -7.3758
158042X | MV/LV Substation BO***042X |  | 20 kV | _ | LV | 100 kVA :Pole Substation | 0.1 | --> | 0.1 | 0 | 0 | Constrained, otherwise capacity available =84 kVA | --> | 0.095 | 0 | 0.005 | 0 | 0 | Constrained, otherwise capacity available =89 kW | --> | C22 ex ENNISTYMON | Ennistymon [T41,T42] | ENNIS |  | 53.0085 | -9.3572
144872X | MV/LV Substation FR***872X |  | 20 kV | _ | LV | 50 kVA :Pole Substation | 0.05 | --> | 0.05 | 0.044 | 2.78 |  | --> | 0.048 | 0 | 0 | 0 | 0 | Constrained, otherwise capacity available =47 kW | --> | E13 ex BALLYRAGGET | Ballyragget [T421,T422] | BALLYRAGGET |  | 52.7347 | -7.4023
0654378 | MV/LV Substation BR***4378 |  | 10 kV | _ | LV | 630 kVA :Kiosk Substation | 0.63 | --> | 0.63 | 0 | 0 | Constrained, otherwise capacity available =630 kVA | --> | 0.598 | 0 | 0 | 0 | 0 | Constrained, otherwise capacity available =598 kW | --> | C15 ex LOUGHSHINNY | Loughshinny [T41,T42] | GLASMORE |  | 53.5238 | -6.0928
366936 | MV/LV Substation DR***936 |  | 20 kV | _ | LV | 100 kVA :Pole Substation | 0.1 | --> | 0.1 | 0.083 | 1.47 |  | --> | 0.095 | 0 | 0 | 0.093 | 0 |  | --> | C16 ex SCREEB | Screeb [T41] | SCREEB |  | 53.2441 | -9.6738
066869X | MV/LV Substation ME***869X |  | 20 kV | _ | LV | 200 kVA :Kiosk Substation | 0.2 | --> | 0.2 | 0 | 0 | Constrained, otherwise capacity available =104 kVA | --> | 0.19 | 0 | 0.045 | 0 | 0 | Constrained, otherwise capacity available =143 kW | --> | E18 ex BALTRASNA | Baltrasna [T121,T122] | BALTRASNA |  | 53.5047 | -6.4639
0694071 | MV/LV Substation OW***4071 |  | 10 kV | _ | LV | 630 kVA :Kiosk Substation | 0.63 | --> | 0.63 | 0 | 0 | Constrained, otherwise capacity available =604 kVA | --> | 0.598 | 0 | 0.002 | 0.5 | 0 |  | --> | C19 ex BALLYBODEN | Ballyboden [T41,T42] | COOKSTOWN |  | 53.2832 | -6.2975
127695X | MV/LV Substation MO***695X |  | 10 kV | _ | LV | 50 kVA :Pole Substation | 0.05 | --> | 0.05 | 0.042 | 5.89 |  | --> | 0.048 | 0 | 0 | 0 | 0 | Constrained, otherwise capacity available =46 kW | --> | C18 ex CASHEL | Cashel [T41,T42] | CAHIR |  | 52.5093 | -7.8305
017804X | MV/LV Substation FO***804X |  | 10 kV | _ | LV | 400 kVA :Kiosk Substation | 0.4 | --> | 0.4 | 0.253 | 1.58 |  | --> | 0.38 | 0 | 0.006 | 0 | 0 | Constrained, otherwise capacity available =355 kW | --> | C11 ex FOYNES | Foynes [T41,T42] | RATHKEALE |  | 52.6113 | -9.1091
089707 | MV/LV Substation BE***707 |  | 10 kV | _ | LV | 50 kVA :Pole Substation | 0.05 | --> | 0.05 | 0.009 | 2.33 |  | --> | 0.048 | 0 | 0 | 0 | 0 | Constrained, otherwise capacity available =42 kW | --> | E18 ex MOY | Moy [T421,T422] | MOY |  | 54.133 | -9.1459
122167 | MV/LV Substation CO***167 |  | 10 kV | _ | LV | 50 kVA :Pole Substation | 0.05 | --> | 0.05 | 0.048 | 4.18 |  | --> | 0.048 | 0 | 0 | 0 | 0 | Constrained, otherwise capacity available =47 kW | --> | C17 ex KINGSCOURT | Kingscourt [T41,T42] | MEATH HILL |  | 53.9151 | -6.7721
053469 | MV/LV Substation TO***469 |  | 20 kV | _ | LV | 100 kVA :Pole Substation | 0.1 | --> | 0.1 | 0 | 0 | Constrained, otherwise capacity available =98 kVA | --> | 0.095 | 0 | 0 | 0.095 | 0 |  | --> | E20 ex CLONMINCH | Clonminch [T41,T422] | THORNSBERRY |  | 53.2988 | -7.3092
066689 | MV/LV Substation TA***689 |  | 20 kV | _ | LV | 50 kVA :Pole Substation | 0.05 | --> | 0.05 | 0 | 0 | Constrained, otherwise capacity available =45 kVA | --> | 0.048 | 0 | 0.005 | 0 | 0 | Constrained, otherwise capacity available =43 kW | --> | E12 ex ASHBOURNE | Ashbourne [T421,T422] | FINGLAS |  | 53.4921 | -6.4357
293712Z | MV/LV Substation BR***712Z |  | 20 kV | _ | LV | 630 kVA :Building Structure | 0.63 | --> | 0.63 | 0.431 | 0.43 | Constrained, otherwise capacity available =526 kVA | --> | 0.598 | 0 | 0.005 | 0 | 0 | Constrained, otherwise capacity available =580 kW | --> | E15 ex TULLOW | Tullow [T421,T422] | CARLOW |  | 52.8031 | -6.7382
461429 | MV/LV Substation CU***429 |  | 20 kV | _ | LV | 50 kVA :Pole Substation | 0.05 | --> | 0.05 | 0.039 | 2.33 |  | --> | 0.048 | 0 | 0.004 | 0 | 0 | Constrained, otherwise capacity available =43 kW | --> | E14 ex MOY | Moy [T421,T422] | MOY |  | 54.1382 | -9.1648
060683X | MV/LV Substation TO***683X |  | 10 kV | _ | LV | 50 kVA :Pole Substation | 0.05 | --> | 0.05 | 0.048 | 4 |  | --> | 0.048 | 0 | 0 | 0 | 0 | Constrained, otherwise capacity available =47 kW | --> | C18 ex BALLYJAMESDUFF | Ballyjamesduff [T41,T42] | SHANKILL |  | 53.958 | -7.0622
071097 | MV/LV Substation ST***097 |  | 10 kV | _ | LV | 50 kVA :Pole Substation | 0.05 | --> | 0.05 | 0 | 0 | Constrained, otherwise capacity available =23 kVA | --> | 0.048 | 0 | 0.026 | 0.024 | 0 |  | --> | C22 ex GREYSTONES | Greystones [T41,T42] | FASSAROE |  | 53.1261 | -6.1012
117443Y | MV/LV Substation FO***443Y |  | 20 kV | _ | LV | 400 kVA :Kiosk Substation | 0.4 | --> | 0.4 | 0 | 0 | Constrained, otherwise capacity available =360 kVA | --> | 0.38 | 0 | 0.018 | 0 | 0 | Constrained, otherwise capacity available =361 kW | --> | E14 ex COLLOONEY | Collooney [T421,T422] | SLIGO |  | 54.1688 | -8.6096
015386 | MV/LV Substation IR***386 |  | 10 kV | _ | LV | 630 kVA :Building Structure | 0.63 | --> | 0.63 | 0.387 | 12.6 |  | --> | 0.598 | 0 | 0 | 0.5 | 0 |  | --> | C18 ex MONREAD | Monread [T101,T102] | MONREAD |  | 53.2305 | -6.6875
150030X | MV/LV Substation MA***030X |  | 20 kV | _ | LV | 50 kVA :Pole Substation | 0.05 | --> | 0.05 | 0.046 | 3.96 |  | --> | 0.048 | 0 | 0 | 0 | 0 | Constrained, otherwise capacity available =47 kW | --> | E19 ex STRANORLAR | Stranorlar [T421,T422] | LETTERKENNY |  | 54.826 | -7.9296
081198X | MV/LV Substation CH***198X |  | 10 kV | _ | LV | 1000 kVA :Building Structure | 1 | --> | 1 | 0 | 0 | Constrained, otherwise capacity available =766 kVA | --> | 0.95 | 0 | 0 | 0 | 0 | Constrained, otherwise capacity available =918 kW | --> | C13 ex PALMERSTOWN | Palmerstown [T41,T42] | FINGLAS |  | 53.3467 | -6.3781
064726Y | MV/LV Substation MI***726Y |  | 10 kV | _ | LV | 200 kVA :Kiosk Substation | 0.2 | --> | 0.2 | 0 | 0 | Constrained, otherwise capacity available =148 kVA | --> | 0.19 | 0 | 0.03 | 0 | 0 | Constrained, otherwise capacity available =160 kW | --> | C18 ex RATHMULLAN | Rathmullan [T41,T42] | DRYBRIDGE |  | 53.7028 | -6.3463
099475X | MV/LV Substation PA***475X |  | 10 kV | _ | LV | 630 kVA :Kiosk Substation | 0.63 | --> | 0.63 | 0.5 | 2.96 |  | --> | 0.598 | 0 | 0 | 0 | 0 | Constrained, otherwise capacity available =594 kW | --> | C12 ex BALLYRAINE | Ballyraine [T41,T42] | LETTERKENNY |  | 54.9541 | -7.7091
029544Y | MV/LV Substation RE***544Y |  | 10 kV | _ | LV | 400 kVA :Kiosk Substation | 0.4 | --> | 0.4 | 0 | 0 | Constrained, otherwise capacity available =330 kVA | --> | 0.38 | 0 | 0.012 | 0.362 | 0 |  | --> | C13 ex MIDLETON | Midleton [T101,T102] | MIDLETON |  | 51.9235 | -8.1683
161756 | MV/LV Substation UA***756 |  | 10 kV | _ | LV | 200 kVA :Pole Substation | 0.2 | --> | 0.2 | 0.032 | 6.53 |  | --> | 0.19 | 0 | 0.005 | 0.162 | 0 |  | --> | C17 ex OUGHTERARD | Oughterard [T41,T42] | SCREEB |  | 53.4275 | -9.3181
099042 | MV/LV Substation MT***042 |  | 10 kV | _ | LV | 400 kVA :Building Structure | 0.4 | --> | 0.4 | 0.211 | 2.96 |  | --> | 0.38 | 0 | 0.011 | 0 | 0 | Constrained, otherwise capacity available =345 kW | --> | C12 ex BALLYRAINE | Ballyraine [T41,T42] | LETTERKENNY |  | 54.9502 | -7.7148
054705Y | MV/LV Substation DE***705Y |  | 20 kV | _ | LV | 50 kVA :Pole Substation | 0.05 | --> | 0.05 | 0 | 0 | Constrained, otherwise capacity available =46 kVA | --> | 0.048 | 0 | 0.006 | 0 | 0 | Constrained, otherwise capacity available =42 kW | --> | E13 ex ABBEYLEIX | Abbeyleix [T422] | PORTLAOISE |  | 52.9476 | -7.3877
071950 | MV/LV Substation MI***950 |  | 10 kV | _ | LV | 400 kVA :Building Structure | 0.4 | --> | 0.4 | 0 | 0 | Constrained, otherwise capacity available =308 kVA | --> | 0.38 | 0 | 0 | 0.367 | 0 |  | --> | C22 ex GREYSTONES | Greystones [T41,T42] | FASSAROE |  | 53.1364 | -6.0646
066875 | MV/LV Substation MU***875 |  | 20 kV | _ | LV | 200 kVA :Pole Substation | 0.2 | --> | 0.2 | 0 | 0 | Constrained, otherwise capacity available =187 kVA | --> | 0.19 | 0 | 0 | 0 | 0 | Constrained, otherwise capacity available =188 kW | --> | E21 ex ASHBOURNE | Ashbourne [T421,T422] | FINGLAS |  | 53.5271 | -6.2847
005367 | MV/LV Substation WA***367 |  | 20 kV | _ | LV | 100 kVA :Pole Substation | 0.1 | --> | 0.1 | 0.095 | 17.8 |  | --> | 0.095 | 0 | 0 | 0.094 | 0 |  | --> | E22 ex BANOGE | Banoge [T121,T122] | BANOGE |  | 52.6276 | -6.4187
365981X | MV/LV Substation AI***981X |  | 10 kV | _ | LV | 630 kVA :Building Structure | 0.63 | --> | 0.63 | 0 | 0 | Constrained, otherwise capacity available =491 kVA | --> | 0.598 | 0 | 0.085 | 0.5 | 0 |  | --> | C13 ex BELGARD | Belgard [T41,T42] | COOKSTOWN |  | 53.2953 | -6.3587
281630X | MV/LV Substation QU***630X |  | 10 kV | _ | LV | 1000 kVA :Building Structure | 1 | --> | 1 | 0.5 | 7.88 |  | --> | 0.95 | 0 | 0 | 0.5 | 0 |  | --> | C21 ex LIBERTY STREET | Liberty Street [T101,T102] | LIBERTY STREET |  | 51.8982 | -8.4767
068626X | MV/LV Substation SO***626X |  | 10 kV | _ | LV | 50 kVA :Building Structure | 0.05 | --> | 0.05 | 0 | 9.28 |  | --> | 0.048 | 0 | 0 | 0.038 | 0 |  | --> | C20 ex PEMBROKE | Pembroke [T41,T42,T43,T44] | RINGSEND |  | 53.3376 | -6.2065
022570 | MV/LV Substation PU***570 |  | 10 kV | _ | LV | 100 kVA :Pole Substation | 0.1 | --> | 0.1 | 0.085 | 2.24 |  | --> | 0.095 | 0 | 0 | 0 | 0 | Constrained, otherwise capacity available =93 kW | --> | C19 ex CASTLETOWNROCHE | Castletownroche [T41] | MALLOW |  | 52.183 | -8.4647
2384131 | MV/LV Substation BR***4131 |  | 20 kV | _ | LV | 50 kVA :Pole Substation | 0.05 | --> | 0.05 | 0 | 0 | Constrained, otherwise capacity available =42 kVA | --> | 0.048 | 0 | 0.015 | 0 | 0 | Constrained, otherwise capacity available =35 kW | --> | E14 ex BALLINROBE | Ballinrobe [T421,T422] | DALTON |  | 53.6722 | -9.2096
021412Z | MV/LV Substation SH***412Z |  | 20 kV | _ | LV | 400 kVA :Kiosk Substation | 0.4 | --> | 0.4 | 0 | 0 | Constrained, otherwise capacity available =269 kVA | --> | 0.38 | 0 | 0.025 | 0.343 | 0 |  | --> | C26 ex KILBARRY | Kilbarry [T101,T43] | KILBARRY |  | 51.928 | -8.5161
0934301 | MV/LV Substation CH***4301 |  | 10 kV | _ | LV | 400 kVA :Kiosk Substation | 0.4 | --> | 0.4 | 0 | 0 | Constrained, otherwise capacity available =278 kVA | --> | 0.38 | 0 | 0 | 0.363 | 0 |  | --> | C27 ex POPPINTREE | Poppintree [T101,T102] | FINGLAS |  | 53.4019 | -6.3032
067255Z | MV/LV Substation PA***255Z |  | 10 kV | _ | LV | 1000 kVA :Building Structure | 1 | --> | 1 | 0.5 | 13.8 |  | --> | 0.95 | 0 | 0.01 | 0.5 | 0 |  | --> | C19 ex SINGLAND | Singland [T101,T102] | SINGLAND |  | 52.6647 | -8.5847
064864Y | MV/LV Substation EA***864Y |  | 20 kV | _ | LV | 400 kVA :Kiosk Substation | 0.4 | --> | 0.4 | 0 | 0 | Constrained, otherwise capacity available =324 kVA | --> | 0.38 | 0 | 0.013 | 0 | 0 | Constrained, otherwise capacity available =360 kW | --> | E17 ex JULIANSTOWN | Julianstown [T421,T422] | DRYBRIDGE |  | 53.7016 | -6.2596
066075Y | MV/LV Substation DA***075Y |  | 10 kV | _ | LV | 200 kVA :Kiosk Substation | 0.2 | --> | 0.2 | 0 | 0 | Constrained, otherwise capacity available =156 kVA | --> | 0.19 | 0 | 0.031 | 0 | 0 | Constrained, otherwise capacity available =161 kW | --> | C14 ex SWORDS | Swords [T41,T42] | GLASMORE |  | 53.4651 | -6.2361
062735Y | MV/LV Substation FI***735Y |  | 10 kV | _ | LV | 200 kVA :Kiosk Substation | 0.2 | --> | 0.2 | 0.192 | 3.12 |  | --> | 0.19 | 0 | 0 | 0 | 0 | Constrained, otherwise capacity available =189 kW | --> | C18 ex MARSHES | Marshes [T41,T42] | DUNDALK |  | 53.9859 | -6.3791
136669Y | MV/LV Substation AB***669Y |  | 10 kV | _ | LV | 400 kVA :Kiosk Substation | 0.4 | --> | 0.4 | 0 | 0 | Constrained, otherwise capacity available =275 kVA | --> | 0.38 | 0 | 0.046 | 0 | 0 | Constrained, otherwise capacity available =329 kW | --> | C17 ex ROSCOMMON | Roscommon [T41,T42] | LANESBORO |  | 53.6187 | -8.1991
281443 | MV/LV Substation ME***443 |  | 10 kV | _ | LV | 1000 kVA :Building Structure | 1 | --> | 1 | 0.5 | 4.67 |  | --> | 0.95 | 0 | 0.005 | 0.5 | 0 |  | --> | C19 ex CENTRE PARK ROAD | Marina [T105,T106] | MARINA |  | 51.8993 | -8.4682
026022 | MV/LV Substation GU***022 |  | 10 kV | _ | LV | 50 kVA :Pole Substation | 0.05 | --> | 0.05 | 0.037 | 8.66 |  | --> | 0.048 | 0 | 0.009 | 0 | 0 | Constrained, otherwise capacity available =39 kW | --> | C13 ex BANDON | Bandon [T101,T42] | BANDON |  | 51.7364 | -8.752
136024 | MV/LV Substation CA***024 |  | 10 kV | _ | LV | 50 kVA :Pole Substation | 0.05 | --> | 0.05 | 0 | 0 | Constrained, otherwise capacity available =44 kVA | --> | 0.048 | 0 | 0 | 0 | 0 | Constrained, otherwise capacity available =47 kW | --> | C12 ex ROSCOMMON | Roscommon [T41,T42] | LANESBORO |  | 53.6393 | -8.2039
2814154 | MV/LV Substation KN***4154 |  | 10 kV | _ | LV | 200 kVA :Pole Substation | 0.2 | --> | 0.2 | 0 | 0 | Constrained, otherwise capacity available =200 kVA | --> | 0.19 | 0 | 0 | 0.19 | 0 |  | --> | C11 ex BALLINCOLLIG | Ballincollig [T41,T42] | KILBARRY |  | 51.8387 | -8.5995
281779Z | MV/LV Substation TH***779Z |  | 10 kV | _ | LV | 400 kVA :Building Structure | 0.4 | --> | 0.4 | 0.336 | 6.78 |  | --> | 0.38 | 0 | 0 | 0.371 | 0 |  | --> | C38 ex CASTLEVIEW | Castleview [T101,T102] | CASTLEVIEW |  | 51.8847 | -8.3931
062079Y | MV/LV Substation KI***079Y |  | 10 kV | _ | LV | 200 kVA :Kiosk Substation | 0.2 | --> | 0.2 | 0.126 | 0.72 |  | --> | 0.19 | 0 | 0.034 | 0 | 0 | Constrained, otherwise capacity available =154 kW | --> | C15 ex COES ROAD | Coes Road [T41,T42] | DUNDALK |  | 53.9908 | -6.3722
365171 | MV/LV Substation FO***171 |  | 10 kV | _ | LV | 630 kVA :Building Structure | 0.63 | --> | 0.63 | 0 | 0 | Constrained, otherwise capacity available =466 kVA | --> | 0.598 | 0 | 0 | 0.5 | 0 |  | --> | C14 ex FORTUNESTOWN | Fortunestown [T101,T102] | INCHICORE 220KV |  | 53.2832 | -6.4252
110119X | MV/LV Substation OA***119X |  | 10 kV | _ | LV | 200 kVA :Kiosk Substation | 0.2 | --> | 0.2 | 0.171 | 0.76 |  | --> | 0.19 | 0 | 0.006 | 0 | 0 | Constrained, otherwise capacity available =182 kW | --> | C16 ex KENMARE | Kenmare [T42] | KNOCKEARAGH |  | 51.8846 | -9.5742
059420Y | MV/LV Substation TE***420Y |  | 20 kV | _ | LV | 200 kVA :Pole Substation | 0.2 | --> | 0.2 | 0 | 0 | Constrained, otherwise capacity available =199 kVA | --> | 0.19 | 0 | 0 | 0 | 0 | Constrained, otherwise capacity available =190 kW | --> | E11 ex CAVAN | Cavan [T42,T421] | SHANKILL |  | 54.0513 | -7.3146
417217X | MV/LV Substation DR***217X |  | 20 kV | _ | LV | 100 kVA :Pole Substation | 0.1 | --> | 0.1 | 0.079 | 8.5 |  | --> | 0.095 | 0 | 0.005 | 0 | 0 | Constrained, otherwise capacity available =88 kW | --> | E14 ex ARIGNA | Arigna [T121] | ARIGNA |  | 54.0312 | -7.973
2484254 | MV/LV Substation BO***4254 |  | 20 kV | _ | LV | 50 kVA :Pole Substation | 0.05 | --> | 0.05 | 0 | 0 | Constrained, otherwise capacity available =50 kVA | --> | 0.048 | 0 | 0 | 0 | 0 | Constrained, otherwise capacity available =48 kW | --> | E13 ex KILCOCK | Kilcock [T421,T422] | GRIFFINRATH |  | 53.4777 | -6.6121
011950X | MV/LV Substation BA***950X |  | 10 kV | _ | LV | 50 kVA :Pole Substation | 0.05 | --> | 0.05 | 0.035 | 5.05 |  | --> | 0.048 | 0 | 0.011 | 0 | 0 | Constrained, otherwise capacity available =37 kW | --> | C20 ex MCDONAGH | Mcdonagh [T41,T42] | KILKENNY |  | 52.6843 | -7.1678
154145Z | MV/LV Substation PL***145Z |  | 10 kV | _ | LV | 200 kVA :Kiosk Substation | 0.2 | --> | 0.2 | 0 | 0 | Constrained, otherwise capacity available =118 kVA | --> | 0.19 | 0 | 0.05 | 0.141 | 0 |  | --> | C23 ex MACETOWN | Macetown [T101,T102] | MACETOWN |  | 53.4252 | -6.4836
017074 | MV/LV Substation KN***074 |  | 10 kV | _ | LV | 50 kVA :Pole Substation | 0.05 | --> | 0.05 | 0.008 | 1.05 |  | --> | 0.048 | 0 | 0.021 | 0 | 0 | Constrained, otherwise capacity available =26 kW | --> | C16 ex NEWCASTLEWEST | Newcastlewest [T41,T42] | RATHKEALE |  | 52.4948 | -9.146
064289Z | MV/LV Substation KI***289Z |  | 20 kV | _ | LV | 100 kVA :Pole Substation | 0.1 | --> | 0.1 | 0 | 0 | Constrained, otherwise capacity available =100 kVA | --> | 0.095 | 0 | 0 | 0 | 0 | Constrained, otherwise capacity available =95 kW | --> | E18 ex JULIANSTOWN | Julianstown [T421,T422] | DRYBRIDGE |  | 53.6689 | -6.3488
160107Z | MV/LV Substation WH***107Z |  | 20 kV | _ | LV | 50 kVA :Pole Substation | 0.05 | --> | 0.05 | 0 | 0 | Constrained, otherwise capacity available =47 kVA | --> | 0.048 | 0 | 0 | 0 | 0 | Constrained, otherwise capacity available =47 kW | --> | E11 ex PORTLAOISE |  |  |  | 53.0583 | -7.2291
0114070 | MV/LV Substation TH***4070 |  | 10 kV | _ | LV | 50 kVA :Pole Substation | 0.05 | --> | 0.05 | 0 | 0 | Constrained, otherwise capacity available =45 kVA | --> | 0.048 | 0 | 0 | 0 | 0 | Constrained, otherwise capacity available =47 kW | --> | C24 ex GORESBRIDGE | Goresbridge [T41,T42] | KILKENNY |  | 52.6294 | -7.0584
429044X | MV/LV Substation LI***044X |  | 10 kV | _ | LV | 400 kVA :Kiosk Substation | 0.4 | --> | 0.4 | 0.305 | 0.33 |  | --> | 0.38 | 0 | 0 | 0 | 0 | Constrained, otherwise capacity available =367 kW | --> | C12 ex ABBEYFEALE | Abbeyfeale [T42] | TRIEN |  | 52.3826 | -9.3019
006345 | MV/LV Substation BA***345 |  | 20 kV | _ | LV | 50 kVA :Pole Substation | 0.05 | --> | 0.05 | 0.039 | 4.38 |  | --> | 0.048 | 0 | 0 | 0.046 | 0 |  | --> | E13 ex CRANE | Crane [T122] | CRANE |  | 52.4679 | -6.3614
293842Z | MV/LV Substation LU***842Z |  | 20 kV | _ | LV | 50 kVA :Pole Substation | 0.05 | --> | 0.05 | 0.05 | 2.83 |  | --> | 0.048 | 0 | 0 | 0 | 0 | Constrained, otherwise capacity available =48 kW | --> | E18 ex BAGENALSTOWN | Bagenalstown [T421,T422] | CARLOW |  | 52.7208 | -6.8516
021144Z | MV/LV Substation CR***144Z |  | 10 kV | _ | LV | 400 kVA :Building Structure | 0.4 | --> | 0.4 | 0 | 0 | Constrained, otherwise capacity available =242 kVA | --> | 0.38 | 0 | 0.02 | 0.343 | 0 |  | --> | C15 ex RIVERSTOWN | Riverstown [T41,T42] | KILBARRY |  | 51.9305 | -8.3958
089002X | MV/LV Substation AS***002X |  | 10 kV | _ | LV | 200 kVA :Pole Substation | 0.2 | --> | 0.2 | 0.136 | 2.33 |  | --> | 0.19 | 0 | 0.017 | 0 | 0 | Constrained, otherwise capacity available =168 kW | --> | E18 ex MOY | Moy [T421,T422] | MOY |  | 54.1288 | -9.1605
077669 | MV/LV Substation KI***669 |  | 20 kV | _ | LV | 50 kVA :Pole Substation | 0.05 | --> | 0.05 | 0 | 0 | Constrained, otherwise capacity available =38 kVA | --> | 0.048 | 0 | 0 | 0 | 0 | Constrained, otherwise capacity available =46 kW | --> | E15 ex PATRICKSWELL | Patrickswell [T421,T422] | LIMERICK |  | 52.5713 | -8.7386
067156 | MV/LV Substation CO***156 |  | 10 kV | _ | LV | 400 kVA :Building Structure | 0.4 | --> | 0.4 | 0 | 0 | Constrained, otherwise capacity available =220 kVA | --> | 0.38 | 0 | 0.025 | 0.336 | 0 |  | --> | C11 ex GARRYOWEN | Garryowen [T41,T42] | LIMERICK |  | 52.6488 | -8.6229
067207Y | MV/LV Substation CU***207Y |  | 10 kV | _ | LV | 200 kVA :Kiosk Substation | 0.2 | --> | 0.2 | 0 | 0 | Constrained, otherwise capacity available =164 kVA | --> | 0.19 | 0 | 0.014 | 0 | 0 | Constrained, otherwise capacity available =175 kW | --> | C11 ex CORBALLY | Corbally [T41,T42] | ARDNACRUSHA |  | 52.6729 | -8.6124
216589 | MV/LV Substation MA***589 |  | 10 kV | _ | LV | 200 kVA :Pole Substation | 0.2 | --> | 0.2 | 0 | 0 | Constrained, otherwise capacity available =68 kVA | --> | 0.19 | 0 | 0 | 0 | 0 | Constrained, otherwise capacity available =171 kW | --> | C26 ex GLENTIES | Glenties [T41,T42] | BINBANE |  | 54.7964 | -8.2811
122826 | MV/LV Substation CR***826 |  | 10 kV | _ | LV | 200 kVA :Pole Substation | 0.2 | --> | 0.2 | 0.2 | 4.18 |  | --> | 0.19 | 0 | 0 | 0 | 0 | Constrained, otherwise capacity available =190 kW | --> | C19 ex KINGSCOURT | Kingscourt [T41,T42] | MEATH HILL |  | 53.8399 | -6.7328
281884 | MV/LV Substation MI***884 |  | 10 kV | _ | LV | 200 kVA :Pole Substation | 0.2 | --> | 0.2 | 0 | 0 | Constrained, otherwise capacity available =139 kVA | --> | 0.19 | 0 | 0.013 | 0 | 0 | Constrained, otherwise capacity available =172 kW | --> | C21 ex KILMONEY | Kilmoney [T41,T42] | TRABEG |  | 51.7626 | -8.372
0324085 | MV/LV Substation BA***4085 |  | 20 kV | _ | LV | 50 kVA :Pole Substation | 0.05 | --> | 0.05 | 0 | 0 | Constrained, otherwise capacity available =50 kVA | --> | 0.048 | 0 | 0 | 0 | 0 | Constrained, otherwise capacity available =48 kW | --> | C21 ex TRAMORE | Tramore [T41,T42] | BUTLERSTOWN |  | 52.1713 | -7.291
012114Y | MV/LV Substation BA***114Y |  | 10 kV | _ | LV | 400 kVA :Kiosk Substation | 0.4 | --> | 0.4 | 0.362 | 1.99 |  | --> | 0.38 | 0 | 0.049 | 0 | 0 | Constrained, otherwise capacity available =338 kW | --> | C18 ex GRAIGUE | Graigue [T41,T42] | CARLOW |  | 52.843 | -6.9374
010506X | MV/LV Substation T ***506X |  | 20 kV | _ | LV | 400 kVA :Kiosk Substation | 0.4 | --> | 0.4 | 0 | 0 | Constrained, otherwise capacity available =332 kVA | --> | 0.38 | 0 | 0 | 0 | 0 | Constrained, otherwise capacity available =370 kW | --> | E11 ex BALLYHALE | Ballyhale [T42,T421] | KILKENNY |  | 52.5392 | -7.1386
058811 | MV/LV Substation BI***811 |  | 20 kV | _ | LV | 50 kVA :Pole Substation | 0.05 | --> | 0.05 | 0.034 | 0.18 |  | --> | 0.048 | 0 | 0 | 0 | 0 | Constrained, otherwise capacity available =45 kW | --> | C18 ex TOOMEVARA | Toomevara [T42] | NENAGH |  | 52.8002 | -8.0351
067340Y | MV/LV Substation GR***340Y |  | 10 kV | _ | LV | 200 kVA :Pole Substation | 0.2 | --> | 0.2 | 0.084 | 13.8 |  | --> | 0.19 | 0 | 0 | 0.174 | 0 |  | --> | C19 ex SINGLAND | Singland [T101,T102] | SINGLAND |  | 52.6642 | -8.581
067274Y | MV/LV Substation CL***274Y |  | 10 kV | _ | LV | 400 kVA :Kiosk Substation | 0.4 | --> | 0.4 | 0 | 0 | Constrained, otherwise capacity available =278 kVA | --> | 0.38 | 0 | 0.036 | 0 | 0 | Constrained, otherwise capacity available =336 kW | --> | C16 ex GILLOGUE | Gillogue [T41,T42] | ARDNACRUSHA |  | 52.6857 | -8.5982
251446 | MV/LV Substation CA***446 |  | 20 kV | _ | LV | 100 kVA :Pole Substation | 0.1 | --> | 0.1 | 0 | 0 | Constrained, otherwise capacity available =87 kVA | --> | 0.095 | 0 | 0.017 | 0 | 0 | Constrained, otherwise capacity available =80 kW | --> | E47 ex CLAREGALWAY | Claregalway [T42,T421] | GALWAY 110KV |  | 53.373 | -8.8459
365004X | MV/LV Substation FI***004X |  | 10 kV | _ | LV | 1000 kVA :Building Structure | 1 | --> | 1 | 0 | 0 | Constrained, otherwise capacity available =878 kVA | --> | 0.95 | 0 | 0 | 0.5 | 0 |  | --> | C13 ex BELGARD | Belgard [T41,T42] | COOKSTOWN |  | 53.2946 | -6.3607
210417Y | MV/LV Substation CR***417Y |  | 10 kV | _ | LV | 200 kVA :Kiosk Substation | 0.2 | --> | 0.2 | 0 | 0 | Constrained, otherwise capacity available =184 kVA | --> | 0.19 | 0 | 0.01 | 0 | 0 | Constrained, otherwise capacity available =180 kW | --> | C21 ex CARRICKMACROSS | Carrickmacross [T41,T42] | MEATH HILL |  | 53.9739 | -6.7255
035557X | MV/LV Substation LO***557X |  | 10 kV | _ | LV | 100 kVA :Pole Substation | 0.1 | --> | 0.1 | 0.039 | 6.17 |  | --> | 0.095 | 0 | 0.05 | 0 | 0 | Constrained, otherwise capacity available =50 kW | --> | C21 ex CAHIR | Cahir [T41,T42] | CAHIR |  | 52.3622 | -7.8625
007170 | MV/LV Substation CO***170 |  | 10 kV | _ | LV | 100 kVA :Pole Substation | 0.1 | --> | 0.1 | 0.04 | 1.4 |  | --> | 0.095 | 0 | 0.015 | 0 | 0 | Constrained, otherwise capacity available =75 kW | --> | E18 ex KILLINICK | Killinick [T421,T422] | WEXFORD |  | 52.2668 | -6.3891
089078X | MV/LV Substation CO***078X |  | 10 kV | _ | LV | 100 kVA :Pole Substation | 0.1 | --> | 0.1 | 0.065 | 2.33 |  | --> | 0.095 | 0 | 0 | 0 | 0 | Constrained, otherwise capacity available =90 kW | --> | E18 ex MOY | Moy [T421,T422] | MOY |  | 54.1246 | -9.1613
021714Z | MV/LV Substation NA***714Z |  | 10 kV | _ | LV | 400 kVA :Kiosk Substation | 0.4 | --> | 0.4 | 0 | 0 | Constrained, otherwise capacity available =338 kVA | --> | 0.38 | 0 | 0 | 0.371 | 0 |  | --> | C21 ex KILBARRY | Kilbarry [T101,T43] | KILBARRY |  | 51.9176 | -8.4968
007920Z | MV/LV Substation CH***920Z |  | 10 kV | _ | LV | 630 kVA :Kiosk Substation | 0.63 | --> | 0.63 | 0 | 0 | Constrained, otherwise capacity available =399 kVA | --> | 0.598 | 0 | 0 | 0 | 0 | Constrained, otherwise capacity available =566 kW | --> | C14 ex MULGANNON | Mulgannon [T41,T42] | WEXFORD |  | 52.3393 | -6.462
237949 | MV/LV Substation SE***949 |  | 10 kV | _ | LV | 200 kVA :Pole Substation | 0.2 | --> | 0.2 | 0 | 0 | Constrained, otherwise capacity available =177 kVA | --> | 0.19 | 0 | 0 | 0 | 0 | Constrained, otherwise capacity available =187 kW | --> | C18 ex DUNLEER | Dunleer [T41,T42] | DRYBRIDGE |  | 53.8355 | -6.397
062937Y | MV/LV Substation IC***937Y |  | 10 kV | _ | LV | 630 kVA :Building Structure | 0.63 | --> | 0.63 | 0.5 | 3.12 |  | --> | 0.598 | 0 | 0 | 0 | 0 | Constrained, otherwise capacity available =598 kW | --> | C18 ex MARSHES | Marshes [T41,T42] | DUNDALK |  | 53.9858 | -6.3745
037676X | MV/LV Substation WH***676X |  | 10 kV | _ | LV | 100 kVA :Pole Substation | 0.1 | --> | 0.1 | 0.084 | 13.05 |  | --> | 0.095 | 0 | 0 | 0.093 | 0 |  | --> | C21 ex ENNIS | Ennis [T101,T102] | ENNIS |  | 52.8976 | -8.9385
027406X | MV/LV Substation LA***406X |  | 10 kV | _ | LV | 200 kVA :Pole Substation | 0.2 | --> | 0.2 | 0.199 | 7.79 |  | --> | 0.19 | 0 | 0 | 0 | 0 | Constrained, otherwise capacity available =190 kW | --> | C13 ex DUNMANWAY | Dunmanway [T422,T43] | DUNMANWAY |  | 51.7238 | -9.1065
288901 | MV/LV Substation CU***901 |  | 10 kV | _ | LV | 50 kVA :Pole Substation | 0.05 | --> | 0.05 | 0.041 | 0.04 | Constrained, otherwise capacity available =50 kVA | --> | 0.048 | 0 | 0 | 0.048 | 0 |  | --> | C16 ex LITTLE BRAY | Little Bray [T41,T42] | FASSAROE |  | 53.2156 | -6.1267
001088 | MV/LV Substation DO***088 |  | 10 kV | _ | LV | 400 kVA :Kiosk Substation | 0.4 | --> | 0.4 | 0.358 | 1.16 |  | --> | 0.38 | 0 | 0.02 | 0.359 | 0 |  | --> | C14 ex MOUNT MERRION | Mount Merrion [T41,T42] | CARRICKMINES |  | 53.3104 | -6.2036
154544Z | MV/LV Substation HO***544Z |  | 10 kV | _ | LV | 100 kVA :Pole Substation | 0.1 | --> | 0.1 | 0 | 0 | Constrained, otherwise capacity available =84 kVA | --> | 0.095 | 0 | 0 | 0.093 | 0 |  | --> | C39 ex COLLEGE PARK | College Park [T101,T102,T103] | COLLEGE PARK |  | 53.4303 | -6.3758
151897X | MV/LV Substation VO***897X |  | 10 kV | _ | LV | 100 kVA :Pole Substation | 0.1 | --> | 0.1 | 0 | 0 | Constrained, otherwise capacity available =87 kVA | --> | 0.095 | 0 | 0.018 | 0.08 | 0 |  | --> | C12 ex BRUFF | Bruff [T42,T421] | LIMERICK |  | 52.5219 | -8.3977
363187 | MV/LV Substation TE***187 |  | 10 kV | _ | LV | 100 kVA :Pole Substation | 0.1 | --> | 0.1 | 0.089 | 3.25 |  | --> | 0.095 | 0 | 0.005 | 0 | 0 | Constrained, otherwise capacity available =90 kW | --> | E16 ex BALLYBUNION | Ballybunion [T421,T422] | TRIEN |  | 52.4577 | -9.5124
066093Z | MV/LV Substation ST***093Z |  | 10 kV | _ | LV | 200 kVA :Kiosk Substation | 0.2 | --> | 0.2 | 0 | 0 | Constrained, otherwise capacity available =178 kVA | --> | 0.19 | 0 | 0 | 0 | 0 | Constrained, otherwise capacity available =187 kW | --> | C18 ex MALAHIDE | Malahide [T41,T42] | GLASMORE |  | 53.45 | -6.1414
276618 | MV/LV Substation MI***618 |  | 10 kV | _ | LV | 400 kVA :Kiosk Substation | 0.4 | --> | 0.4 | 0.382 | 0.76 |  | --> | 0.38 | 0 | 0.008 | 0 | 0 | Constrained, otherwise capacity available =372 kW | --> | C18 ex WOODFORD | Woodford [T41,T42] | KNOCKEARAGH |  | 52.045 | -9.5024
028051Y | MV/LV Substation RU***051Y |  | 10 kV | _ | LV | 400 kVA :Building Structure | 0.4 | --> | 0.4 | 0 | 0 | Constrained, otherwise capacity available =375 kVA | --> | 0.38 | 0 | 0 | 0 | 0 | Constrained, otherwise capacity available =377 kW | --> | C13 ex COW CROSS |  |  |  | 51.8577 | -8.3187
001213X | MV/LV Substation LI***213X |  | 10 kV | _ | LV | 400 kVA :Kiosk Substation | 0.4 | --> | 0.4 | 0.12 | 1.16 |  | --> | 0.38 | 0 | 0.029 | 0.318 | 0 |  | --> | C14 ex DEANSGRANGE | Deansgrange [T41,T42] | CARRICKMINES |  | 53.2776 | -6.1636
120665X | MV/LV Substation LO***665X |  | 20 kV | _ | LV | 200 kVA :Pole Substation | 0.2 | --> | 0.2 | 0.182 | 3.5 |  | --> | 0.19 | 0 | 0 | 0 | 0 | Constrained, otherwise capacity available =188 kW | --> | E12 ex DUNFIRTH | Dunfirth [T122] | DUNFIRTH |  | 53.4533 | -6.9158
021413Z | MV/LV Substation CO***413Z |  | 10 kV | _ | LV | 400 kVA :Building Structure | 0.4 | --> | 0.4 | 0 | 0 | Constrained, otherwise capacity available =353 kVA | --> | 0.38 | 0 | 0 | 0.374 | 0 |  | --> | C18 ex MAYFIELD | Mayfield [T41,T42] | KILBARRY |  | 51.9062 | -8.4383
011070Z | MV/LV Substation RO***070Z |  | 10 kV | _ | LV | 400 kVA :Kiosk Substation | 0.4 | --> | 0.4 | 0 | 0 | Constrained, otherwise capacity available =337 kVA | --> | 0.38 | 0 | 0 | 0 | 0 | Constrained, otherwise capacity available =371 kW | --> | C11 ex ROSEHILL | Rosehill [T41,T42] | KILKENNY |  | 52.6494 | -7.2642
027064 | MV/LV Substation SE***064 |  | 10 kV | _ | LV | 200 kVA :Pole Substation | 0.2 | --> | 0.2 | 0.142 | 7.79 |  | --> | 0.19 | 0 | 0.017 | 0 | 0 | Constrained, otherwise capacity available =169 kW | --> | C11 ex DUNMANWAY | Dunmanway [T422,T43] | DUNMANWAY |  | 51.7207 | -9.1065
001653 | MV/LV Substation HU***653 |  | 10 kV | _ | LV | 200 kVA :Kiosk Substation | 0.2 | --> | 0.2 | 0.078 | 1.23 |  | --> | 0.19 | 0 | 0.009 | 0.166 | 0 |  | --> | C21 ex SALLYNOGGIN ROAD | Sallynoggin Road [T41,T42] | CHERRYWOOD |  | 53.2856 | -6.1229
0634024 | MV/LV Substation WH***4024 |  | 10 kV | _ | LV | 50 kVA :Pole Substation | 0.05 | --> | 0.05 | 0 | 0 | Constrained, otherwise capacity available =47 kVA | --> | 0.048 | 0 | 0 | 0 | 0 | Constrained, otherwise capacity available =47 kW | --> | C16 ex STICKILLEN | Stickillen [T41,T42] | DRYBRIDGE |  | 53.7985 | -6.4805
053221Z | MV/LV Substation MI***221Z |  | 20 kV | _ | LV | 100 kVA :Pole Substation | 0.1 | --> | 0.1 | 0.079 | 4.61 |  | --> | 0.095 | 0 | 0 | 0 | 0 | Constrained, otherwise capacity available =92 kW | --> | E14 ex LUMCLOON | Lumcloon [T421,T422] | DALLOW |  | 53.198 | -7.6268
052566Y | MV/LV Substation CO***566Y |  | 10 kV | _ | LV | 200 kVA :Kiosk Substation | 0.2 | --> | 0.2 | 0.114 | 10.9 |  | --> | 0.19 | 0 | 0.005 | 0.174 | 0 |  | --> | C14 ex MULLINGAR | Mullingar [T101,T102] | MULLINGAR |  | 53.5386 | -7.3596
011402Z | MV/LV Substation CL***402Z |  | 10 kV | _ | LV | 200 kVA :Kiosk Substation | 0.2 | --> | 0.2 | 0.037 | 0.04 | Constrained, otherwise capacity available =141 kVA | --> | 0.19 | 0 | 0.017 | 0 | 0 | Constrained, otherwise capacity available =169 kW | --> | C19 ex CALLAN | Callan [T41,T42] | KILKENNY |  | 52.5421 | -7.3952
049699X | MV/LV Substation TO***699X |  | 10 kV | _ | LV | 200 kVA :Kiosk Substation | 0.2 | --> | 0.2 | 0.182 | 2.8 |  | --> | 0.19 | 0 | 0 | 0 | 0 | Constrained, otherwise capacity available =188 kW | --> | C12 ex GLEBE | Glebe [T41,T42] | RICHMOND |  | 53.7235 | -7.8051
014696X | MV/LV Substation JA***696X |  | 10 kV | _ | LV | 200 kVA :Pole Substation | 0.2 | --> | 0.2 | 0 | 0 | Constrained, otherwise capacity available =146 kVA | --> | 0.19 | 0 | 0 | 0 | 0 | Constrained, otherwise capacity available =182 kW | --> | C18 ex KILDARE | Kildare [T41,T42] | NEWBRIDGE |  | 53.1465 | -6.9042
054213Z | MV/LV Substation FO***213Z |  | 20 kV | _ | LV | 50 kVA :Pole Substation | 0.05 | --> | 0.05 | 0 | 0 | Constrained, otherwise capacity available =48 kVA | --> | 0.048 | 0 | 0 | 0 | 0 | Constrained, otherwise capacity available =47 kW | --> | E12 ex PORTLAOISE | Portlaoise [T423,T424] | PORTLAOISE |  | 52.9499 | -7.1972
2484396 | MV/LV Substation HO***4396 |  | 20 kV | _ | LV | 50 kVA :Pole Substation | 0.05 | --> | 0.05 | 0 | 0 | Constrained, otherwise capacity available =50 kVA | --> | 0.048 | 0 | 0 | 0 | 0 | Constrained, otherwise capacity available =48 kW | --> | E13 ex KILCOCK | Kilcock [T421,T422] | GRIFFINRATH |  | 53.5193 | -6.6244
068458 | MV/LV Substation AB***458 |  | 10 kV | _ | LV | 630 kVA :Kiosk Substation | 0.63 | --> | 0.63 | 0 | 0 | Constrained, otherwise capacity available =314 kVA | --> | 0.598 | 0 | 0.1 | 0.48 | 0 |  | --> | C11 ex CLONTARF | Clontarf [T42] | FINGLAS |  | 53.3757 | -6.2041
093511Z | MV/LV Substation DU***511Z |  | 10 kV | _ | LV | 100 kVA :Pole Substation | 0.1 | --> | 0.1 | 0 | 0 | Constrained, otherwise capacity available =56 kVA | --> | 0.095 | 0 | 0 | 0.089 | 0 |  | --> | C26 ex POPPINTREE | Poppintree [T101,T102] | FINGLAS |  | 53.4178 | -6.3069
0094375 | MV/LV Substation BR***4375 |  | 10 kV | _ | LV | 630 kVA :Kiosk Substation | 0.63 | --> | 0.63 | 0 | 0 | Constrained, otherwise capacity available =630 kVA | --> | 0.598 | 0 | 0 | 0 | 0 | Constrained, otherwise capacity available =598 kW | --> | C21 ex WATERFORD IND EST | Waterford Ind Est [T41,T42,T44] | BUTLERSTOWN |  | 52.2369 | -7.1362
081108 | MV/LV Substation PA***108 |  | 10 kV | _ | LV | 630 kVA :Building Structure | 0.63 | --> | 0.63 | 0 | 0 | Constrained, otherwise capacity available =416 kVA | --> | 0.598 | 0 | 0.091 | 0 | 0 | Constrained, otherwise capacity available =501 kW | --> | C18 ex PALMERSTOWN | Palmerstown [T41,T42] | FINGLAS |  | 53.3538 | -6.3695
068563X | MV/LV Substation ST***563X |  | 10 kV | _ | LV | 1000 kVA :Building Structure | 1 | --> | 1 | 0.5 | 1.86 |  | --> | 0.95 | 0 | 0.04 | 0.5 | 0 |  | --> | C14 ex FAIRVIEW | Fairview [T41] | MCDERMOTT |  | 53.3743 | -6.2353
2104008 | MV/LV Substation LO***4008 |  | 10 kV | _ | LV | 100 kVA :Pole Substation | 0.1 | --> | 0.1 | 0.018 | 1.15 |  | --> | 0.095 | 0 | 0.05 | 0 | 0 | Constrained, otherwise capacity available =46 kW | --> | C16 ex TULLYNAMALRA | Tullynamalra [T41,T42] | MEATH HILL |  | 54.0584 | -6.8115
0554327 | MV/LV Substation BR***4327 |  | 10 kV | _ | LV | 50 kVA :Pole Substation | 0.05 | --> | 0.05 | 0 | 0 | Constrained, otherwise capacity available =31 kVA | --> | 0.048 | 0 | 0 | 0 | 0 | Constrained, otherwise capacity available =45 kW | --> | C19 ex ROSCREA | Roscrea [T41,T42] | IKERRIN |  | 52.9294 | -7.8751
004553 | MV/LV Substation BA***553 |  | 10 kV | _ | LV | 50 kVA :Pole Substation | 0.05 | --> | 0.05 | 0 | 0 | Constrained, otherwise capacity available =34 kVA | --> | 0.048 | 0 | 0.016 | 0 | 0 | Constrained, otherwise capacity available =34 kW | --> | C23 ex TINAHASK | Tinahask [T41,T42] | ARKLOW |  | 52.7976 | -6.2343
305742 | MV/LV Substation MI***742 |  | 20 kV | _ | LV | 100 kVA :Pole Substation | 0.1 | --> | 0.1 | 0.09 | 4.61 |  | --> | 0.095 | 0 | 0 | 0 | 0 | Constrained, otherwise capacity available =94 kW | --> | E12 ex LUMCLOON | Lumcloon [T421,T422] | DALLOW |  | 53.2505 | -7.8917
015811X | MV/LV Substation BL***811X |  | 10 kV | _ | LV | 100 kVA :Pole Substation | 0.1 | --> | 0.1 | 0 | 0 | Constrained, otherwise capacity available =91 kVA | --> | 0.095 | 0 | 0 | 0 | 0 | Constrained, otherwise capacity available =94 kW | --> | C17 ex SALLINS | Sallins [T41,T42] | GRIFFINRATH |  | 53.2855 | -6.6735
050112 | MV/LV Substation ST***112 |  | 10 kV | _ | LV | 400 kVA :Kiosk Substation | 0.4 | --> | 0.4 | 0.266 | 7.61 |  | --> | 0.38 | 0 | 0 | 0 | 0 | Constrained, otherwise capacity available =361 kW | --> | C11 ex GARRYCASTLE | Garrycastle [T41,T42] | ATHLONE |  | 53.42 | -7.922
0624042 | MV/LV Substation SE***4042 |  | 10 kV | _ | LV | 400 kVA :Building Structure | 0.4 | --> | 0.4 | 0.198 | 1.03 |  | --> | 0.38 | 0 | 0.011 | 0 | 0 | Constrained, otherwise capacity available =343 kW | --> | C18 ex LITTLE MILLS | Little Mills [T41] | DUNDALK |  | 53.9237 | -6.4122
082145Y | MV/LV Substation TA***145Y |  | 20 kV | _ | LV | 100 kVA :Pole Substation | 0.1 | --> | 0.1 | 0 | 0 | Constrained, otherwise capacity available =19 kVA | --> | 0.095 | 0 | 0 | 0 | 0 | Constrained, otherwise capacity available =83 kW | --> | E19 ex SLANE | Slane [T421] | DRYBRIDGE |  | 53.7413 | -6.6102
031497X | MV/LV Substation RA***497X |  | 20 kV | _ | LV | 50 kVA :Pole Substation | 0.05 | --> | 0.05 | 0 | 0 | Constrained, otherwise capacity available =50 kVA | --> | 0.048 | 0 | 0 | 0 | 0 | Constrained, otherwise capacity available =47 kW | --> | E13 ex FOXHOLE | Foxhole [T421,T422] | DUNGARVAN |  | 51.9641 | -7.792
184892 | MV/LV Substation DO***892 |  | 10 kV | _ | LV | 100 kVA :Pole Substation | 0.1 | --> | 0.1 | 0.071 | 3.38 |  | --> | 0.095 | 0 | 0 | 0 | 0 | Constrained, otherwise capacity available =91 kW | --> | C17 ex CASTLEBLAYNEY | Castleblayney [T41,T42] | DUNDALK |  | 54.1212 | -6.8277
026034 | MV/LV Substation MI***034 |  | 10 kV | _ | LV | 400 kVA :Kiosk Substation | 0.4 | --> | 0.4 | 0.312 | 8.66 |  | --> | 0.38 | 0 | 0.006 | 0 | 0 | Constrained, otherwise capacity available =363 kW | --> | C14 ex BANDON | Bandon [T101,T42] | BANDON |  | 51.7478 | -8.72
417127X | MV/LV Substation DR***127X |  | 20 kV | _ | LV | 50 kVA :Pole Substation | 0.05 | --> | 0.05 | 0.043 | 8.5 |  | --> | 0.048 | 0 | 0 | 0 | 0 | Constrained, otherwise capacity available =46 kW | --> | E12 ex ARIGNA | Arigna [T121] | ARIGNA |  | 54.1772 | -8.1549
1274307 | MV/LV Substation DO***4307 |  | 10 kV | _ | LV | 630 kVA :Building Structure | 0.63 | --> | 0.63 | 0.387 | 5.89 |  | --> | 0.598 | 0 | 0 | 0 | 0 | Constrained, otherwise capacity available =571 kW | --> | C20 ex CASHEL | Cashel [T41,T42] | CAHIR |  | 52.5177 | -7.8883
082264Z | MV/LV Substation LO***264Z |  | 20 kV | _ | LV | 200 kVA :Kiosk Substation | 0.2 | --> | 0.2 | 0 | 0 | Constrained, otherwise capacity available =191 kVA | --> | 0.19 | 0 | 0.005 | 0 | 0 | Constrained, otherwise capacity available =185 kW | --> | E11 ex ACADEMY STREET | Academy Street [T421,T422,T44] | NAVAN |  | 53.5328 | -6.5869
051960 | MV/LV Substation TI***960 |  | 20 kV | _ | LV | 400 kVA :Building Structure | 0.4 | --> | 0.4 | 0.4 | 2.22 |  | --> | 0.38 | 0 | 0 | 0.38 | 0 |  | --> | E20 ex CLARA | Clara [T421,T422] | THORNSBERRY |  | 53.3011 | -7.4814
055037 | MV/LV Substation TO***037 |  | 10 kV | _ | LV | 200 kVA :Kiosk Substation | 0.2 | --> | 0.2 | 0 | 0 | Constrained, otherwise capacity available =153 kVA | --> | 0.19 | 0 | 0 | 0 | 0 | Constrained, otherwise capacity available =184 kW | --> | C12 ex ROSCREA | Roscrea [T41,T42] | IKERRIN |  | 52.9531 | -7.7944
062211Y | MV/LV Substation CA***211Y |  | 20 kV | _ | LV | 200 kVA :Pole Substation | 0.2 | --> | 0.2 | 0.137 | 3.47 |  | --> | 0.19 | 0 | 0.011 | 0 | 0 | Constrained, otherwise capacity available =173 kW | --> | E17 ex BUSH | Bush [T421,T422] | DUNDALK |  | 54.0439 | -6.1893
235079 | MV/LV Substation LI***079 |  | 20 kV | _ | LV | 50 kVA :Pole Substation | 0.05 | --> | 0.05 | 0 | 0 | Constrained, otherwise capacity available =28 kVA | --> | 0.048 | 0 | 0 | 0 | 0 | Constrained, otherwise capacity available =44 kW | --> | E11 ex BEALNABLATH | Bealnablath [T421] | BANDON |  | 51.8425 | -8.7393
038986 | MV/LV Substation EM***986 |  | 20 kV | _ | LV | 50 kVA :Pole Substation | 0.05 | --> | 0.05 | 0 | 0 | Constrained, otherwise capacity available =37 kVA | --> | 0.048 | 0 | 0.005 | 0 | 0 | Constrained, otherwise capacity available =42 kW | --> | E15 ex GORT | Gort [T41,T42] | ENNIS |  | 53.1844 | -8.7219
127328Y | MV/LV Substation HO***328Y |  | 10 kV | _ | LV | 100 kVA :Pole Substation | 0.1 | --> | 0.1 | 0 | 0 | Constrained, otherwise capacity available =94 kVA | --> | 0.095 | 0 | 0.017 | 0 | 0 | Constrained, otherwise capacity available =82 kW | --> | C12 ex LOUGHTAGALLA | Loughtagalla [T41,T42] | THURLES |  | 52.6178 | -7.7754
0654234 | MV/LV Substation HA***4234 |  | 10 kV | _ | LV | 400 kVA :Kiosk Substation | 0.4 | --> | 0.4 | 0 | 0 | Constrained, otherwise capacity available =400 kVA | --> | 0.38 | 0 | 0 | 0.38 | 0 |  | --> | C24 ex STEPHENSTOWN | Stephenstown [T101,T102] | FINGLAS |  | 53.603 | -6.1831
281627X | MV/LV Substation MA***627X |  | 10 kV | _ | LV | 50 kVA :Pole Substation | 0.05 | --> | 0.05 | 0 | 0 | Constrained, otherwise capacity available =37 kVA | --> | 0.048 | 0 | 0.015 | 0.034 | 0 |  | --> | C24 ex BISHOPSTOWN | Bishopstown [T41,T42] | KILBARRY |  | 51.8594 | -8.517
062951Y | MV/LV Substation BE***951Y |  | 10 kV | _ | LV | 200 kVA :Kiosk Substation | 0.2 | --> | 0.2 | 0.173 | 0.72 |  | --> | 0.19 | 0 | 0 | 0 | 0 | Constrained, otherwise capacity available =186 kW | --> | C12 ex COES ROAD | Coes Road [T41,T42] | DUNDALK |  | 54.0055 | -6.3769
064189Z | MV/LV Substation LE***189Z |  | 10 kV | _ | LV | 400 kVA :Building Structure | 0.4 | --> | 0.4 | 0 | 0 | Constrained, otherwise capacity available =341 kVA | --> | 0.38 | 0 | 0 | 0 | 0 | Constrained, otherwise capacity available =372 kW | --> | C17 ex RATHMULLAN | Rathmullan [T41,T42] | DRYBRIDGE |  | 53.7141 | -6.3746
377263 | MV/LV Substation DU***263 |  | 20 kV | _ | LV | 100 kVA :Pole Substation | 0.1 | --> | 0.1 | 0 | 0 | Constrained, otherwise capacity available =43 kVA | --> | 0.095 | 0 | 0 | 0 | 0 | Constrained, otherwise capacity available =87 kW | --> | E18 ex GURRANEBANE | Gurranebane [T421,T422] | OUGHTRAGH |  | 51.8339 | -10.2635
293596Y | MV/LV Substation CR***596Y |  | 20 kV | _ | LV | 50 kVA :Pole Substation | 0.05 | --> | 0.05 | 0 | 0 | Constrained, otherwise capacity available =42 kVA | --> | 0.048 | 0 | 0.002 | 0 | 0 | Constrained, otherwise capacity available =45 kW | --> | E19 ex SHILLELAGH | Shillelagh [T421,T422] | CARLOW |  | 52.7161 | -6.5207
355069X | MV/LV Substation MO***069X |  | 10 kV | _ | LV | 50 kVA :Pole Substation | 0.05 | --> | 0.05 | 0.05 | 0.06 |  | --> | 0.048 | 0 | 0 | 0 | 0 | Constrained, otherwise capacity available =48 kW | --> | C17 ex TUBBERCURRY | Tubbercurry [T41,T42] | TONROE |  | 54.0333 | -8.7914
067274 | MV/LV Substation FI***274 |  | 10 kV | _ | LV | 1000 kVA :Building Structure | 1 | --> | 1 | 0 | 0 | Constrained, otherwise capacity available =406 kVA | --> | 0.95 | 0 | 0 | 0.5 | 0 |  | --> | C15 ex BALLINACURRA | Ballinacurra [T41,T42] | LIMERICK |  | 52.6403 | -8.6456
082547X | MV/LV Substation KI***547X |  | 20 kV | _ | LV | 100 kVA :Pole Substation | 0.1 | --> | 0.1 | 0 | 0 | Constrained, otherwise capacity available =67 kVA | --> | 0.095 | 0 | 0.009 | 0 | 0 | Constrained, otherwise capacity available =84 kW | --> | E17 ex ACADEMY STREET | Academy Street [T421,T422,T44] | NAVAN |  | 53.5563 | -6.6619
433103 | MV/LV Substation ST***103 |  | 20 kV | _ | LV | 50 kVA :Pole Substation | 0.05 | --> | 0.05 | 0 | 0 | Constrained, otherwise capacity available =31 kVA | --> | 0.048 | 0 | 0 | 0 | 0 | Constrained, otherwise capacity available =45 kW | --> | C17 ex CHARLESTOWN | Charlestown [T41] | TONROE |  | 53.8901 | -8.6869
1624072 | MV/LV Substation TU***4072 |  | 20 kV | _ | LV | 50 kVA :Pole Substation | 0.05 | --> | 0.05 | 0.043 | 0.25 |  | --> | 0.048 | 0 | 0 | 0 | 0 | Constrained, otherwise capacity available =47 kW | --> | C12 ex ROSSGEIR | Rossgeir [T41,T42] | LETTERKENNY |  | 54.8346 | -7.5418
062426 | MV/LV Substation CO***426 |  | 10 kV | _ | LV | 100 kVA :Pole Substation | 0.1 | --> | 0.1 | 0.04 | 3.12 |  | --> | 0.095 | 0 | 0.011 | 0 | 0 | Constrained, otherwise capacity available =78 kW | --> | C21 ex MARSHES | Marshes [T41,T42] | DUNDALK |  | 53.9579 | -6.3782
069445 | MV/LV Substation ST***445 |  | 10 kV | _ | LV | 400 kVA :Kiosk Substation | 0.4 | --> | 0.4 | 0 | 0 | Constrained, otherwise capacity available =256 kVA | --> | 0.38 | 0 | 0.023 | 0.343 | 0 |  | --> | C13 ex BALLYBODEN | Ballyboden [T41,T42] | COOKSTOWN |  | 53.2912 | -6.2839
196261X | MV/LV Substation TO***261X |  | 10 kV | _ | LV | 50 kVA :Pole Substation | 0.05 | --> | 0.05 | 0 | 0 | Constrained, otherwise capacity available =34 kVA | --> | 0.048 | 0 | 0 | 0 | 0 | Constrained, otherwise capacity available =45 kW | --> | C18 ex ATHBOY | Athboy [T42] | NAVAN |  | 53.6256 | -6.919
281744Z | MV/LV Substation OR***744Z |  | 10 kV | _ | LV | 630 kVA :Building Structure | 0.63 | --> | 0.63 | 0 | 0 | Constrained, otherwise capacity available =556 kVA | --> | 0.598 | 0 | 0 | 0.5 | 0 |  | --> | C12 ex BALLINCOLLIG | Ballincollig [T41,T42] | KILBARRY |  | 51.8885 | -8.6011
0904015 | MV/LV Substation PA***4015 |  | 10 kV | _ | LV | 50 kVA :Pole Substation | 0.05 | --> | 0.05 | 0.05 | 3.16 |  | --> | 0.048 | 0 | 0 | 0 | 0 | Constrained, otherwise capacity available =48 kW | --> | C20 ex ENNISKEANE | Enniskeane [T41,T42] | BANDON |  | 51.7435 | -8.9006
052081X | MV/LV Substation PO***081X |  | 10 kV | _ | LV | 400 kVA :Building Structure | 0.4 | --> | 0.4 | 0.142 | 10.9 |  | --> | 0.38 | 0 | 0.005 | 0.34 | 0 |  | --> | C12 ex MULLINGAR | Mullingar [T101,T102] | MULLINGAR |  | 53.5252 | -7.3456
093232 | MV/LV Substation MO***232 |  | 10 kV | _ | LV | 200 kVA :Kiosk Substation | 0.2 | --> | 0.2 | 0 | 0 | Constrained, otherwise capacity available =97 kVA | --> | 0.19 | 0 | 0.043 | 0.144 | 0 |  | --> | C17 ex KILMORE | Kilmore [T101,T102,T103] | FINGLAS |  | 53.4023 | -6.1998
035977X | MV/LV Substation CA***977X |  | 10 kV | _ | LV | 400 kVA :Kiosk Substation | 0.4 | --> | 0.4 | 0.373 | 6.17 |  | --> | 0.38 | 0 | 0 | 0 | 0 | Constrained, otherwise capacity available =376 kW | --> | C17 ex CAHIR | Cahir [T41,T42] | CAHIR |  | 52.3863 | -7.9298
022393 | MV/LV Substation ST***393 |  | 10 kV | _ | LV | 630 kVA :Kiosk Substation | 0.63 | --> | 0.63 | 0.5 | 4.55 |  | --> | 0.598 | 0 | 0 | 0 | 0 | Constrained, otherwise capacity available =592 kW | --> | C22 ex MALLOW | Mallow [T41,T42] | MALLOW |  | 52.1364 | -8.6443
152794 | MV/LV Substation RE***794 |  | 20 kV | _ | LV | 100 kVA :Pole Substation | 0.1 | --> | 0.1 | 0 | 0 | Constrained, otherwise capacity available =73 kVA | --> | 0.095 | 0 | 0.015 | 0 | 0 | Constrained, otherwise capacity available =80 kW | --> | E31 ex CAPPAMORE | Cappamore [T41,T42] | ARDNACRUSHA |  | 52.6867 | -8.2397
2104003 | MV/LV Substation SH***4003 |  | 20 kV | _ | LV | 50 kVA :Pole Substation | 0.05 | --> | 0.05 | 0 | 0 | Constrained, otherwise capacity available =50 kVA | --> | 0.048 | 0 | 0 | 0 | 0 | Constrained, otherwise capacity available =48 kW | --> | C17 ex CARRICKMACROSS | Carrickmacross [T41,T42] | MEATH HILL |  | 54.0007 | -6.6308
039763 | MV/LV Substation RO***763 |  | 10 kV | _ | LV | 100 kVA :Pole Substation | 0.1 | --> | 0.1 | 0 | 0 | Constrained, otherwise capacity available =69 kVA | --> | 0.095 | 0 | 0.01 | 0 | 0 | Constrained, otherwise capacity available =83 kW | --> | C18 ex ORANMORE | Oranmore [T41,T44] | GALWAY 110KV |  | 53.2724 | -8.9241
154624 | MV/LV Substation PA***624 |  | 10 kV | _ | LV | 200 kVA :Pole Substation | 0.2 | --> | 0.2 | 0 | 0 | Constrained, otherwise capacity available =181 kVA | --> | 0.19 | 0 | 0 | 0.187 | 0 |  | --> | C14 ex MACETOWN | Macetown [T101,T102] | MACETOWN |  | 53.4076 | -6.4014
010412 | MV/LV Substation JE***412 |  | 20 kV | _ | LV | 50 kVA :Pole Substation | 0.05 | --> | 0.05 | 0 | 0 | Constrained, otherwise capacity available =30 kVA | --> | 0.048 | 0 | 0 | 0 | 0 | Constrained, otherwise capacity available =45 kW | --> | E11 ex BALLYHALE | Ballyhale [T42,T421] | KILKENNY |  | 52.5107 | -7.1566
069242 | MV/LV Substation CH***242 |  | 10 kV | _ | LV | 630 kVA :Kiosk Substation | 0.63 | --> | 0.63 | 0.424 | 7.75 |  | --> | 0.598 | 0 | 0.027 | 0.5 | 0 |  | --> | C21 ex MILLTOWN (DR) | Milltown (dr) [T101,T102] | POOLBEG |  | 53.3203 | -6.2457
099566X | MV/LV Substation IS***566X |  | 10 kV | _ | LV | 630 kVA :Building Structure | 0.63 | --> | 0.63 | 0.5 | 2.96 |  | --> | 0.598 | 0 | 0 | 0 | 0 | Constrained, otherwise capacity available =591 kW | --> | C15 ex BALLYRAINE | Ballyraine [T41,T42] | LETTERKENNY |  | 54.9527 | -7.7282
002061X | MV/LV Substation BR***061X |  | 10 kV | _ | LV | 400 kVA :Kiosk Substation | 0.4 | --> | 0.4 | 0.276 | 2.36 |  | --> | 0.38 | 0 | 0.008 | 0.357 | 0 |  | --> | C13 ex BRAY | Bray [T41,T42] | FASSAROE |  | 53.2016 | -6.1113
1114382 | MV/LV Substation CH***4382 |  | 20 kV | _ | LV | 50 kVA :Pole Substation | 0.05 | --> | 0.05 | 0 | 0 | Constrained, otherwise capacity available =50 kVA | --> | 0.048 | 0 | 0 | 0 | 0 | Constrained, otherwise capacity available =48 kW | --> | E11 ex BALLYDEHOB | Ballydehob [T421] | DUNMANWAY |  | 51.5636 | -9.4634
010010X | MV/LV Substation TE***010X |  | 10 kV | _ | LV | 50 kVA :Pole Substation | 0.05 | --> | 0.05 | 0 | 0 | Constrained, otherwise capacity available =45 kVA | --> | 0.048 | 0 | 0 | 0 | 0 | Constrained, otherwise capacity available =47 kW | --> | C17 ex GRAIGUENAMANAGH | Graiguenamanagh [T41,T42] | KILKENNY |  | 52.5426 | -6.9512
031337 | MV/LV Substation BA***337 |  | 20 kV | _ | LV | 50 kVA :Pole Substation | 0.05 | --> | 0.05 | 0 | 0 | Constrained, otherwise capacity available =43 kVA | --> | 0.048 | 0 | 0.011 | 0 | 0 | Constrained, otherwise capacity available =38 kW | --> | E13 ex FOXHOLE | Foxhole [T421,T422] | DUNGARVAN |  | 51.9508 | -7.7468
127653X | MV/LV Substation RI***653X |  | 10 kV | _ | LV | 630 kVA :Building Structure | 0.63 | --> | 0.63 | 0.5 | 5.89 |  | --> | 0.598 | 0 | 0 | 0 | 0 | Constrained, otherwise capacity available =598 kW | --> | C12 ex CASHEL | Cashel [T41,T42] | CAHIR |  | 52.506 | -7.8897
340937 | MV/LV Substation BU***937 |  | 10 kV | _ | LV | 200 kVA :Pole Substation | 0.2 | --> | 0.2 | 0 | 0 | Constrained, otherwise capacity available =155 kVA | --> | 0.19 | 0 | 0 | 0 | 0 | Constrained, otherwise capacity available =184 kW | --> | C16 ex DUNGLOE | Dungloe [T41,T42] | ARDNAGAPPARY |  | 54.9832 | -8.4407
066542Z | MV/LV Substation RA***542Z |  | 20 kV | _ | LV | 200 kVA :Kiosk Substation | 0.2 | --> | 0.2 | 0 | 0 | Constrained, otherwise capacity available =153 kVA | --> | 0.19 | 0 | 0.011 | 0 | 0 | Constrained, otherwise capacity available =175 kW | --> | E16 ex ASHBOURNE | Ashbourne [T421,T422] | FINGLAS |  | 53.518 | -6.4002
167388Y | MV/LV Substation CA***388Y |  | 10 kV | _ | LV | 200 kVA :Kiosk Substation | 0.2 | --> | 0.2 | 0 | 0 | Constrained, otherwise capacity available =139 kVA | --> | 0.19 | 0 | 0.009 | 0 | 0 | Constrained, otherwise capacity available =175 kW | --> | E15 ex WHITECHURCH | Whitechurch [T421,T422] | KILBARRY |  | 51.9357 | -8.5684
010191X | MV/LV Substation MT***191X |  | 20 kV | _ | LV | 100 kVA :Pole Substation | 0.1 | --> | 0.1 | 0 | 0 | Constrained, otherwise capacity available =90 kVA | --> | 0.095 | 0 | 0 | 0 | 0 | Constrained, otherwise capacity available =94 kW | --> | E11 ex BALLYHALE | Ballyhale [T42,T421] | KILKENNY |  | 52.5229 | -7.1943
049104Z | MV/LV Substation ST***104Z |  | 20 kV | _ | LV | 100 kVA :Pole Substation | 0.1 | --> | 0.1 | 0.074 | 0.21 |  | --> | 0.095 | 0 | 0.013 | 0 | 0 | Constrained, otherwise capacity available =82 kW | --> | E17 ex LONGFORD | Longford [T421,T422] | RICHMOND |  | 53.7758 | -7.6636
066063Y | MV/LV Substation MA***063Y |  | 10 kV | _ | LV | 50 kVA :Pole Substation | 0.05 | --> | 0.05 | 0 | 0 | Constrained, otherwise capacity available =41 kVA | --> | 0.048 | 0 | 0 | 0 | 0 | Constrained, otherwise capacity available =46 kW | --> | C13 ex MALAHIDE | Malahide [T41,T42] | GLASMORE |  | 53.4389 | -6.1724
062673 | MV/LV Substation LO***673 |  | 20 kV | _ | LV | 50 kVA :Pole Substation | 0.05 | --> | 0.05 | 0.042 | 4.25 |  | --> | 0.048 | 0 | 0 | 0 | 0 | Constrained, otherwise capacity available =46 kW | --> | E16 ex JENKINSTOWN | Jenkinstown [T421,T422] | DUNDALK |  | 53.9965 | -6.2491
066737Z | MV/LV Substation TH***737Z |  | 10 kV | _ | LV | 630 kVA :Kiosk Substation | 0.63 | --> | 0.63 | 0 | 0 | Constrained, otherwise capacity available =548 kVA | --> | 0.598 | 0 | 0.007 | 0 | 0 | Constrained, otherwise capacity available =582 kW | --> | E17 ex GLASMORE | Glasmore [T421,T422] | GLASMORE |  | 53.4477 | -6.2427
281772X | MV/LV Substation JA***772X |  | 10 kV | _ | LV | 400 kVA :Building Structure | 0.4 | --> | 0.4 | 0 | 0 | Constrained, otherwise capacity available =350 kVA | --> | 0.38 | 0 | 0 | 0 | 0 | Constrained, otherwise capacity available =373 kW | --> | C19 ex DOUGLAS | Douglas [T41,T42] | TRABEG |  | 51.8875 | -8.4154
2514082 | MV/LV Substation CL***4082 |  | 10 kV | _ | LV | 100 kVA :Pole Substation | 0.1 | --> | 0.1 | 0 | 0 | Constrained, otherwise capacity available =76 kVA | --> | 0.095 | 0 | 0 | 0 | 0 | Constrained, otherwise capacity available =92 kW | --> | C28 ex CLAREGALWAY | Claregalway [T42,T421] | GALWAY 110KV |  | 53.348 | -8.9567
093376Z | MV/LV Substation NO***376Z |  | 10 kV | _ | LV | 630 kVA :Building Structure | 0.63 | --> | 0.63 | 0 | 0 | Constrained, otherwise capacity available =609 kVA | --> | 0.598 | 0 | 0 | 0.5 | 0 |  | --> | C20 ex MERVILLE | Merville [T41,T42] | FINGLAS |  | 53.3986 | -6.3157
0204043 | MV/LV Substation MA***4043 |  | 10 kV | _ | LV | 200 kVA :Kiosk Substation | 0.2 | --> | 0.2 | 0 | 0 | Constrained, otherwise capacity available =162 kVA | --> | 0.19 | 0 | 0.018 | 0 | 0 | Constrained, otherwise capacity available =171 kW | --> | C18 ex COOLCORCORAN | Coolcorcoran [T41,T42] | KNOCKEARAGH |  | 52.0764 | -9.5251
051895 | MV/LV Substation BU***895 |  | 20 kV | _ | LV | 200 kVA :Pole Substation | 0.2 | --> | 0.2 | 0.197 | 2.22 |  | --> | 0.19 | 0 | 0 | 0.19 | 0 |  | --> | E20 ex CLARA | Clara [T421,T422] | THORNSBERRY |  | 53.3055 | -7.4721
0074580 | MV/LV Substation WA***4580 |  | 20 kV | _ | LV | 50 kVA :Pole Substation | 0.05 | --> | 0.05 | 0.05 | 1.4 |  | --> | 0.048 | 0 | 0 | 0 | 0 | Constrained, otherwise capacity available =48 kW | --> | E20 ex KILLINICK | Killinick [T421,T422] | WEXFORD |  | 52.2604 | -6.4817
265094Y | MV/LV Substation CR***094Y |  | 20 kV | _ | LV | 400 kVA :Kiosk Substation | 0.4 | --> | 0.4 | 0.066 | 0.07 | Constrained, otherwise capacity available =382 kVA | --> | 0.38 | 0 | 0.005 | 0 | 0 | Constrained, otherwise capacity available =374 kW | --> | E17 ex BALLYCONNELL | Ballyconnell [T421,T422] | GORTAWEE |  | 54.1157 | -7.5855
036697X | MV/LV Substation GR***697X |  | 20 kV | _ | LV | 50 kVA :Pole Substation | 0.05 | --> | 0.05 | 0 | 0 | Constrained, otherwise capacity available =50 kVA | --> | 0.048 | 0 | 0 | 0 | 0 | Constrained, otherwise capacity available =48 kW | --> | E18 ex GARRANACANTY | Garranacanty [T421,T422] | TIPPERARY |  | 52.5815 | -8.1567
1094002 | MV/LV Substation EA***4002 |  | 10 kV | _ | LV | 630 kVA :Building Structure | 0.63 | --> | 0.63 | 0 | 0 | Constrained, otherwise capacity available =628 kVA | --> | 0.598 | 0 | 0 | 0 | 0 | Constrained, otherwise capacity available =598 kW | --> | E16 ex DRUMLINE | Drumline [T421,T422] | DRUMLINE |  | 52.7194 | -8.8662
068549 | MV/LV Substation VE***549 |  | 10 kV | _ | LV | 630 kVA :Building Structure | 0.63 | --> | 0.63 | 0.439 | 11.14 |  | --> | 0.598 | 0 | 0 | 0.5 | 0 |  | --> | C28 ex CABRA | Cabra [T101,T102] | FINGLAS |  | 53.3716 | -6.3053
035001 | MV/LV Substation TH***001 |  | 10 kV | _ | LV | 400 kVA :Kiosk Substation | 0.4 | --> | 0.4 | 0.142 | 6.17 |  | --> | 0.38 | 0 | 0 | 0 | 0 | Constrained, otherwise capacity available =343 kW | --> | C20 ex CAHIR | Cahir [T41,T42] | CAHIR |  | 52.3761 | -7.9253
068558 | MV/LV Substation LO***558 |  | 10 kV | _ | LV | 630 kVA :Building Structure | 0.63 | --> | 0.63 | 0 | 0 | Constrained, otherwise capacity available =283 kVA | --> | 0.598 | 0 | 0.041 | 0.5 | 0 |  | --> | C19 ex NEWMARKET (DR) | Newmarket (dr) [T41] | FRANCIS STREET |  | 53.3343 | -6.2724
162484 | MV/LV Substation CO***484 |  | 10 kV | _ | LV | 100 kVA :Pole Substation | 0.1 | --> | 0.1 | 0.094 | 0.25 |  | --> | 0.095 | 0 | 0 | 0 | 0 | Constrained, otherwise capacity available =94 kW | --> | C16 ex ROSSGEIR | Rossgeir [T41,T42] | LETTERKENNY |  | 54.9283 | -7.4662
069443 | MV/LV Substation MO***443 |  | 10 kV | _ | LV | 400 kVA :Kiosk Substation | 0.4 | --> | 0.4 | 0.291 | 4.47 |  | --> | 0.38 | 0 | 0.031 | 0.342 | 0 |  | --> | C20 ex TEMPLEOGUE | Templeogue [T41,T42] | MILLTOWN (DR) |  | 53.283 | -6.3226
015830Z | MV/LV Substation LA***830Z |  | 10 kV | _ | LV | 630 kVA :Building Structure | 0.63 | --> | 0.63 | 0 | 0 | Constrained, otherwise capacity available =398 kVA | --> | 0.598 | 0 | 0 | 0 | 0 | Constrained, otherwise capacity available =573 kW | --> | C14 ex NAAS | Naas [T41,T42] | KILTEEL |  | 53.2194 | -6.6598
377450 | MV/LV Substation FA***450 |  | 20 kV | _ | LV | 630 kVA :Kiosk Substation | 0.63 | --> | 0.63 | 0 | 0 | Constrained, otherwise capacity available =491 kVA | --> | 0.598 | 0 | 0.024 | 0 | 0 | Constrained, otherwise capacity available =561 kW | --> | E15 ex GURRANEBANE | Gurranebane [T421,T422] | OUGHTRAGH |  | 51.9465 | -10.221
070279 | MV/LV Substation KN***279 |  | 10 kV | _ | LV | 100 kVA :Building Structure | 0.1 | --> | 0.1 | 0.077 | 2.63 |  | --> | 0.095 | 0 | 0.015 | 0.081 | 0 |  | --> | C14 ex CLOONBANNIN | Cloonbannin [T42] | GLENLARA |  | 52.1145 | -9.1017
139037 | MV/LV Substation TE***037 |  | 10 kV | _ | LV | 200 kVA :Pole Substation | 0.2 | --> | 0.2 | 0.176 | 2.68 |  | --> | 0.19 | 0 | 0 | 0 | 0 | Constrained, otherwise capacity available =187 kW | --> | C17 ex OLDCASTLE | Oldcastle [T41,T422] | MULLINGAR |  | 53.7723 | -7.164
209396 | MV/LV Substation RO***396 |  | 20 kV | _ | LV | 100 kVA :Pole Substation | 0.1 | --> | 0.1 | 0 | 0 | Constrained, otherwise capacity available =95 kVA | --> | 0.095 | 0 | 0.006 | 0 | 0 | Constrained, otherwise capacity available =90 kW | --> | C14 ex MILFORD (NR) | Milford (nr) [T41,T42] | LETTERKENNY |  | 55.1883 | -7.6856
022883X | MV/LV Substation NI***883X |  | 10 kV | _ | LV | 630 kVA :Building Structure | 0.63 | --> | 0.63 | 0 | 0 | Constrained, otherwise capacity available =527 kVA | --> | 0.598 | 0 | 0 | 0 | 0 | Constrained, otherwise capacity available =584 kW | --> | C15 ex SCARTEEN | Scarteen [T41,T42] | MALLOW |  | 52.1246 | -8.6699
165193Y | MV/LV Substation ES***193Y |  | 20 kV | _ | LV | 400 kVA :Kiosk Substation | 0.4 | --> | 0.4 | 0 | 0 | Constrained, otherwise capacity available =399 kVA | --> | 0.38 | 0 | 0 | 0 | 0 | Constrained, otherwise capacity available =380 kW | --> | C11 ex TIMOLEAGUE | Timoleague [T41] | BANDON |  | 51.6329 | -8.6998
340713 | MV/LV Substation DO***713 |  | 10 kV | _ | LV | 400 kVA :Kiosk Substation | 0.4 | --> | 0.4 | 0 | 0 | Constrained, otherwise capacity available =313 kVA | --> | 0.38 | 0 | 0.027 | 0 | 0 | Constrained, otherwise capacity available =348 kW | --> | C16 ex DUNGLOE | Dungloe [T41,T42] | ARDNAGAPPARY |  | 54.9477 | -8.3552
164226X | MV/LV Substation MA***226X |  | 10 kV | _ | LV | 50 kVA :Pole Substation | 0.05 | --> | 0.05 | 0.042 | 0.88 |  | --> | 0.048 | 0 | 0.01 | 0 | 0 | Constrained, otherwise capacity available =39 kW | --> | C12 ex ROSS CARBERY | Ross Carbery [T41,T42] | DUNMANWAY |  | 51.5757 | -9.0447
209323X | MV/LV Substation PU***323X |  | 20 kV | _ | LV | 100 kVA :Pole Substation | 0.1 | --> | 0.1 | 0 | 0 | Constrained, otherwise capacity available =96 kVA | --> | 0.095 | 0 | 0 | 0 | 0 | Constrained, otherwise capacity available =94 kW | --> | C14 ex MILFORD (NR) | Milford (nr) [T41,T42] | LETTERKENNY |  | 55.1981 | -7.6267
182227 | MV/LV Substation DE***227 |  | 20 kV | _ | LV | 200 kVA :Pole Substation | 0.2 | --> | 0.2 | 0 | 0 | Constrained, otherwise capacity available =149 kVA | --> | 0.19 | 0 | 0 | 0 | 0 | Constrained, otherwise capacity available =183 kW | --> | C12 ex SCARIFF | Scariff [T42] | ENNIS |  | 52.913 | -8.5276
288245 | MV/LV Substation RO***245 |  | 10 kV | _ | LV | 100 kVA :Pole Substation | 0.1 | --> | 0.1 | 0 | 0 | Constrained, otherwise capacity available =91 kVA | --> | 0.095 | 0 | 0.016 | 0.082 | 0 |  | --> | C18 ex CARRICKMINES | Carrickmines [T41,T42] | CARRICKMINES |  | 53.2466 | -6.2188
160899X | MV/LV Substation FO***899X |  | 20 kV | _ | LV | 50 kVA :Pole Substation | 0.05 | --> | 0.05 | 0.048 | 0.12 |  | --> | 0.048 | 0 | 0 | 0.047 | 0 |  | --> | E64 ex ATHY | Athy [T101,T102] | ATHY |  | 53.0316 | -7.0864
0814191 | MV/LV Substation CO***4191 |  | 10 kV | _ | LV | 400 kVA :Kiosk Substation | 0.4 | --> | 0.4 | 0 | 0 | Constrained, otherwise capacity available =399 kVA | --> | 0.38 | 0 | 0 | 0 | 0 | Constrained, otherwise capacity available =380 kW | --> | C12 ex MONEYCOOLEY | Moneycooley [T41,T42,T44] | GRIFFINRATH |  | 53.3734 | -6.5239
068428X | MV/LV Substation HA***428X |  | 10 kV | _ | LV | 1000 kVA :Building Structure | 1 | --> | 1 | 0.5 | 7.2 |  | --> | 0.95 | 0 | 0 | 0.5 | 0 |  | --> | C28 ex TRINITY | Trinity [T101,T102] | POOLBEG |  | 53.342 | -6.244
081316X | MV/LV Substation LO***316X |  | 10 kV | _ | LV | 400 kVA :Kiosk Substation | 0.4 | --> | 0.4 | 0 | 0 | Constrained, otherwise capacity available =350 kVA | --> | 0.38 | 0 | 0.005 | 0 | 0 | Constrained, otherwise capacity available =369 kW | --> | C18 ex PALMERSTOWN | Palmerstown [T41,T42] | FINGLAS |  | 53.3473 | -6.3553
167331Z | MV/LV Substation LI***331Z |  | 20 kV | _ | LV | 200 kVA :Pole Substation | 0.2 | --> | 0.2 | 0 | 0 | Constrained, otherwise capacity available =199 kVA | --> | 0.19 | 0 | 0 | 0 | 0 | Constrained, otherwise capacity available =190 kW | --> | E11 ex WHITECHURCH | Whitechurch [T421,T422] | KILBARRY |  | 52.0301 | -8.6071
037079Y | MV/LV Substation TR***079Y |  | 10 kV | _ | LV | 50 kVA :Pole Substation | 0.05 | --> | 0.05 | 0.05 | 13.05 |  | --> | 0.048 | 0 | 0 | 0.048 | 0 |  | --> | C19 ex ENNIS | Ennis [T101,T102] | ENNIS |  | 52.8388 | -8.9549
0694186 | MV/LV Substation LA***4186 |  | 10 kV | _ | LV | 1000 kVA :Building Structure | 1 | --> | 1 | 0.5 | 0.87 | Constrained, otherwise capacity available =968 kVA | --> | 0.95 | 0 | 0 | 0.5 | 0 |  | --> | C18 ex GARVILLE AVENUE | Garville Avenue [T42] | MILLTOWN (DR) |  | 53.3181 | -6.2809
161537X | MV/LV Substation ME***537X |  | 10 kV | _ | LV | 50 kVA :Pole Substation | 0.05 | --> | 0.05 | 0 | 0 | Constrained, otherwise capacity available =46 kVA | --> | 0.048 | 0 | 0 | 0 | 0 | Constrained, otherwise capacity available =47 kW | --> | C13 ex SPIDDAL |  |  |  | 53.2553 | -9.2981
095887X | MV/LV Substation TH***887X |  | 10 kV | _ | LV | 400 kVA :Kiosk Substation | 0.4 | --> | 0.4 | 0.388 | 0.7 |  | --> | 0.38 | 0 | 0.003 | 0 | 0 | Constrained, otherwise capacity available =376 kW | --> | C16 ex KILRUSH | Kilrush [T41,T42] | TULLABRACK |  | 52.6346 | -9.5983
052275X | MV/LV Substation TY***275X |  | 20 kV | _ | LV | 50 kVA :Pole Substation | 0.05 | --> | 0.05 | 0 | 0 | Constrained, otherwise capacity available =35 kVA | --> | 0.048 | 0 | 0 | 0 | 0 | Constrained, otherwise capacity available =45 kW | --> | E20 ex BALLINDERRY | Ballinderry [T41,T422] | MULLINGAR |  | 53.3938 | -7.3874
0084370 | MV/LV Substation AR***4370 |  | 10 kV | _ | LV | 200 kVA :Pole Substation | 0.2 | --> | 0.2 | 0.2 | 0.2 |  | --> | 0.19 | 0 | 0 | 0 | 0 | Constrained, otherwise capacity available =190 kW | --> | E16 ex BEALISTOWN | Bealistown [T421,T422] | GREAT ISLAND |  | 52.24 | -6.9478
2484037 | MV/LV Substation BR***4037 |  | 20 kV | _ | LV | 100 kVA :Pole Substation | 0.1 | --> | 0.1 | 0.1 | 0.33 |  | --> | 0.095 | 0 | 0 | 0 | 0 | Constrained, otherwise capacity available =95 kW | --> | E33 ex TRIM | Trim [T421] | NAVAN |  | 53.5238 | -6.7741
156971 | MV/LV Substation CR***971 |  | 10 kV | _ | LV | 50 kVA :Pole Substation | 0.05 | --> | 0.05 | 0 | 0 | Constrained, otherwise capacity available =48 kVA | --> | 0.048 | 0 | 0 | 0 | 0 | Constrained, otherwise capacity available =47 kW | --> | C15 ex DRUMBEAR | Drumbear [T41,T42] | LISDRUM |  | 54.2262 | -6.9248
054474Y | MV/LV Substation AR***474Y |  | 10 kV | _ | LV | 400 kVA :Kiosk Substation | 0.4 | --> | 0.4 | 0 | 0 | Constrained, otherwise capacity available =346 kVA | --> | 0.38 | 0 | 0.005 | 0 | 0 | Constrained, otherwise capacity available =369 kW | --> | C19 ex PORTLAOISE | Portlaoise [T41,T42] | PORTLAOISE |  | 53.0346 | -7.2994
021002 | MV/LV Substation SU***002 |  | 10 kV | _ | LV | 630 kVA :Building Structure | 0.63 | --> | 0.63 | 0 | 0 | Constrained, otherwise capacity available =334 kVA | --> | 0.598 | 0 | 0.022 | 0.5 | 0 |  | --> | C14 ex FAIRHILL | Fairhill [T42] | KILBARRY |  | 51.901 | -8.4871
031142Y | MV/LV Substation CO***142Y |  | 20 kV | _ | LV | 50 kVA :Pole Substation | 0.05 | --> | 0.05 | 0 | 0 | Constrained, otherwise capacity available =34 kVA | --> | 0.048 | 0 | 0 | 0 | 0 | Constrained, otherwise capacity available =45 kW | --> | C17 ex COLLIGAN | Colligan [T41,T42] | DUNGARVAN |  | 52.0799 | -7.666
154743 | MV/LV Substation LI***743 |  | 10 kV | _ | LV | 400 kVA :Kiosk Substation | 0.4 | --> | 0.4 | 0 | 0 | Constrained, otherwise capacity available =245 kVA | --> | 0.38 | 0 | 0.056 | 0.317 | 0 |  | --> | C41 ex COLLEGE PARK | College Park [T101,T102,T103] | COLLEGE PARK |  | 53.4067 | -6.4281
590378 | MV/LV Substation GA***378 |  | 20 kV | _ | LV | 50 kVA :Pole Substation | 0.05 | --> | 0.05 | 0 | 0 | Constrained, otherwise capacity available =26 kVA | --> | 0.048 | 0 | 0 | 0 | 0 | Constrained, otherwise capacity available =44 kW | --> | E15 ex CONG |  |  |  | 53.5112 | -9.4665
118824X | MV/LV Substation KI***824X |  | 20 kV | _ | LV | 50 kVA :Pole Substation | 0.05 | --> | 0.05 | 0 | 0 | Constrained, otherwise capacity available =42 kVA | --> | 0.048 | 0 | 0.011 | 0 | 0 | Constrained, otherwise capacity available =38 kW | --> | E17 ex CREAGH | Creagh [T421,T422] | ATHLONE |  | 53.3303 | -8.4039
003478Y | MV/LV Substation HI***478Y |  | 10 kV | _ | LV | 200 kVA :Kiosk Substation | 0.2 | --> | 0.2 | 0.169 | 11.58 |  | --> | 0.19 | 0 | 0 | 0 | 0 | Constrained, otherwise capacity available =186 kW | --> | C25 ex BALLYBEG | Ballybeg [T101,T102] | CARRICKMINES |  | 52.9872 | -6.0611
029588Y | MV/LV Substation PR***588Y |  | 10 kV | _ | LV | 200 kVA :Pole Substation | 0.2 | --> | 0.2 | 0 | 0 | Constrained, otherwise capacity available =145 kVA | --> | 0.19 | 0 | 0 | 0 | 0 | Constrained, otherwise capacity available =182 kW | --> | C17 ex KILLACLOYNE | Killacloyne [T41,T42] | MIDLETON |  | 51.9114 | -8.2772
059733Y | MV/LV Substation CR***733Y |  | 20 kV | _ | LV | 100 kVA :Pole Substation | 0.1 | --> | 0.1 | 0 | 0 | Constrained, otherwise capacity available =86 kVA | --> | 0.095 | 0 | 0 | 0 | 0 | Constrained, otherwise capacity available =93 kW | --> | E17 ex CAVAN | Cavan [T42,T421] | SHANKILL |  | 54.1046 | -7.4347
009159 | MV/LV Substation TH***159 |  | 10 kV | _ | LV | 630 kVA :Building Structure | 0.63 | --> | 0.63 | 0.5 | 0.53 | Constrained, otherwise capacity available =585 kVA | --> | 0.598 | 0 | 0 | 0 | 0 | Constrained, otherwise capacity available =592 kW | --> | C13 ex MANOR STREET | Manor Street [T41,T42] | WATERFORD |  | 52.2591 | -7.1067
061335X | MV/LV Substation WY***335X |  | 10 kV | _ | LV | 400 kVA :Kiosk Substation | 0.4 | --> | 0.4 | 0.312 | 2.04 |  | --> | 0.38 | 0 | 0.013 | 0 | 0 | Constrained, otherwise capacity available =358 kW | --> | C18 ex BALLYBAY | Ballybay [T41,T42] | LISDRUM |  | 54.1318 | -6.8959
154256Y | MV/LV Substation DU***256Y |  | 10 kV | _ | LV | 200 kVA :Pole Substation | 0.2 | --> | 0.2 | 0 | 0 | Constrained, otherwise capacity available =185 kVA | --> | 0.19 | 0 | 0 | 0.188 | 0 |  | --> | C23 ex MACETOWN | Macetown [T101,T102] | MACETOWN |  | 53.4109 | -6.4734
066330Z | MV/LV Substation CA***330Z |  | 10 kV | _ | LV | 50 kVA :Pole Substation | 0.05 | --> | 0.05 | 0 | 0 | Constrained, otherwise capacity available =50 kVA | --> | 0.048 | 0 | 0 | 0.048 | 0 |  | --> | C20 ex COLLINSTOWN | Collinstown [T41,T42] | GRANGE (DR) |  | 53.4359 | -6.2344
027547 | MV/LV Substation CA***547 |  | 10 kV | _ | LV | 50 kVA :Pole Substation | 0.05 | --> | 0.05 | 0.043 | 7.79 |  | --> | 0.048 | 0 | 0 | 0 | 0 | Constrained, otherwise capacity available =46 kW | --> | C17 ex DUNMANWAY | Dunmanway [T422,T43] | DUNMANWAY |  | 51.7089 | -9.011
064713Y | MV/LV Substation MO***713Y |  | 20 kV | _ | LV | 200 kVA :Kiosk Substation | 0.2 | --> | 0.2 | 0 | 0 | Constrained, otherwise capacity available =129 kVA | --> | 0.19 | 0 | 0.038 | 0 | 0 | Constrained, otherwise capacity available =152 kW | --> | C13 ex MORNINGTON ROAD | Mornington Road [T41,T42] | DRYBRIDGE |  | 53.7116 | -6.2873
151112X | MV/LV Substation KI***112X |  | 10 kV | _ | LV | 50 kVA :Pole Substation | 0.05 | --> | 0.05 | 0 | 0 | Constrained, otherwise capacity available =33 kVA | --> | 0.048 | 0 | 0 | 0 | 0 | Constrained, otherwise capacity available =45 kW | --> | C17 ex CAPPAMORE | Cappamore [T41,T42] | ARDNACRUSHA |  | 52.5905 | -8.4364
062760Y | MV/LV Substation LO***760Y |  | 10 kV | _ | LV | 630 kVA :Building Structure | 0.63 | --> | 0.63 | 0.5 | 1.03 |  | --> | 0.598 | 0 | 0 | 0 | 0 | Constrained, otherwise capacity available =593 kW | --> | C15 ex LITTLE MILLS | Little Mills [T41] | DUNDALK |  | 53.9722 | -6.3938
0144385 | MV/LV Substation ST***4385 |  | 10 kV | _ | LV | 630 kVA :Kiosk Substation | 0.63 | --> | 0.63 | 0 | 0 | Constrained, otherwise capacity available =630 kVA | --> | 0.598 | 0 | 0 | 0 | 0 | Constrained, otherwise capacity available =598 kW | --> | C15 ex MORRISTOWN | Morristown [T41,T42] | NEWBRIDGE |  | 53.1936 | -6.8105
1564231 | MV/LV Substation DE***4231 |  | 20 kV | _ | LV | 50 kVA :Pole Substation | 0.05 | --> | 0.05 | 0.05 | 2.47 |  | --> | 0.048 | 0 | 0 | 0 | 0 | Constrained, otherwise capacity available =48 kW | --> | E19 ex TELAYDON | Telaydon [T42,T421] | LISDRUM |  | 54.331 | -6.9113
377304 | MV/LV Substation DO***304 |  | 20 kV | _ | LV | 100 kVA :Pole Substation | 0.1 | --> | 0.1 | 0 | 0 | Constrained, otherwise capacity available =89 kVA | --> | 0.095 | 0 | 0.006 | 0 | 0 | Constrained, otherwise capacity available =89 kW | --> | E12 ex GURRANEBANE | Gurranebane [T421,T422] | OUGHTRAGH |  | 52.0836 | -9.9219
093283Z | MV/LV Substation PE***283Z |  | 10 kV | _ | LV | 400 kVA :Kiosk Substation | 0.4 | --> | 0.4 | 0 | 0 | Constrained, otherwise capacity available =329 kVA | --> | 0.38 | 0 | 0 | 0.37 | 0 |  | --> | C27 ex POPPINTREE | Poppintree [T101,T102] | FINGLAS |  | 53.3983 | -6.3063
154310Z | MV/LV Substation FR***310Z |  | 10 kV | _ | LV | 400 kVA :Kiosk Substation | 0.4 | --> | 0.4 | 0 | 0 | Constrained, otherwise capacity available =245 kVA | --> | 0.38 | 0 | 0.016 | 0.346 | 0 |  | --> | C39 ex COLLEGE PARK | College Park [T101,T102,T103] | COLLEGE PARK |  | 53.4207 | -6.3863
1164178 | MV/LV Substation KI***4178 |  | 20 kV | _ | LV | 50 kVA :Pole Substation | 0.05 | --> | 0.05 | 0.05 | 8.1 |  | --> | 0.048 | 0 | 0 | 0 | 0 | Constrained, otherwise capacity available =48 kW | --> | E12 ex WESTPORT | Westport [T421,T422] | CASTLEBAR |  | 53.7626 | -9.3623
029143Y | MV/LV Substation MI***143Y |  | 10 kV | _ | LV | 400 kVA :Kiosk Substation | 0.4 | --> | 0.4 | 0 | 0 | Constrained, otherwise capacity available =190 kVA | --> | 0.38 | 0 | 0.013 | 0.341 | 0 |  | --> | C22 ex MIDLETON | Midleton [T101,T102] | MIDLETON |  | 51.9199 | -8.1791
0354058 | MV/LV Substation WA***4058 |  | 20 kV | _ | LV | 50 kVA :Pole Substation | 0.05 | --> | 0.05 | 0.05 | 0.49 |  | --> | 0.048 | 0 | 0 | 0 | 0 | Constrained, otherwise capacity available =48 kW | --> | E11 ex ARDFINNAN | Ardfinnan [T421] | CAHIR |  | 52.3352 | -8.1132
253061 | MV/LV Substation C ***061 |  | 10 kV | _ | LV | 100 kVA :Pole Substation | 0.1 | --> | 0.1 | 0.092 | 10.7 |  | --> | 0.095 | 0 | 0.006 | 0 | 0 | Constrained, otherwise capacity available =90 kW | --> | C22 ex CLOON | Cloon [T42,T421] | CLOON |  | 53.5127 | -8.8445
066157Y | MV/LV Substation HA***157Y |  | 10 kV | _ | LV | 200 kVA :Pole Substation | 0.2 | --> | 0.2 | 0 | 0 | Constrained, otherwise capacity available =140 kVA | --> | 0.19 | 0 | 0.004 | 0 | 0 | Constrained, otherwise capacity available =179 kW | --> | C15 ex MALAHIDE | Malahide [T41,T42] | GLASMORE |  | 53.4186 | -6.1419
014783Z | MV/LV Substation BE***783Z |  | 10 kV | _ | LV | 200 kVA :Kiosk Substation | 0.2 | --> | 0.2 | 0 | 0 | Constrained, otherwise capacity available =60 kVA | --> | 0.19 | 0 | 0.074 | 0 | 0 | Constrained, otherwise capacity available =115 kW | --> | C14 ex ATHGARVAN | Athgarvan [T41,T44] | NEWBRIDGE |  | 53.1647 | -6.7872
024008 | MV/LV Substation KN***008 |  | 10 kV | _ | LV | 100 kVA :Pole Substation | 0.1 | --> | 0.1 | 0.046 | 2.14 |  | --> | 0.095 | 0 | 0.024 | 0 | 0 | Constrained, otherwise capacity available =70 kW | --> | C18 ex BUTTEVANT | Buttevant [T41,T42] | MALLOW |  | 52.2278 | -8.6788
256008 | MV/LV Substation TH***008 |  | 20 kV | _ | LV | 200 kVA :Pole Substation | 0.2 | --> | 0.2 | 0.173 | 1.28 |  | --> | 0.19 | 0 | 0.005 | 0 | 0 | Constrained, otherwise capacity available =183 kW | --> | C22 ex CASTLEREA | Castlerea [T41,T42] | CARRICK ON SHANNON |  | 53.7703 | -8.5014
034403X | MV/LV Substation GL***403X |  | 10 kV | _ | LV | 50 kVA :Pole Substation | 0.05 | --> | 0.05 | 0.025 | 0.95 |  | --> | 0.048 | 0 | 0 | 0 | 0 | Constrained, otherwise capacity available =44 kW | --> | C15 ex SPA ROAD | Spa Road [T41,T42] | DOON |  | 52.3248 | -7.73
204868 | MV/LV Substation BU***868 |  | 20 kV | _ | LV | 200 kVA :Pole Substation | 0.2 | --> | 0.2 | 0 | 0 | Constrained, otherwise capacity available =143 kVA | --> | 0.19 | 0 | 0.003 | 0 | 0 | Constrained, otherwise capacity available =180 kW | --> | E14 ex BUNCRANA | Buncrana [T421,T422] | TRILLICK |  | 55.1382 | -7.4442
054027Z | MV/LV Substation GA***027Z |  | 10 kV | _ | LV | 630 kVA :Building Structure | 0.63 | --> | 0.63 | 0 | 0 | Constrained, otherwise capacity available =394 kVA | --> | 0.598 | 0 | 0 | 0 | 0 | Constrained, otherwise capacity available =568 kW | --> | C15 ex PALLAS | Pallas [T41,T42] | PORTLAOISE |  | 53.0507 | -7.3233
176629 | MV/LV Substation CA***629 |  | 20 kV | _ | LV | 50 kVA :Pole Substation | 0.05 | --> | 0.05 | 0.048 | 18.78 |  | --> | 0.048 | 0 | 0 | 0.047 | 0 |  | --> | E14 ex HARTNETTS CROSS | Hartnetts Cross [T121,T422] | MACROOM |  | 51.9093 | -9.1033
066145Y | MV/LV Substation MA***145Y |  | 10 kV | _ | LV | 200 kVA :Kiosk Substation | 0.2 | --> | 0.2 | 0 | 0 | Constrained, otherwise capacity available =141 kVA | --> | 0.19 | 0 | 0.008 | 0 | 0 | Constrained, otherwise capacity available =176 kW | --> | C13 ex MALAHIDE | Malahide [T41,T42] | GLASMORE |  | 53.4368 | -6.1767
281163Y | MV/LV Substation BA***163Y |  | 10 kV | _ | LV | 200 kVA :Kiosk Substation | 0.2 | --> | 0.2 | 0.148 | 6.78 |  | --> | 0.19 | 0 | 0.011 | 0.175 | 0 |  | --> | C26 ex CASTLEVIEW | Castleview [T101,T102] | CASTLEVIEW |  | 51.8933 | -8.4093
0124074 | MV/LV Substation KN***4074 |  | 10 kV | _ | LV | 50 kVA :Pole Substation | 0.05 | --> | 0.05 | 0.046 | 1.99 |  | --> | 0.048 | 0 | 0 | 0 | 0 | Constrained, otherwise capacity available =47 kW | --> | C18 ex GRAIGUE | Graigue [T41,T42] | CARLOW |  | 52.8674 | -6.9357
109080 | MV/LV Substation SK***080 |  | 10 kV | _ | LV | 630 kVA :Building Structure | 0.63 | --> | 0.63 | 0.381 | 0.38 | Constrained, otherwise capacity available =414 kVA | --> | 0.598 | 0 | 0.006 | 0.5 | 0 |  | --> | C11 ex RINEANNA | Rineanna [T41,T42] | DRUMLINE |  | 52.7108 | -8.8781
256937 | MV/LV Substation AR***937 |  | 20 kV | _ | LV | 50 kVA :Pole Substation | 0.05 | --> | 0.05 | 0.016 | 1.28 |  | --> | 0.048 | 0 | 0.01 | 0 | 0 | Constrained, otherwise capacity available =35 kW | --> | C22 ex CASTLEREA | Castlerea [T41,T42] | CARRICK ON SHANNON |  | 53.7669 | -8.5057
154314Y | MV/LV Substation IL***314Y |  | 10 kV | _ | LV | 630 kVA :Building Structure | 0.63 | --> | 0.63 | 0 | 0 | Constrained, otherwise capacity available =245 kVA | --> | 0.598 | 0 | 0 | 0 | 0 | Constrained, otherwise capacity available =561 kW | --> | C12 ex MONEYCOOLEY | Moneycooley [T41,T42,T44] | GRIFFINRATH |  | 53.3717 | -6.5203
116801 | MV/LV Substation HI***801 |  | 20 kV | _ | LV | 100 kVA :Pole Substation | 0.1 | --> | 0.1 | 0.052 | 8.1 |  | --> | 0.095 | 0 | 0 | 0 | 0 | Constrained, otherwise capacity available =88 kW | --> | E15 ex WESTPORT | Westport [T421,T422] | CASTLEBAR |  | 53.8029 | -9.473
093332Z | MV/LV Substation TR***332Z |  | 10 kV | _ | LV | 400 kVA :Kiosk Substation | 0.4 | --> | 0.4 | 0 | 0 | Constrained, otherwise capacity available =325 kVA | --> | 0.38 | 0 | 0.005 | 0.366 | 0 |  | --> | C13 ex GRANGE (DR) | Grange (dr) [T41,T42] | GRANGE (DR) |  | 53.4024 | -6.1622
209116X | MV/LV Substation WA***116X |  | 10 kV | _ | LV | 50 kVA :Pole Substation | 0.05 | --> | 0.05 | 0 | 0 | Constrained, otherwise capacity available =20 kVA | --> | 0.048 | 0 | 0 | 0 | 0 | Constrained, otherwise capacity available =43 kW | --> | C19 ex MILFORD (NR) | Milford (nr) [T41,T42] | LETTERKENNY |  | 55.1007 | -7.5699
039019 | MV/LV Substation DU***019 |  | 10 kV | _ | LV | 630 kVA :Kiosk Substation | 0.63 | --> | 0.63 | 0 | 0 | Constrained, otherwise capacity available =552 kVA | --> | 0.598 | 0 | 0.036 | 0.5 | 0 |  | --> | C19 ex GALWAY 110KV | Galway 110kv [T102,T103] | GALWAY 110KV |  | 53.2733 | -9.0281
251953 | MV/LV Substation LA***953 |  | 20 kV | _ | LV | 200 kVA :Kiosk Substation | 0.2 | --> | 0.2 | 0 | 0 | Constrained, otherwise capacity available =150 kVA | --> | 0.19 | 0 | 0.022 | 0 | 0 | Constrained, otherwise capacity available =167 kW | --> | E47 ex CLAREGALWAY | Claregalway [T42,T421] | GALWAY 110KV |  | 53.3698 | -8.886
010503X | MV/LV Substation TH***503X |  | 20 kV | _ | LV | 400 kVA :Kiosk Substation | 0.4 | --> | 0.4 | 0 | 0 | Constrained, otherwise capacity available =361 kVA | --> | 0.38 | 0 | 0.009 | 0 | 0 | Constrained, otherwise capacity available =368 kW | --> | E11 ex BALLYHALE | Ballyhale [T42,T421] | KILKENNY |  | 52.5224 | -7.1549
119088Y | MV/LV Substation CL***088Y |  | 10 kV | _ | LV | 50 kVA :Pole Substation | 0.05 | --> | 0.05 | 0.05 | 4.16 |  | --> | 0.048 | 0 | 0 | 0.048 | 0 |  | --> | C15 ex NEWMARKET (SR) | Newmarket (sr) [T41,T42] | GLENLARA |  | 52.2467 | -9.0585
024001 | MV/LV Substation RI***001 |  | 10 kV | _ | LV | 150 kVA :Kiosk Substation | 0.15 | --> | 0.15 | 0 | 2.14 |  | --> | 0.142 | 0 | 0.022 | 0 | 0 | Constrained, otherwise capacity available =96 kW | --> | C18 ex BUTTEVANT | Buttevant [T41,T42] | MALLOW |  | 52.2297 | -8.6701
266437 | MV/LV Substation PO***437 |  | 20 kV | _ | LV | 50 kVA :Pole Substation | 0.05 | --> | 0.05 | 0 | 0 | Constrained, otherwise capacity available =46 kVA | --> | 0.048 | 0 | 0 | 0 | 0 | Constrained, otherwise capacity available =47 kW | --> | E17 ex CARNDONAGH | Carndonagh [T421,T422] | TRILLICK |  | 55.3196 | -7.1781
281085 | MV/LV Substation BE***085 |  | 10 kV | _ | LV | 400 kVA :Kiosk Substation | 0.4 | --> | 0.4 | 0 | 0 | Constrained, otherwise capacity available =236 kVA | --> | 0.38 | 0 | 0.08 | 0 | 0 | Constrained, otherwise capacity available =298 kW | --> | C16 ex DOUGLAS | Douglas [T41,T42] | TRABEG |  | 51.8916 | -8.4286
355015 | MV/LV Substation MO***015 |  | 10 kV | _ | LV | 200 kVA :Pole Substation | 0.2 | --> | 0.2 | 0.06 | 0.06 | Constrained, otherwise capacity available =136 kVA | --> | 0.19 | 0 | 0 | 0 | 0 | Constrained, otherwise capacity available =181 kW | --> | C15 ex TUBBERCURRY | Tubbercurry [T41,T42] | TONROE |  | 54.052 | -8.7296
111906Y | MV/LV Substation CA***906Y |  | 20 kV | _ | LV | 50 kVA :Pole Substation | 0.05 | --> | 0.05 | 0.049 | 0.94 |  | --> | 0.048 | 0 | 0 | 0 | 0 | Constrained, otherwise capacity available =47 kW | --> | E11 ex CASTLETOWNBERE | Castletownbere [T421] | BALLYLICKY |  | 51.7422 | -9.8633
150222X | MV/LV Substation EN***222X |  | 20 kV | _ | LV | 200 kVA :Pole Substation | 0.2 | --> | 0.2 | 0.125 | 3.96 |  | --> | 0.19 | 0 | 0.09 | 0 | 0 | Constrained, otherwise capacity available =120 kW | --> | E18 ex STRANORLAR | Stranorlar [T421,T422] | LETTERKENNY |  | 54.795 | -7.6816
0674420 | MV/LV Substation CH***4420 |  | 20 kV | _ | LV | 400 kVA :Kiosk Substation | 0.4 | --> | 0.4 | 0 | 0 | Constrained, otherwise capacity available =400 kVA | --> | 0.38 | 0 | 0 | 0 | 0 | Constrained, otherwise capacity available =380 kW | --> | E18 ex CRATLOE | Cratloe [T421,T422] | ARDNACRUSHA |  | 52.6968 | -8.8174
281168 | MV/LV Substation WI***168 |  | 10 kV | _ | LV | 400 kVA :Kiosk Substation | 0.4 | --> | 0.4 | 0 | 0 | Constrained, otherwise capacity available =143 kVA | --> | 0.38 | 0 | 0.022 | 0 | 0 | Constrained, otherwise capacity available =327 kW | --> | C13 ex TOGHER | Togher [T41,T42] | TRABEG |  | 51.8829 | -8.5066
048008X | MV/LV Substation KN***008X |  | 20 kV | _ | LV | 50 kVA :Pole Substation | 0.05 | --> | 0.05 | 0.044 | 2.03 |  | --> | 0.048 | 0 | 0.011 | 0 | 0 | Constrained, otherwise capacity available =39 kW | --> | E15 ex MOHILL | Mohill [T421,T422] | CARRICK ON SHANNON |  | 53.9269 | -7.8654
025512X | MV/LV Substation RO***512X |  | 20 kV | _ | LV | 50 kVA :Pole Substation | 0.05 | --> | 0.05 | 0.012 | 6.21 |  | --> | 0.048 | 0 | 0 | 0 | 0 | Constrained, otherwise capacity available =42 kW | --> | E28 ex MILFORD (MWR) | Milford (mwr) [T422] | CHARLEVILLE |  | 52.4022 | -8.7791
015476Z | MV/LV Substation NT***476Z |  | 10 kV | _ | LV | 400 kVA :Kiosk Substation | 0.4 | --> | 0.4 | 0.349 | 12.6 |  | --> | 0.38 | 0 | 0 | 0.373 | 0 |  | --> | C12 ex MONREAD | Monread [T101,T102] | MONREAD |  | 53.2213 | -6.6604
037026 | MV/LV Substation EI***026 |  | 10 kV | _ | LV | 400 kVA :Kiosk Substation | 0.4 | --> | 0.4 | 0 | 0 | Constrained, otherwise capacity available =372 kVA | --> | 0.38 | 0 | 0.011 | 0 | 0 | Constrained, otherwise capacity available =368 kW | --> | C17 ex CAHIRCALLA | Cahircalla [T41,T42] | ENNIS |  | 52.8327 | -8.9918
022097 | MV/LV Substation RO***097 |  | 10 kV | _ | LV | 50 kVA :Pole Substation | 0.05 | --> | 0.05 | 0.05 | 2.24 |  | --> | 0.048 | 0 | 0 | 0 | 0 | Constrained, otherwise capacity available =48 kW | --> | C13 ex CASTLETOWNROCHE | Castletownroche [T41] | MALLOW |  | 52.1418 | -8.5643
084054X | MV/LV Substation AR***054X |  | 20 kV | _ | LV | 200 kVA :Kiosk Substation | 0.2 | --> | 0.2 | 0 | 0 | Constrained, otherwise capacity available =174 kVA | --> | 0.19 | 0 | 0.006 | 0 | 0 | Constrained, otherwise capacity available =182 kW | --> | E11 ex KILCOLGAN | Kilcolgan [T42,T421] | GALWAY 110KV |  | 53.1381 | -8.9395
021210Z | MV/LV Substation BA***210Z |  | 10 kV | _ | LV | 630 kVA :Building Structure | 0.63 | --> | 0.63 | 0 | 0 | Constrained, otherwise capacity available =502 kVA | --> | 0.598 | 0 | 0.003 | 0.5 | 0 |  | --> | C17 ex KILBARRY | Kilbarry [T101,T43] | KILBARRY |  | 51.9162 | -8.4632
154216Z | MV/LV Substation MU***216Z |  | 10 kV | _ | LV | 630 kVA :Kiosk Substation | 0.63 | --> | 0.63 | 0 | 0 | Constrained, otherwise capacity available =543 kVA | --> | 0.598 | 0 | 0 | 0.5 | 0 |  | --> | C14 ex MACETOWN | Macetown [T101,T102] | MACETOWN |  | 53.405 | -6.3934
036852X | MV/LV Substation BA***852X |  | 20 kV | _ | LV | 50 kVA :Pole Substation | 0.05 | --> | 0.05 | 0.048 | 1.4 |  | --> | 0.048 | 0 | 0.006 | 0 | 0 | Constrained, otherwise capacity available =43 kW | --> | E17 ex KILROSS ROAD | Kilross Road [T421] | TIPPERARY |  | 52.4133 | -8.2123
025764 | MV/LV Substation BA***764 |  | 20 kV | _ | LV | 50 kVA :Pole Substation | 0.05 | --> | 0.05 | 0.022 | 6.21 |  | --> | 0.048 | 0 | 0.005 | 0 | 0 | Constrained, otherwise capacity available =40 kW | --> | E28 ex MILFORD (MWR) | Milford (mwr) [T422] | CHARLEVILLE |  | 52.4027 | -8.7825
011045 | MV/LV Substation AL***045 |  | 10 kV | _ | LV | 400 kVA :Kiosk Substation | 0.4 | --> | 0.4 | 0 | 0 | Constrained, otherwise capacity available =185 kVA | --> | 0.38 | 0 | 0.035 | 0 | 0 | Constrained, otherwise capacity available =324 kW | --> | C19 ex ROSEHILL | Rosehill [T41,T42] | KILKENNY |  | 52.6429 | -7.2468
001211X | MV/LV Substation BE***211X |  | 10 kV | _ | LV | 1000 kVA :Building Structure | 1 | --> | 1 | 0.5 | 15.18 |  | --> | 0.95 | 0 | 0 | 0.5 | 0 |  | --> | C14 ex CENTRAL PARK | Central Park [T101,T102] | CARRICKMINES |  | 53.2814 | -6.1908
027452X | MV/LV Substation BR***452X |  | 10 kV | _ | LV | 50 kVA :Pole Substation | 0.05 | --> | 0.05 | 0.038 | 7.79 |  | --> | 0.048 | 0 | 0 | 0 | 0 | Constrained, otherwise capacity available =46 kW | --> | C19 ex DUNMANWAY | Dunmanway [T422,T43] | DUNMANWAY |  | 51.7264 | -9.0962
075560 | MV/LV Substation T/***560 |  | 20 kV | _ | LV | 50 kVA :Pole Substation | 0.05 | --> | 0.05 | 0.045 | 4.38 |  | --> | 0.048 | 0 | 0 | 0.047 | 0 |  | --> | E17 ex CRANE | Crane [T122] | CRANE |  | 52.5566 | -6.435
067391Y | MV/LV Substation BE***391Y |  | 10 kV | _ | LV | 1000 kVA :Building Structure | 1 | --> | 1 | 0 | 0 | Constrained, otherwise capacity available =624 kVA | --> | 0.95 | 0 | 0.016 | 0.5 | 0 |  | --> | C13 ex ROCHES STREET | Roches Street [T41,T42] | LIMERICK |  | 52.6639 | -8.6277
017238Z | MV/LV Substation PR***238Z |  | 20 kV | _ | LV | 400 kVA :Building Structure | 0.4 | --> | 0.4 | 0.034 | 1.98 |  | --> | 0.38 | 0 | 0 | 0 | 0 | Constrained, otherwise capacity available =341 kW | --> | E14 ex RATHKEALE | Rathkeale [T421,T422] | RATHKEALE |  | 52.5182 | -8.7128
055112Y | MV/LV Substation HI***112Y |  | 10 kV | _ | LV | 200 kVA :Kiosk Substation | 0.2 | --> | 0.2 | 0 | 0 | Constrained, otherwise capacity available =150 kVA | --> | 0.19 | 0 | 0.01 | 0 | 0 | Constrained, otherwise capacity available =176 kW | --> | C17 ex ROSCREA | Roscrea [T41,T42] | IKERRIN |  | 52.946 | -7.7969
081232Z | MV/LV Substation LU***232Z |  | 20 kV | _ | LV | 400 kVA :Kiosk Substation | 0.4 | --> | 0.4 | 0 | 0 | Constrained, otherwise capacity available =303 kVA | --> | 0.38 | 0 | 0.02 | 0.352 | 0 |  | --> | E19 ex ADAMSTOWN | Adamstown [T121,T122] | INCHICORE 220KV |  | 53.3319 | -6.4569
429291 | MV/LV Substation KN***291 |  | 20 kV | _ | LV | 50 kVA :Pole Substation | 0.05 | --> | 0.05 | 0.039 | 5.75 |  | --> | 0.048 | 0 | 0.015 | 0 | 0 | Constrained, otherwise capacity available =35 kW | --> | E21 ex ABBEYFEALE | Abbeyfeale [T421] | TRIEN |  | 52.3558 | -9.1762
059102X | MV/LV Substation FA***102X |  | 10 kV | _ | LV | 400 kVA :Kiosk Substation | 0.4 | --> | 0.4 | 0 | 0 | Constrained, otherwise capacity available =71 kVA | --> | 0.38 | 0 | 0.045 | 0 | 0 | Constrained, otherwise capacity available =299 kW | --> | C15 ex DERRYCRAMPH | Derrycramph [T41,T42] | SHANKILL |  | 53.9885 | -7.3603
132834X | MV/LV Substation HA***834X |  | 10 kV | _ | LV | 400 kVA :Kiosk Substation | 0.4 | --> | 0.4 | 0 | 0 | Constrained, otherwise capacity available =340 kVA | --> | 0.38 | 0 | 0.017 | 0 | 0 | Constrained, otherwise capacity available =359 kW | --> | C17 ex LOUGHREA | Loughrea [T41,T42] | SOMERSET |  | 53.2044 | -8.5747
012238Y | MV/LV Substation BA***238Y |  | 10 kV | _ | LV | 50 kVA :Pole Substation | 0.05 | --> | 0.05 | 0 | 0 | Constrained, otherwise capacity available =49 kVA | --> | 0.048 | 0 | 0 | 0 | 0 | Constrained, otherwise capacity available =47 kW | --> | C20 ex POLLERTON | Pollerton [T41,T42] | CARLOW |  | 52.8086 | -6.8614
068042X | MV/LV Substation ME***042X |  | 10 kV | _ | LV | 400 kVA :Building Structure | 0.4 | --> | 0.4 | 0.385 | 6.65 |  | --> | 0.38 | 0 | 0 | 0.378 | 0 |  | --> | C20 ex EAST WALL ROAD | East Wall Road [T41,T42] | MCDERMOTT |  | 53.3501 | -6.1915
026756Y | MV/LV Substation OA***756Y |  | 10 kV | _ | LV | 200 kVA :Kiosk Substation | 0.2 | --> | 0.2 | 0.145 | 8.66 |  | --> | 0.19 | 0 | 0.005 | 0 | 0 | Constrained, otherwise capacity available =179 kW | --> | C13 ex BANDON | Bandon [T101,T42] | BANDON |  | 51.7407 | -8.7513
1564271 | MV/LV Substation MU***4271 |  | 20 kV | _ | LV | 50 kVA :Pole Substation | 0.05 | --> | 0.05 | 0.039 | 2.47 |  | --> | 0.048 | 0 | 0.03 | 0 | 0 | Constrained, otherwise capacity available =24 kW | --> | E19 ex TELAYDON | Telaydon [T42,T421] | LISDRUM |  | 54.3317 | -6.9051
010972 | MV/LV Substation GO***972 |  | 20 kV | _ | LV | 200 kVA :Pole Substation | 0.2 | --> | 0.2 | 0 | 0 | Constrained, otherwise capacity available =116 kVA | --> | 0.19 | 0 | 0.133 | 0 | 0 | Constrained, otherwise capacity available =91 kW | --> | E11 ex BALLYHALE | Ballyhale [T42,T421] | KILKENNY |  | 52.5071 | -7.1666
220378 | MV/LV Substation BA***378 |  | 20 kV | _ | LV | 100 kVA :Pole Substation | 0.1 | --> | 0.1 | 0.02 | 1.36 |  | --> | 0.095 | 0 | 0.01 | 0 | 0 | Constrained, otherwise capacity available =76 kW | --> | C12 ex CROSSMOLINA | Crossmolina [T41,T42] | MOY |  | 54.2791 | -9.371
021568X | MV/LV Substation DI***568X |  | 10 kV | _ | LV | 630 kVA :Building Structure | 0.63 | --> | 0.63 | 0.5 | 6.78 |  | --> | 0.598 | 0 | 0 | 0.5 | 0 |  | --> | C36 ex CASTLEVIEW | Castleview [T101,T102] | CASTLEVIEW |  | 51.8979 | -8.3333
377100Y | MV/LV Substation LU***100Y |  | 20 kV | _ | LV | 200 kVA :Kiosk Substation | 0.2 | --> | 0.2 | 0 | 0 | Constrained, otherwise capacity available =180 kVA | --> | 0.19 | 0 | 0.008 | 0 | 0 | Constrained, otherwise capacity available =181 kW | --> | E16 ex GURRANEBANE | Gurranebane [T421,T422] | OUGHTRAGH |  | 51.7795 | -10.0325
158029 | MV/LV Substation AT***029 |  | 10 kV | _ | LV | 200 kVA :Pole Substation | 0.2 | --> | 0.2 | 0.161 | 0.83 |  | --> | 0.19 | 0 | 0 | 0 | 0 | Constrained, otherwise capacity available =185 kW | --> | C18 ex MILLTOWN MALBAY | Milltown Malbay [T42] | TULLABRACK |  | 52.8575 | -9.3957
3774028 | MV/LV Substation MA***4028 |  | 20 kV | _ | LV | 100 kVA :Pole Substation | 0.1 | --> | 0.1 | 0 | 0 | Constrained, otherwise capacity available =91 kVA | --> | 0.095 | 0 | 0 | 0 | 0 | Constrained, otherwise capacity available =94 kW | --> | E15 ex GURRANEBANE | Gurranebane [T421,T422] | OUGHTRAGH |  | 51.9521 | -10.2161
365047X | MV/LV Substation CU***047X |  | 10 kV | _ | LV | 400 kVA :Kiosk Substation | 0.4 | --> | 0.4 | 0 | 0 | Constrained, otherwise capacity available =300 kVA | --> | 0.38 | 0 | 0 | 0.366 | 0 |  | --> | C18 ex WHITESTOWN | Whitestown [T41,T42] | COOKSTOWN |  | 53.2756 | -6.375
001185 | MV/LV Substation ST***185 |  | 10 kV | _ | LV | 630 kVA :Building Structure | 0.63 | --> | 0.63 | 0.36 | 1.55 |  | --> | 0.598 | 0 | 0.019 | 0.5 | 0 |  | --> | C11 ex MONKSTOWN | Monkstown [T41,T42] | BLACKROCK |  | 53.2862 | -6.1922
039344X | MV/LV Substation KN***344X |  | 10 kV | _ | LV | 400 kVA :Building Structure | 0.4 | --> | 0.4 | 0.237 | 11.03 |  | --> | 0.38 | 0 | 0 | 0.357 | 0 |  | --> | C33 ex SALTHILL | Salthill [T101,T102] | SALTHILL |  | 53.2626 | -9.1057
167460Z | MV/LV Substation AN***460Z |  | 20 kV | _ | LV | 200 kVA :Kiosk Substation | 0.2 | --> | 0.2 | 0 | 0 | Constrained, otherwise capacity available =161 kVA | --> | 0.19 | 0 | 0.005 | 0 | 0 | Constrained, otherwise capacity available =181 kW | --> | E11 ex WHITECHURCH | Whitechurch [T421,T422] | KILBARRY |  | 52.0477 | -8.7301
039535X | MV/LV Substation BI***535X |  | 10 kV | _ | LV | 200 kVA :Kiosk Substation | 0.2 | --> | 0.2 | 0.172 | 11.03 |  | --> | 0.19 | 0 | 0 | 0.186 | 0 |  | --> | C23 ex SALTHILL | Salthill [T101,T102] | SALTHILL |  | 53.2698 | -9.1044
011256X | MV/LV Substation CA***256X |  | 10 kV | _ | LV | 400 kVA :Building Structure | 0.4 | --> | 0.4 | 0.037 | 0.04 | Constrained, otherwise capacity available =389 kVA | --> | 0.38 | 0 | 0 | 0 | 0 | Constrained, otherwise capacity available =378 kW | --> | C19 ex CALLAN | Callan [T41,T42] | KILKENNY |  | 52.576 | -7.4876
150495 | MV/LV Substation MA***495 |  | 20 kV | _ | LV | 33 kVA :Pole Substation | 0.033 | --> | 0.033 | 0.021 | 3.96 |  | --> | 0.031 | 0 | 0.016 | 0 | 0 | Constrained, otherwise capacity available =18 kW | --> | E18 ex STRANORLAR | Stranorlar [T421,T422] | LETTERKENNY |  | 54.8039 | -7.649
235628 | MV/LV Substation BE***628 |  | 20 kV | _ | LV | 400 kVA :Building Structure | 0.4 | --> | 0.4 | 0 | 0 | Constrained, otherwise capacity available =386 kVA | --> | 0.38 | 0 | 0 | 0 | 0 | Constrained, otherwise capacity available =378 kW | --> | E11 ex BEALNABLATH | Bealnablath [T421] | BANDON |  | 51.8397 | -8.834
165737 | MV/LV Substation RO***737 |  | 10 kV | _ | LV | 100 kVA :Pole Substation | 0.1 | --> | 0.1 | 0.094 | 0.88 |  | --> | 0.095 | 0 | 0 | 0 | 0 | Constrained, otherwise capacity available =94 kW | --> | C21 ex ROSS CARBERY | Ross Carbery [T41,T42] | DUNMANWAY |  | 51.6657 | -8.9864
082224Z | MV/LV Substation RA***224Z |  | 20 kV | _ | LV | 50 kVA :Pole Substation | 0.05 | --> | 0.05 | 0 | 0 | Constrained, otherwise capacity available =50 kVA | --> | 0.048 | 0 | 0 | 0 | 0 | Constrained, otherwise capacity available =48 kW | --> | E11 ex ACADEMY STREET | Academy Street [T421,T422,T44] | NAVAN |  | 53.5996 | -6.4953
032082Y | MV/LV Substation CL***082Y |  | 10 kV | _ | LV | 200 kVA :Kiosk Substation | 0.2 | --> | 0.2 | 0 | 0 | Constrained, otherwise capacity available =172 kVA | --> | 0.19 | 0 | 0 | 0 | 0 | Constrained, otherwise capacity available =186 kW | --> | C23 ex TRAMORE | Tramore [T41,T42] | BUTLERSTOWN |  | 52.169 | -7.1551
066569Z | MV/LV Substation NE***569Z |  | 10 kV | _ | LV | 630 kVA :Building Structure | 0.63 | --> | 0.63 | 0 | 0 | Constrained, otherwise capacity available =236 kVA | --> | 0.598 | 0 | 0 | 0.5 | 0 |  | --> | C20 ex MOUNTGORRY | Mountgorry [T41,T42] | GRANGE (DR) |  | 53.4453 | -6.2199
0304171 | MV/LV Substation CL***4171 |  | 20 kV | _ | LV | 400 kVA :Kiosk Substation | 0.4 | --> | 0.4 | 0 | 0 | Constrained, otherwise capacity available =400 kVA | --> | 0.38 | 0 | 0 | 0 | 0 | Constrained, otherwise capacity available =380 kW | --> | E20 ex FOXHOLE | Foxhole [T421,T422] | DUNGARVAN |  | 51.9329 | -8.0496
0624414 | MV/LV Substation BA***4414 |  | 20 kV | _ | LV | 1000 kVA :Building Structure | 1 | --> | 1 | 0.5 | 4.25 |  | --> | 0.95 | 0 | 0 | 0 | 0 | Constrained, otherwise capacity available =950 kW | --> | E18 ex JENKINSTOWN | Jenkinstown [T421,T422] | DUNDALK |  | 54.0738 | -6.2397
137034X | MV/LV Substation CA***034X |  | 10 kV | _ | LV | 50 kVA :Pole Substation | 0.05 | --> | 0.05 | 0.046 | 3.74 |  | --> | 0.048 | 0 | 0.005 | 0 | 0 | Constrained, otherwise capacity available =43 kW | --> | C12 ex KILFLYNN | Kilflynn [T41,T42] | TRALEE |  | 52.3557 | -9.6185
039388 | MV/LV Substation RU***388 |  | 10 kV | _ | LV | 200 kVA :Kiosk Substation | 0.2 | --> | 0.2 | 0.16 | 11.03 |  | --> | 0.19 | 0 | 0.024 | 0.167 | 0 |  | --> | C33 ex SALTHILL | Salthill [T101,T102] | SALTHILL |  | 53.2619 | -9.1096
150404X | MV/LV Substation CO***404X |  | 20 kV | _ | LV | 50 kVA :Pole Substation | 0.05 | --> | 0.05 | 0.047 | 3.96 |  | --> | 0.048 | 0 | 0 | 0 | 0 | Constrained, otherwise capacity available =47 kW | --> | E18 ex STRANORLAR | Stranorlar [T421,T422] | LETTERKENNY |  | 54.8043 | -7.6531
118408X | MV/LV Substation WA***408X |  | 20 kV | _ | LV | 200 kVA :Pole Substation | 0.2 | --> | 0.2 | 0 | 0 | Constrained, otherwise capacity available =72 kVA | --> | 0.19 | 0 | 0.029 | 0 | 0 | Constrained, otherwise capacity available =150 kW | --> | E18 ex CREAGH | Creagh [T421,T422] | ATHLONE |  | 53.344 | -8.2437
069536 | MV/LV Substation TE***536 |  | 10 kV | _ | LV | 400 kVA :Kiosk Substation | 0.4 | --> | 0.4 | 0.266 | 0.87 |  | --> | 0.38 | 0 | 0.008 | 0.355 | 0 |  | --> | C12 ex GARVILLE AVENUE | Garville Avenue [T42] | MILLTOWN (DR) |  | 53.3103 | -6.278
062209Y | MV/LV Substation CA***209Y |  | 10 kV | _ | LV | 400 kVA :Building Structure | 0.4 | --> | 0.4 | 0.361 | 5.69 |  | --> | 0.38 | 0 | 0 | 0 | 0 | Constrained, otherwise capacity available =375 kW | --> | C23 ex RAMPARTS | Ramparts [T41,T42] | DUNDALK |  | 54.0076 | -6.4035
067930 | MV/LV Substation CR***930 |  | 20 kV | _ | LV | 50 kVA :Pole Substation | 0.05 | --> | 0.05 | 0 | 0 | Constrained, otherwise capacity available =31 kVA | --> | 0.048 | 0 | 0.005 | 0 | 0 | Constrained, otherwise capacity available =41 kW | --> | E21 ex CRATLOE | Cratloe [T421,T422] | ARDNACRUSHA |  | 52.7007 | -8.7667
093390Z | MV/LV Substation TO***390Z |  | 10 kV | _ | LV | 200 kVA :Kiosk Substation | 0.2 | --> | 0.2 | 0 | 0 | Constrained, otherwise capacity available =184 kVA | --> | 0.19 | 0 | 0 | 0.188 | 0 |  | --> | C18 ex SUTTON | Sutton [T41,T42] | GRANGE (DR) |  | 53.3915 | -6.1195
068079 | MV/LV Substation CH***079 |  | 10 kV | _ | LV | 1000 kVA :Building Structure | 1 | --> | 1 | 0.45 | 14.34 |  | --> | 0.95 | 0 | 0.025 | 0.5 | 0 |  | --> | C18 ex NORTH QUAYS | North Quays [T101,T102,T103] | POOLBEG |  | 53.3564 | -6.2338
3684123 | MV/LV Substation MA***4123 |  | 20 kV | _ | LV | 200 kVA :Pole Substation | 0.2 | --> | 0.2 | 0 | 0 | Constrained, otherwise capacity available =200 kVA | --> | 0.19 | 0 | 0 | 0 | 0 | Constrained, otherwise capacity available =190 kW | --> | C12 ex BALLYHAUNIS | Ballyhaunis [T41,T42] | DALTON |  | 53.7746 | -8.7629
154620Z | MV/LV Substation US***620Z |  | 20 kV | _ | LV | 400 kVA :Building Structure | 0.4 | --> | 0.4 | 0.363 | 41.3 |  | --> | 0.38 | 0 | 0 | 0.375 | 0 |  | --> | E13 ex CORDUFF | Corduff [T121,T122] | CORDUFF |  | 53.42 | -6.3502
207311 | MV/LV Substation GO***311 |  | 10 kV | _ | LV | 100 kVA :Pole Substation | 0.1 | --> | 0.1 | 0.024 | 3.38 |  | --> | 0.095 | 0 | 0.007 | 0 | 0 | Constrained, otherwise capacity available =79 kW | --> | C15 ex GLENGOOLE | Glengoole [T41] | THURLES |  | 52.677 | -7.6022
027746 | MV/LV Substation DE***746 |  | 20 kV | _ | LV | 50 kVA :Pole Substation | 0.05 | --> | 0.05 | 0.038 | 7.79 |  | --> | 0.048 | 0 | 0.011 | 0 | 0 | Constrained, otherwise capacity available =38 kW | --> | E12 ex DUNMANWAY | Dunmanway [T422,T43] | DUNMANWAY |  | 51.6667 | -9.241
192455 | MV/LV Substation AT***455 |  | 10 kV | _ | LV | 100 kVA :Pole Substation | 0.1 | --> | 0.1 | 0.086 | 1.56 |  | --> | 0.095 | 0 | 0 | 0 | 0 | Constrained, otherwise capacity available =93 kW | --> | C13 ex DERRYBEG | Derrybeg [T41,T42] | ARDNAGAPPARY |  | 55.0578 | -8.3111
281044Z | MV/LV Substation GR***044Z |  | 20 kV | _ | LV | 50 kVA :Pole Substation | 0.05 | --> | 0.05 | 0.04 | 17.47 |  | --> | 0.048 | 0 | 0 | 0.046 | 0 |  | --> | E13 ex COOLROE | Coolroe [T121,T122] | COOLROE |  | 51.8689 | -8.6435
429482 | MV/LV Substation PA***482 |  | 10 kV | _ | LV | 100 kVA :Pole Substation | 0.1 | --> | 0.1 | 0.088 | 0.33 |  | --> | 0.095 | 0 | 0 | 0 | 0 | Constrained, otherwise capacity available =93 kW | --> | C20 ex ABBEYFEALE | Abbeyfeale [T42] | TRIEN |  | 52.4675 | -9.2516
035317 | MV/LV Substation FA***317 |  | 10 kV | _ | LV | 400 kVA :Kiosk Substation | 0.4 | --> | 0.4 | 0.27 | 6.17 |  | --> | 0.38 | 0 | 0.042 | 0 | 0 | Constrained, otherwise capacity available =331 kW | --> | C17 ex CAHIR | Cahir [T41,T42] | CAHIR |  | 52.3794 | -7.9111
0144306 | MV/LV Substation GA***4306 |  | 20 kV | _ | LV | 400 kVA :Building Structure | 0.4 | --> | 0.4 | 0 | 0 | Constrained, otherwise capacity available =340 kVA | --> | 0.38 | 0 | 0 | 0 | 0 | Constrained, otherwise capacity available =372 kW | --> | C11 ex KILDARE | Kildare [T41,T42] | NEWBRIDGE |  | 53.143 | -7.0123
0564090 | MV/LV Substation SA***4090 |  | 20 kV | _ | LV | 50 kVA :Pole Substation | 0.05 | --> | 0.05 | 0.047 | 0.89 |  | --> | 0.048 | 0 | 0 | 0 | 0 | Constrained, otherwise capacity available =47 kW | --> | E18 ex BIRR | Birr [T41,T422] | DALLOW |  | 53.1027 | -7.9194
2884002 | MV/LV Substation ST***4002 |  | 10 kV | _ | LV | 400 kVA :Building Structure | 0.4 | --> | 0.4 | 0 | 0 | Constrained, otherwise capacity available =383 kVA | --> | 0.38 | 0 | 0 | 0.378 | 0 |  | --> | C18 ex CARRICKMINES | Carrickmines [T41,T42] | CARRICKMINES |  | 53.2493 | -6.2158
026619X | MV/LV Substation BA***619X |  | 10 kV | _ | LV | 100 kVA :Pole Substation | 0.1 | --> | 0.1 | 0.074 | 8.66 |  | --> | 0.095 | 0 | 0.009 | 0 | 0 | Constrained, otherwise capacity available =85 kW | --> | C20 ex BANDON | Bandon [T101,T42] | BANDON |  | 51.7387 | -8.7757
0394172 | MV/LV Substation MO***4172 |  | 10 kV | _ | LV | 200 kVA :Kiosk Substation | 0.2 | --> | 0.2 | 0.157 | 11.03 |  | --> | 0.19 | 0 | 0.016 | 0.172 | 0 |  | --> | C28 ex SALTHILL | Salthill [T101,T102] | SALTHILL |  | 53.2523 | -9.1619
0684419 | MV/LV Substation BR***4419 |  | 10 kV | _ | LV | 1000 kVA :Building Structure | 1 | --> | 1 | 0.5 | 9.02 |  | --> | 0.95 | 0 | 0 | 0.5 | 0 |  | --> | C17 ex MISERY HILL | Misery Hill [T101,T102] | POOLBEG |  | 53.3463 | -6.2519
207100Y | MV/LV Substation BA***100Y |  | 10 kV | _ | LV | 50 kVA :Pole Substation | 0.05 | --> | 0.05 | 0.043 | 3.38 |  | --> | 0.048 | 0 | 0 | 0 | 0 | Constrained, otherwise capacity available =46 kW | --> | C15 ex GLENGOOLE | Glengoole [T41] | THURLES |  | 52.6361 | -7.6129
067730 | MV/LV Substation FO***730 |  | 20 kV | _ | LV | 100 kVA :Pole Substation | 0.1 | --> | 0.1 | 0.094 | 13.8 |  | --> | 0.095 | 0 | 0 | 0.094 | 0 |  | --> | C14 ex SINGLAND | Singland [T101,T102] | SINGLAND |  | 52.6514 | -8.5109
041110Y | MV/LV Substation AR***110Y |  | 20 kV | _ | LV | 200 kVA :Kiosk Substation | 0.2 | --> | 0.2 | 0 | 0 | Constrained, otherwise capacity available =164 kVA | --> | 0.19 | 0 | 0.005 | 0 | 0 | Constrained, otherwise capacity available =181 kW | --> | E17 ex WINDSOR | Windsor [T421,T422] | CASTLEBAR |  | 53.7996 | -9.1269
1844002 | MV/LV Substation SU***4002 |  | 10 kV | _ | LV | 630 kVA :Building Structure | 0.63 | --> | 0.63 | 0.5 | 3.38 |  | --> | 0.598 | 0 | 0 | 0 | 0 | Constrained, otherwise capacity available =598 kW | --> | C13 ex CASTLEBLAYNEY | Castleblayney [T41,T42] | DUNDALK |  | 54.1189 | -6.7379
065043Z | MV/LV Substation FI***043Z |  | 10 kV | _ | LV | 400 kVA :Kiosk Substation | 0.4 | --> | 0.4 | 0 | 0 | Constrained, otherwise capacity available =380 kVA | --> | 0.38 | 0 | 0.005 | 0 | 0 | Constrained, otherwise capacity available =374 kW | --> | C15 ex LOUGHSHINNY | Loughshinny [T41,T42] | GLASMORE |  | 53.5215 | -6.0835
060202Y | MV/LV Substation TH***202Y |  | 10 kV | _ | LV | 50 kVA :Pole Substation | 0.05 | --> | 0.05 | 0 | 0 | Constrained, otherwise capacity available =49 kVA | --> | 0.048 | 0 | 0 | 0 | 0 | Constrained, otherwise capacity available =47 kW | --> | C16 ex CLONES | Clones [T41,T42] | SHANKILL |  | 54.1789 | -7.234
050420X | MV/LV Substation LA***420X |  | 20 kV | _ | LV | 50 kVA :Pole Substation | 0.05 | --> | 0.05 | 0 | 0 | Constrained, otherwise capacity available =32 kVA | --> | 0.048 | 0 | 0 | 0 | 0 | Constrained, otherwise capacity available =45 kW | --> | C22 ex ATHLONE | Athlone [T41,T42] | ATHLONE |  | 53.4235 | -7.9924
037997X | MV/LV Substation WO***997X |  | 10 kV | _ | LV | 50 kVA :Pole Substation | 0.05 | --> | 0.05 | 0 | 0 | Constrained, otherwise capacity available =20 kVA | --> | 0.048 | 0 | 0.017 | 0 | 0 | Constrained, otherwise capacity available =31 kW | --> | C15 ex ENNIS NORTH | Ennis North [T41,T42] | ENNIS |  | 52.8436 | -9.0256
0594155 | MV/LV Substation DR***4155 |  | 10 kV | _ | LV | 50 kVA :Pole Substation | 0.05 | --> | 0.05 | 0 | 0 | Constrained, otherwise capacity available =50 kVA | --> | 0.048 | 0 | 0 | 0 | 0 | Constrained, otherwise capacity available =48 kW | --> | C11 ex DERRYCRAMPH | Derrycramph [T41,T42] | SHANKILL |  | 53.9265 | -7.1766
111791Y | MV/LV Substation CR***791Y |  | 20 kV | _ | LV | 50 kVA :Pole Substation | 0.05 | --> | 0.05 | 0.049 | 0.94 |  | --> | 0.048 | 0 | 0 | 0 | 0 | Constrained, otherwise capacity available =47 kW | --> | E11 ex CASTLETOWNBERE | Castletownbere [T421] | BALLYLICKY |  | 51.6845 | -9.943
196435 | MV/LV Substation MO***435 |  | 20 kV | _ | LV | 100 kVA :Pole Substation | 0.1 | --> | 0.1 | 0.097 | 0.33 |  | --> | 0.095 | 0 | 0 | 0 | 0 | Constrained, otherwise capacity available =95 kW | --> | E31 ex TRIM | Trim [T421] | NAVAN |  | 53.5601 | -6.9058
062201 | MV/LV Substation TY***201 |  | 10 kV | _ | LV | 200 kVA :Pole Substation | 0.2 | --> | 0.2 | 0.13 | 0.72 |  | --> | 0.19 | 0 | 0 | 0 | 0 | Constrained, otherwise capacity available =180 kW | --> | C15 ex COES ROAD | Coes Road [T41,T42] | DUNDALK |  | 53.9971 | -6.3788
365934 | MV/LV Substation DR***934 |  | 10 kV | _ | LV | 400 kVA :Kiosk Substation | 0.4 | --> | 0.4 | 0 | 0 | Constrained, otherwise capacity available =267 kVA | --> | 0.38 | 0 | 0 | 0.361 | 0 |  | --> | C17 ex WHITESTOWN | Whitestown [T41,T42] | COOKSTOWN |  | 53.2892 | -6.3965
206253X | MV/LV Substation BU***253X |  | 20 kV | _ | LV | 100 kVA :Pole Substation | 0.1 | --> | 0.1 | 0.098 | 7.61 |  | --> | 0.095 | 0 | 0 | 0 | 0 | Constrained, otherwise capacity available =95 kW | --> | E14 ex BELLACORICK | Bellacorick [T122] | BELLACORICK |  | 54.196 | -9.9077
158115Y | MV/LV Substation AR***115Y |  | 10 kV | _ | LV | 100 kVA :Pole Substation | 0.1 | --> | 0.1 | 0 | 0 | Constrained, otherwise capacity available =74 kVA | --> | 0.095 | 0 | 0.014 | 0 | 0 | Constrained, otherwise capacity available =81 kW | --> | C22 ex ENNISTYMON | Ennistymon [T41,T42] | ENNIS |  | 52.9375 | -9.2868
024738X | MV/LV Substation KN***738X |  | 10 kV | _ | LV | 50 kVA :Pole Substation | 0.05 | --> | 0.05 | 0.047 | 2.14 |  | --> | 0.048 | 0 | 0 | 0 | 0 | Constrained, otherwise capacity available =47 kW | --> | C18 ex BUTTEVANT | Buttevant [T41,T42] | MALLOW |  | 52.226 | -8.6832
025035Y | MV/LV Substation DE***035Y |  | 10 kV | _ | LV | 100 kVA :Pole Substation | 0.1 | --> | 0.1 | 0.042 | 2.96 |  | --> | 0.095 | 0 | 0.006 | 0 | 0 | Constrained, otherwise capacity available =82 kW | --> | E17 ex CHARLEVILLE | Charleville [T421,T422] | CHARLEVILLE |  | 52.3617 | -8.684
071743 | MV/LV Substation SE***743 |  | 10 kV | _ | LV | 200 kVA :Kiosk Substation | 0.2 | --> | 0.2 | 0.091 | 5.58 |  | --> | 0.19 | 0 | 0.033 | 0.15 | 0 |  | --> | C12 ex KILCOOLE | Kilcoole [T41,T42] | FASSAROE |  | 53.0692 | -6.061
160810Y | MV/LV Substation CR***810Y |  | 20 kV | _ | LV | 630 kVA :Kiosk Substation | 0.63 | --> | 0.63 | 0 | 0 | Constrained, otherwise capacity available =455 kVA | --> | 0.598 | 0 | 0.033 | 0 | 0 | Constrained, otherwise capacity available =550 kW | --> | C21 ex PORTARLINGTON | Portarlington [T43] | BLAKE |  | 53.168 | -7.184
288355 | MV/LV Substation BU***355 |  | 10 kV | _ | LV | 630 kVA :Building Structure | 0.63 | --> | 0.63 | 0.327 | 1.16 |  | --> | 0.598 | 0 | 0.15 | 0.45 | 0 |  | --> | C19 ex BREWERY ROAD | Brewery Road [T41,T42] | CARRICKMINES |  | 53.2737 | -6.2058
2764002 | MV/LV Substation BA***4002 |  | 10 kV | _ | LV | 50 kVA :Pole Substation | 0.05 | --> | 0.05 | 0.05 | 0.76 |  | --> | 0.048 | 0 | 0 | 0 | 0 | Constrained, otherwise capacity available =48 kW | --> | C12 ex WOODFORD | Woodford [T41,T42] | KNOCKEARAGH |  | 52.06 | -9.3442
288636 | MV/LV Substation TH***636 |  | 10 kV | _ | LV | 100 kVA :Pole Substation | 0.1 | --> | 0.1 | 0 | 0 | Constrained, otherwise capacity available =66 kVA | --> | 0.095 | 0 | 0.01 | 0.083 | 0 |  | --> | C18 ex CARRICKMINES | Carrickmines [T41,T42] | CARRICKMINES |  | 53.2475 | -6.2183
2884014 | MV/LV Substation JA***4014 |  | 10 kV | _ | LV | 400 kVA :Kiosk Substation | 0.4 | --> | 0.4 | 0 | 0 | Constrained, otherwise capacity available =400 kVA | --> | 0.38 | 0 | 0 | 0.38 | 0 |  | --> | C18 ex CARRICKMINES | Carrickmines [T41,T42] | CARRICKMINES |  | 53.2483 | -6.2031
014750Z | MV/LV Substation PL***750Z |  | 10 kV | _ | LV | 200 kVA :Pole Substation | 0.2 | --> | 0.2 | 0 | 0 | Constrained, otherwise capacity available =194 kVA | --> | 0.19 | 0 | 0 | 0 | 0 | Constrained, otherwise capacity available =189 kW | --> | C16 ex MORRISTOWN | Morristown [T41,T42] | NEWBRIDGE |  | 53.2319 | -6.8831
365243X | MV/LV Substation RA***243X |  | 10 kV | _ | LV | 630 kVA :Kiosk Substation | 0.63 | --> | 0.63 | 0 | 0 | Constrained, otherwise capacity available =291 kVA | --> | 0.598 | 0 | 0.003 | 0.5 | 0 |  | --> | C16 ex SAGGART | Saggart [T41,T42] | GRANGE CASTLE |  | 53.2818 | -6.4714
011796Z | MV/LV Substation BO***796Z |  | 10 kV | _ | LV | 400 kVA :Kiosk Substation | 0.4 | --> | 0.4 | 0.037 | 0.04 | Constrained, otherwise capacity available =320 kVA | --> | 0.38 | 0 | 0.01 | 0 | 0 | Constrained, otherwise capacity available =362 kW | --> | C19 ex CALLAN | Callan [T41,T42] | KILKENNY |  | 52.539 | -7.3888
0754034 | MV/LV Substation RY***4034 |  | 20 kV | _ | LV | 50 kVA :Pole Substation | 0.05 | --> | 0.05 | 0.044 | 1.13 |  | --> | 0.048 | 0 | 0 | 0 | 0 | Constrained, otherwise capacity available =47 kW | --> | E12 ex BUNCLODY | Bunclody [T421,T422] | CRANE |  | 52.6531 | -6.648
014543Z | MV/LV Substation CA***543Z |  | 10 kV | _ | LV | 200 kVA :Kiosk Substation | 0.2 | --> | 0.2 | 0 | 0 | Constrained, otherwise capacity available =161 kVA | --> | 0.19 | 0 | 0.011 | 0 | 0 | Constrained, otherwise capacity available =176 kW | --> | C18 ex BLAKE | Blake [T41,T42] | BLAKE |  | 53.2488 | -6.8446
001826 | MV/LV Substation SA***826 |  | 10 kV | _ | LV | 630 kVA :Kiosk Substation | 0.63 | --> | 0.63 | 0.461 | 4.37 |  | --> | 0.598 | 0 | 0 | 0.5 | 0 |  | --> | C18 ex DUN LAOGHAIRE | Dun Laoghaire [T41,T42] | BLACKROCK |  | 53.2947 | -6.1492
007391Z | MV/LV Substation TA***391Z |  | 20 kV | _ | LV | 400 kVA :Kiosk Substation | 0.4 | --> | 0.4 | 0.363 | 16.12 |  | --> | 0.38 | 0 | 0 | 0.375 | 0 |  | --> | E17 ex WEXFORD | Wexford [T121,T122] | WEXFORD |  | 52.3216 | -6.6538
093040Y | MV/LV Substation SA***040Y |  | 10 kV | _ | LV | 400 kVA :Kiosk Substation | 0.4 | --> | 0.4 | 0 | 0 | Constrained, otherwise capacity available =366 kVA | --> | 0.38 | 0 | 0.01 | 0.368 | 0 |  | --> | C16 ex SANTRY | Santry [T41,T42] | FINGLAS |  | 53.3977 | -6.2353
349262 | MV/LV Substation TH***262 |  | 10 kV | _ | LV | 630 kVA :Kiosk Substation | 0.63 | --> | 0.63 | 0.5 | 2.35 |  | --> | 0.598 | 0 | 0.025 | 0 | 0 | Constrained, otherwise capacity available =564 kW | --> | C15 ex KILTIMAGH | Kiltimagh [T41] | CASTLEBAR |  | 53.8468 | -8.9982
042524 | MV/LV Substation ST***524 |  | 20 kV | _ | LV | 100 kVA :Pole Substation | 0.1 | --> | 0.1 | 0 | 0 | Constrained, otherwise capacity available =84 kVA | --> | 0.095 | 0 | 0 | 0 | 0 | Constrained, otherwise capacity available =93 kW | --> | E17 ex WINDSOR | Windsor [T421,T422] | CASTLEBAR |  | 53.8074 | -9.1377
061319X | MV/LV Substation GA***319X |  | 10 kV | _ | LV | 50 kVA :Pole Substation | 0.05 | --> | 0.05 | 0.047 | 2.04 |  | --> | 0.048 | 0 | 0 | 0 | 0 | Constrained, otherwise capacity available =47 kW | --> | C19 ex BALLYBAY | Ballybay [T41,T42] | LISDRUM |  | 54.0703 | -6.9289
120266 | MV/LV Substation GO***266 |  | 10 kV | _ | LV | 100 kVA :Pole Substation | 0.1 | --> | 0.1 | 0 | 0 | Constrained, otherwise capacity available =98 kVA | --> | 0.095 | 0 | 0 | 0 | 0 | Constrained, otherwise capacity available =95 kW | --> | C16 ex BLAKE | Blake [T41,T42] | BLAKE |  | 53.2501 | -6.9645
365434X | MV/LV Substation AL***434X |  | 10 kV | _ | LV | 630 kVA :Building Structure | 0.63 | --> | 0.63 | 0.5 | 13.91 |  | --> | 0.598 | 0 | 0 | 0.5 | 0 |  | --> | C22 ex COOKSTOWN | Cookstown [T101,T102] | CARRICKMINES |  | 53.299 | -6.3732
281411Y | MV/LV Substation FR***411Y |  | 10 kV | _ | LV | 400 kVA :Building Structure | 0.4 | --> | 0.4 | 0.336 | 5.49 |  | --> | 0.38 | 0 | 0 | 0.371 | 0 |  | --> | C14 ex TRABEG | Trabeg [T101,T102] | TRABEG |  | 51.8712 | -8.4714
0814402 | MV/LV Substation HE***4402 |  | 10 kV | _ | LV | 630 kVA :Kiosk Substation | 0.63 | --> | 0.63 | 0 | 0 | Constrained, otherwise capacity available =595 kVA | --> | 0.598 | 0 | 0.053 | 0 | 0 | Constrained, otherwise capacity available =554 kW | --> | C22 ex LEIXLIP | Leixlip [T41,T42] | GRIFFINRATH |  | 53.3599 | -6.4987
495351 | MV/LV Substation AC***351 |  | 20 kV | _ | LV | 400 kVA :Kiosk Substation | 0.4 | --> | 0.4 | 0.342 | 1.5 |  | --> | 0.38 | 0 | 0 | 0.372 | 0 |  | --> | E17 ex ACHILL | Achill [T422] | CARROWBEG |  | 53.9333 | -9.9147
503832 | MV/LV Substation RO***832 |  | 10 kV | _ | LV | 50 kVA :Pole Substation | 0.05 | --> | 0.05 | 0.049 | 1.69 |  | --> | 0.048 | 0 | 0 | 0 | 0 | Constrained, otherwise capacity available =47 kW | --> | C16 ex NEWTOWNCUNNINGHAM | Newtowncunningham [T41,T42] | LETTERKENNY |  | 54.9972 | -7.4956
012482Y | MV/LV Substation CL***482Y |  | 20 kV | _ | LV | 400 kVA :Kiosk Substation | 0.4 | --> | 0.4 | 0.317 | 1.99 |  | --> | 0.38 | 0 | 0.053 | 0 | 0 | Constrained, otherwise capacity available =329 kW | --> | C19 ex GRAIGUE | Graigue [T41,T42] | CARLOW |  | 52.8187 | -6.9353
042822 | MV/LV Substation BA***822 |  | 20 kV | _ | LV | 50 kVA :Pole Substation | 0.05 | --> | 0.05 | 0 | 0 | Constrained, otherwise capacity available =17 kVA | --> | 0.048 | 0 | 0.05 | 0 | 0 | Constrained, otherwise capacity available =6 kW | --> | E17 ex WINDSOR | Windsor [T421,T422] | CASTLEBAR |  | 53.8131 | -9.1555
429099X | MV/LV Substation SE***099X |  | 10 kV | _ | LV | 100 kVA :Pole Substation | 0.1 | --> | 0.1 | 0.061 | 0.33 |  | --> | 0.095 | 0 | 0 | 0 | 0 | Constrained, otherwise capacity available =90 kW | --> | C12 ex ABBEYFEALE | Abbeyfeale [T42] | TRIEN |  | 52.3116 | -9.2849
068470X | MV/LV Substation RI***470X |  | 10 kV | _ | LV | 630 kVA :Kiosk Substation | 0.63 | --> | 0.63 | 0.5 | 11.14 |  | --> | 0.598 | 0 | 0.013 | 0.5 | 0 |  | --> | C28 ex CABRA | Cabra [T101,T102] | FINGLAS |  | 53.3734 | -6.3112
281937X | MV/LV Substation ID***937X |  | 10 kV | _ | LV | 200 kVA :Kiosk Substation | 0.2 | --> | 0.2 | 0.169 | 4.3 |  | --> | 0.19 | 0 | 0.047 | 0.151 | 0 |  | --> | C19 ex RINGASKIDDY 110KV | Ringaskiddy 110kv [T42] | BARNAHELY |  | 51.8498 | -8.3368
022347 | MV/LV Substation MU***347 |  | 10 kV | _ | LV | 400 kVA :Kiosk Substation | 0.4 | --> | 0.4 | 0.344 | 4.55 |  | --> | 0.38 | 0 | 0 | 0 | 0 | Constrained, otherwise capacity available =372 kW | --> | C22 ex MALLOW | Mallow [T41,T42] | MALLOW |  | 52.1371 | -8.6413
154630 | MV/LV Substation JA***630 |  | 10 kV | _ | LV | 100 kVA :Pole Substation | 0.1 | --> | 0.1 | 0 | 0 | Constrained, otherwise capacity available =94 kVA | --> | 0.095 | 0 | 0 | 0.094 | 0 |  | --> | C23 ex MACETOWN | Macetown [T101,T102] | MACETOWN |  | 53.3902 | -6.4722
255736 | MV/LV Substation VO***736 |  | 20 kV | _ | LV | 400 kVA :Kiosk Substation | 0.4 | --> | 0.4 | 0 | 0 | Constrained, otherwise capacity available =394 kVA | --> | 0.38 | 0 | 0 | 0 | 0 | Constrained, otherwise capacity available =379 kW | --> | E18 ex KILLYBEGS | Killybegs [T422] | BINBANE |  | 54.6395 | -8.4368
127802 | MV/LV Substation CA***802 |  | 10 kV | _ | LV | 100 kVA :Pole Substation | 0.1 | --> | 0.1 | 0 | 0 | Constrained, otherwise capacity available =84 kVA | --> | 0.095 | 0 | 0.005 | 0 | 0 | Constrained, otherwise capacity available =89 kW | --> | C17 ex HOLYCROSS ROAD | Holycross Road [T41,T42] | THURLES |  | 52.7469 | -7.9376
017404Z | MV/LV Substation TA***404Z |  | 10 kV | _ | LV | 100 kVA :Pole Substation | 0.1 | --> | 0.1 | 0.088 | 1.98 |  | --> | 0.095 | 0 | 0 | 0 | 0 | Constrained, otherwise capacity available =93 kW | --> | E18 ex RATHKEALE | Rathkeale [T421,T422] | RATHKEALE |  | 52.5214 | -8.9375
254307 | MV/LV Substation CL***307 |  | 20 kV | _ | LV | 400 kVA :Kiosk Substation | 0.4 | --> | 0.4 | 0 | 0 | Constrained, otherwise capacity available =350 kVA | --> | 0.38 | 0 | 0.011 | 0 | 0 | Constrained, otherwise capacity available =365 kW | --> | C23 ex TUAM NORTH | Tuam North [T41,T42] | CLOON |  | 53.5287 | -8.8562
366110 | MV/LV Substation KI***110 |  | 20 kV | _ | LV | 100 kVA :Pole Substation | 0.1 | --> | 0.1 | 0.087 | 0.45 |  | --> | 0.095 | 0 | 0 | 0 | 0 | Constrained, otherwise capacity available =93 kW | --> | C16 ex CARRAROE | Carraroe [T42] | SCREEB |  | 53.1305 | -9.7568
154160Z | MV/LV Substation MC***160Z |  | 10 kV | _ | LV | 400 kVA :Building Structure | 0.4 | --> | 0.4 | 0 | 0 | Constrained, otherwise capacity available =392 kVA | --> | 0.38 | 0 | 0 | 0 | 0 | Constrained, otherwise capacity available =379 kW | --> | C18 ex BALLYCOOLIN | Ballycoolin [T41,T42,T43] | FINGLAS |  | 53.413 | -6.3531
288294X | MV/LV Substation CO***294X |  | 10 kV | _ | LV | 630 kVA :Building Structure | 0.63 | --> | 0.63 | 0.5 | 1.16 |  | --> | 0.598 | 0 | 0 | 0.5 | 0 |  | --> | C17 ex BREWERY ROAD | Brewery Road [T41,T42] | CARRICKMINES |  | 53.2767 | -6.2146
0824267 | MV/LV Substation RA***4267 |  | 20 kV | _ | LV | 50 kVA :Pole Substation | 0.05 | --> | 0.05 | 0 | 0 | Constrained, otherwise capacity available =50 kVA | --> | 0.048 | 0 | 0 | 0 | 0 | Constrained, otherwise capacity available =48 kW | --> | E19 ex SLANE | Slane [T421] | DRYBRIDGE |  | 53.747 | -6.6373
069214 | MV/LV Substation WH***214 |  | 10 kV | _ | LV | 630 kVA :Kiosk Substation | 0.63 | --> | 0.63 | 0 | 0.87 |  | --> | 0.598 | 0 | 0.1 | 0.399 | 0 |  | --> | C18 ex GARVILLE AVENUE | Garville Avenue [T42] | MILLTOWN (DR) |  | 53.3122 | -6.2822
007226 | MV/LV Substation RO***226 |  | 20 kV | _ | LV | 630 kVA :Kiosk Substation | 0.63 | --> | 0.63 | 0.5 | 1.4 |  | --> | 0.598 | 0 | 0.042 | 0 | 0 | Constrained, otherwise capacity available =559 kW | --> | E12 ex KILLINICK | Killinick [T421,T422] | WEXFORD |  | 52.2473 | -6.3397
077984 | MV/LV Substation KI***984 |  | 20 kV | _ | LV | 50 kVA :Pole Substation | 0.05 | --> | 0.05 | 0 | 0 | Constrained, otherwise capacity available =45 kVA | --> | 0.048 | 0 | 0.011 | 0 | 0 | Constrained, otherwise capacity available =39 kW | --> | E25 ex PATRICKSWELL | Patrickswell [T421,T422] | LIMERICK |  | 52.6276 | -8.8132
288281 | MV/LV Substation EN***281 |  | 10 kV | _ | LV | 50 kVA :Pole Substation | 0.05 | --> | 0.05 | 0 | 0 | Constrained, otherwise capacity available =36 kVA | --> | 0.048 | 0 | 0.005 | 0.042 | 0 |  | --> | C18 ex CARRICKMINES | Carrickmines [T41,T42] | CARRICKMINES |  | 53.2508 | -6.2104
0064357 | MV/LV Substation CH***4357 |  | 20 kV | _ | LV | 50 kVA :Pole Substation | 0.05 | --> | 0.05 | 0 | 0 | Constrained, otherwise capacity available =50 kVA | --> | 0.048 | 0 | 0 | 0 | 0 | Constrained, otherwise capacity available =48 kW | --> | E11 ex CLONROCHE | Clonroche [T421,T422] | WEXFORD |  | 52.4343 | -6.7038
150131X | MV/LV Substation MI***131X |  | 20 kV | _ | LV | 50 kVA :Pole Substation | 0.05 | --> | 0.05 | 0.026 | 3.96 |  | --> | 0.048 | 0 | 0.01 | 0 | 0 | Constrained, otherwise capacity available =37 kW | --> | E20 ex STRANORLAR | Stranorlar [T421,T422] | LETTERKENNY |  | 54.8023 | -7.7613
068782 | MV/LV Substation RI***782 |  | 10 kV | _ | LV | 400 kVA :Building Structure | 0.4 | --> | 0.4 | 0.203 | 9.28 |  | --> | 0.38 | 0 | 0.011 | 0.344 | 0 |  | --> | C24 ex PEMBROKE | Pembroke [T41,T42,T43,T44] | RINGSEND |  | 53.3437 | -6.2248
160444 | MV/LV Substation DO***444 |  | 20 kV | _ | LV | 200 kVA :Pole Substation | 0.2 | --> | 0.2 | 0 | 0 | Constrained, otherwise capacity available =185 kVA | --> | 0.19 | 0 | 0 | 0 | 0 | Constrained, otherwise capacity available =188 kW | --> | E11 ex PORTLAOISE |  |  |  | 53.1087 | -7.1398
2144076 | MV/LV Substation SH***4076 |  | 10 kV | _ | LV | 50 kVA :Pole Substation | 0.05 | --> | 0.05 | 0 | 0 | Constrained, otherwise capacity available =48 kVA | --> | 0.048 | 0 | 0 | 0 | 0 | Constrained, otherwise capacity available =47 kW | --> | C15 ex DRUMQUIN | Drumquin [T42] | ENNIS |  | 52.6322 | -9.1567
007235X | MV/LV Substation EA***235X |  | 10 kV | _ | LV | 200 kVA :Pole Substation | 0.2 | --> | 0.2 | 0.158 | 1.4 |  | --> | 0.19 | 0 | 0 | 0 | 0 | Constrained, otherwise capacity available =184 kW | --> | E17 ex KILLINICK | Killinick [T421,T422] | WEXFORD |  | 52.2496 | -6.3581
032388 | MV/LV Substation NE***388 |  | 10 kV | _ | LV | 200 kVA :Pole Substation | 0.2 | --> | 0.2 | 0 | 0 | Constrained, otherwise capacity available =173 kVA | --> | 0.19 | 0 | 0.005 | 0 | 0 | Constrained, otherwise capacity available =183 kW | --> | C12 ex TRAMORE | Tramore [T41,T42] | BUTLERSTOWN |  | 52.1483 | -7.1722
027833 | MV/LV Substation DE***833 |  | 20 kV | _ | LV | 50 kVA :Pole Substation | 0.05 | --> | 0.05 | 0.032 | 7.79 |  | --> | 0.048 | 0 | 0 | 0 | 0 | Constrained, otherwise capacity available =45 kW | --> | E12 ex DUNMANWAY | Dunmanway [T422,T43] | DUNMANWAY |  | 51.6614 | -9.2295
021015X | MV/LV Substation GA***015X |  | 10 kV | _ | LV | 200 kVA :Pole Substation | 0.2 | --> | 0.2 | 0.199 | 6.78 |  | --> | 0.19 | 0 | 0 | 0.19 | 0 |  | --> | C41 ex CASTLEVIEW | Castleview [T101,T102] | CASTLEVIEW |  | 51.904 | -8.416
196080 | MV/LV Substation CL***080 |  | 10 kV | _ | LV | 50 kVA :Pole Substation | 0.05 | --> | 0.05 | 0 | 0 | Constrained, otherwise capacity available =28 kVA | --> | 0.048 | 0 | 0.009 | 0 | 0 | Constrained, otherwise capacity available =38 kW | --> | C18 ex ATHBOY | Athboy [T42] | NAVAN |  | 53.6208 | -6.9098
0094085 | MV/LV Substation GL***4085 |  | 20 kV | _ | LV | 50 kVA :Pole Substation | 0.05 | --> | 0.05 | 0.048 | 8.16 |  | --> | 0.048 | 0 | 0.005 | 0 | 0 | Constrained, otherwise capacity available =44 kW | --> | C17 ex MOUNT MISERY | Mount Misery [T41,T42] | WATERFORD |  | 52.3423 | -7.0582
023858X | MV/LV Substation GL***858X |  | 10 kV | _ | LV | 50 kVA :Pole Substation | 0.05 | --> | 0.05 | 0 | 0 | Constrained, otherwise capacity available =28 kVA | --> | 0.048 | 0 | 0.005 | 0 | 0 | Constrained, otherwise capacity available =41 kW | --> | C15 ex FERMOY NORTH | Fermoy North [T41,T42] | BARRYMORE |  | 52.143 | -8.2884
089226 | MV/LV Substation RA***226 |  | 20 kV | _ | LV | 200 kVA :Kiosk Substation | 0.2 | --> | 0.2 | 0.066 | 9.1 |  | --> | 0.19 | 0 | 0.045 | 0 | 0 | Constrained, otherwise capacity available =138 kW | --> | E19 ex ARDNAREE | Ardnaree [T42,T421] | MOY |  | 54.1322 | -9.1352
127623Y | MV/LV Substation BA***623Y |  | 10 kV | _ | LV | 400 kVA :Building Structure | 0.4 | --> | 0.4 | 0.306 | 5.89 |  | --> | 0.38 | 0 | 0 | 0 | 0 | Constrained, otherwise capacity available =374 kW | --> | C11 ex CASHEL | Cashel [T41,T42] | CAHIR |  | 52.462 | -7.8402
074242X | MV/LV Substation CA***242X |  | 10 kV | _ | LV | 1000 kVA :Kiosk Substation | 1 | --> | 1 | 0 | 0 | Constrained, otherwise capacity available =888 kVA | --> | 0.95 | 0 | 0 | 0 | 0 | Constrained, otherwise capacity available =935 kW | --> | C17 ex CARRICK ON SHANNON | Carrick On Shannon [T41,T42] | CARRICK ON SHANNON |  | 53.9423 | -8.1022
161580 | MV/LV Substation CL***580 |  | 20 kV | _ | LV | 50 kVA :Pole Substation | 0.05 | --> | 0.05 | 0.039 | 11.03 |  | --> | 0.048 | 0 | 0 | 0.046 | 0 |  | --> | C27 ex SALTHILL | Salthill [T101,T102] | SALTHILL |  | 53.323 | -9.1648
2104029 | MV/LV Substation CI***4029 |  | 10 kV | _ | LV | 200 kVA :Kiosk Substation | 0.2 | --> | 0.2 | 0 | 0 | Constrained, otherwise capacity available =170 kVA | --> | 0.19 | 0 | 0.003 | 0 | 0 | Constrained, otherwise capacity available =184 kW | --> | C18 ex CARRICKMACROSS | Carrickmacross [T41,T42] | MEATH HILL |  | 53.9675 | -6.7074
0734046 | MV/LV Substation KI***4046 |  | 20 kV | _ | LV | 50 kVA :Pole Substation | 0.05 | --> | 0.05 | 0 | 0 | Constrained, otherwise capacity available =50 kVA | --> | 0.048 | 0 | 0 | 0 | 0 | Constrained, otherwise capacity available =48 kW | --> | C16 ex MOATE | Moate [T41,T42] | ATHLONE |  | 53.4192 | -7.6698
4954010 | MV/LV Substation AC***4010 |  | 20 kV | _ | LV | 50 kVA :Pole Substation | 0.05 | --> | 0.05 | 0.048 | 1.5 |  | --> | 0.048 | 0 | 0 | 0.047 | 0 |  | --> | E17 ex ACHILL | Achill [T422] | CARROWBEG |  | 53.9298 | -9.9253
151951X | MV/LV Substation CL***951X |  | 10 kV | _ | LV | 100 kVA :Pole Substation | 0.1 | --> | 0.1 | 0 | 0 | Constrained, otherwise capacity available =82 kVA | --> | 0.095 | 0 | 0 | 0.092 | 0 |  | --> | C12 ex BRUFF | Bruff [T42,T421] | LIMERICK |  | 52.4743 | -8.4259
0254385 | MV/LV Substation DE***4385 |  | 10 kV | _ | LV | 630 kVA :Kiosk Substation | 0.63 | --> | 0.63 | 0.5 | 2.96 |  | --> | 0.598 | 0 | 0 | 0 | 0 | Constrained, otherwise capacity available =588 kW | --> | E17 ex CHARLEVILLE | Charleville [T421,T422] | CHARLEVILLE |  | 52.3647 | -8.6864
160855Y | MV/LV Substation LI***855Y |  | 10 kV | _ | LV | 200 kVA :Kiosk Substation | 0.2 | --> | 0.2 | 0 | 0 | Constrained, otherwise capacity available =133 kVA | --> | 0.19 | 0 | 0 | 0 | 0 | Constrained, otherwise capacity available =181 kW | --> | C16 ex PORTARLINGTON | Portarlington [T41,T42] | PORTLAOISE |  | 53.15 | -7.1794
365943X | MV/LV Substation TU***943X |  | 10 kV | _ | LV | 1000 kVA :Building Structure | 1 | --> | 1 | 0 | 0 | Constrained, otherwise capacity available =843 kVA | --> | 0.95 | 0 | 0 | 0.5 | 0 |  | --> | C20 ex BELGARD | Belgard [T41,T42] | COOKSTOWN |  | 53.2883 | -6.3694
0694054 | MV/LV Substation TE***4054 |  | 10 kV | _ | LV | 630 kVA :Kiosk Substation | 0.63 | --> | 0.63 | 0.5 | 0.91 |  | --> | 0.598 | 0 | 0.087 | 0.5 | 0 |  | --> | C21 ex KIMMAGE | Kimmage [T41,T42] | INCHICORE 220KV |  | 53.3108 | -6.2884
150346 | MV/LV Substation GO***346 |  | 20 kV | _ | LV | 50 kVA :Pole Substation | 0.05 | --> | 0.05 | 0.042 | 3.96 |  | --> | 0.048 | 0 | 0 | 0 | 0 | Constrained, otherwise capacity available =46 kW | --> | E19 ex STRANORLAR | Stranorlar [T421,T422] | LETTERKENNY |  | 54.7827 | -7.8147
365709X | MV/LV Substation PL***709X |  | 10 kV | _ | LV | 1000 kVA :Building Structure | 1 | --> | 1 | 0.5 | 13.91 |  | --> | 0.95 | 0 | 0 | 0.5 | 0 |  | --> | C18 ex COOKSTOWN | Cookstown [T101,T102] | CARRICKMINES |  | 53.2861 | -6.368
009584Y | MV/LV Substation GR***584Y |  | 10 kV | _ | LV | 50 kVA :Pole Substation | 0.05 | --> | 0.05 | 0.024 | 8.16 |  | --> | 0.048 | 0 | 0.003 | 0 | 0 | Constrained, otherwise capacity available =42 kW | --> | C11 ex MOUNT MISERY | Mount Misery [T41,T42] | WATERFORD |  | 52.2817 | -7.1615
066397Z | MV/LV Substation AS***397Z |  | 20 kV | _ | LV | 630 kVA :Building Structure | 0.63 | --> | 0.63 | 0 | 0 | Constrained, otherwise capacity available =494 kVA | --> | 0.598 | 0 | 0 | 0 | 0 | Constrained, otherwise capacity available =580 kW | --> | E16 ex ASHBOURNE | Ashbourne [T421,T422] | FINGLAS |  | 53.5114 | -6.3994
012542 | MV/LV Substation AR***542 |  | 10 kV | _ | LV | 50 kVA :Pole Substation | 0.05 | --> | 0.05 | 0 | 0 | Constrained, otherwise capacity available =47 kVA | --> | 0.048 | 0 | 0.015 | 0 | 0 | Constrained, otherwise capacity available =36 kW | --> | C20 ex POLLERTON | Pollerton [T41,T42] | CARLOW |  | 52.8371 | -6.8412
007805Z | MV/LV Substation WE***805Z |  | 20 kV | _ | LV | 400 kVA :Kiosk Substation | 0.4 | --> | 0.4 | 0.301 | 1.4 |  | --> | 0.38 | 0 | 0.1 | 0 | 0 | Constrained, otherwise capacity available =295 kW | --> | E12 ex KILLINICK | Killinick [T421,T422] | WEXFORD |  | 52.2422 | -6.3421
0684201 | MV/LV Substation GR***4201 |  | 10 kV | _ | LV | 630 kVA :Kiosk Substation | 0.63 | --> | 0.63 | 0 | 0 | Constrained, otherwise capacity available =583 kVA | --> | 0.598 | 0 | 0.02 | 0.5 | 0 |  | --> | C16 ex WHITEHALL | Whitehall [T41] | FINGLAS |  | 53.3699 | -6.2442
060490Y | MV/LV Substation OA***490Y |  | 20 kV | _ | LV | 200 kVA :Pole Substation | 0.2 | --> | 0.2 | 0 | 0 | Constrained, otherwise capacity available =197 kVA | --> | 0.19 | 0 | 0 | 0 | 0 | Constrained, otherwise capacity available =190 kW | --> | C18 ex CLONES | Clones [T41,T42] | SHANKILL |  | 54.1224 | -7.2512
066223 | MV/LV Substation DR***223 |  | 10 kV | _ | LV | 400 kVA :Kiosk Substation | 0.4 | --> | 0.4 | 0 | 0 | Constrained, otherwise capacity available =332 kVA | --> | 0.38 | 0 | 0.034 | 0.346 | 0 |  | --> | C15 ex MOUNTGORRY | Mountgorry [T41,T42] | GRANGE (DR) |  | 53.4546 | -6.2144
039851X | MV/LV Substation BL***851X |  | 20 kV | _ | LV | 50 kVA :Pole Substation | 0.05 | --> | 0.05 | 0.05 | 11.03 |  | --> | 0.048 | 0 | 0 | 0.048 | 0 |  | --> | C36 ex SALTHILL | Salthill [T101,T102] | SALTHILL |  | 53.305 | -9.1176
001163 | MV/LV Substation BR***163 |  | 10 kV | _ | LV | 400 kVA :Kiosk Substation | 0.4 | --> | 0.4 | 0.308 | 1.55 |  | --> | 0.38 | 0 | 0.02 | 0.352 | 0 |  | --> | C11 ex MONKSTOWN | Monkstown [T41,T42] | BLACKROCK |  | 53.2952 | -6.179
084986 | MV/LV Substation CU***986 |  | 20 kV | _ | LV | 100 kVA :Pole Substation | 0.1 | --> | 0.1 | 0 | 0 | Constrained, otherwise capacity available =88 kVA | --> | 0.095 | 0 | 0 | 0 | 0 | Constrained, otherwise capacity available =93 kW | --> | E11 ex KILCOLGAN | Kilcolgan [T42,T421] | GALWAY 110KV |  | 53.117 | -9.0691
071116 | MV/LV Substation GA***116 |  | 10 kV | _ | LV | 400 kVA :Kiosk Substation | 0.4 | --> | 0.4 | 0.294 | 5.58 |  | --> | 0.38 | 0 | 0.034 | 0.34 | 0 |  | --> | C13 ex KILCOOLE | Kilcoole [T41,T42] | FASSAROE |  | 53.1011 | -6.1054
041262Y | MV/LV Substation MC***262Y |  | 10 kV | _ | LV | 400 kVA :Building Structure | 0.4 | --> | 0.4 | 0 | 0 | Constrained, otherwise capacity available =365 kVA | --> | 0.38 | 0 | 0 | 0 | 0 | Constrained, otherwise capacity available =375 kW | --> | E12 ex DALTON | Dalton [T421,T422] | DALTON |  | 53.7256 | -8.9899
064874X | MV/LV Substation TH***874X |  | 20 kV | _ | LV | 50 kVA :Pole Substation | 0.05 | --> | 0.05 | 0 | 0 | Constrained, otherwise capacity available =44 kVA | --> | 0.048 | 0 | 0.005 | 0 | 0 | Constrained, otherwise capacity available =43 kW | --> | C13 ex MORNINGTON ROAD | Mornington Road [T41,T42] | DRYBRIDGE |  | 53.717 | -6.2649
006818X | MV/LV Substation BA***818X |  | 20 kV | _ | LV | 200 kVA :Pole Substation | 0.2 | --> | 0.2 | 0.164 | 4.38 |  | --> | 0.19 | 0 | 0 | 0.185 | 0 |  | --> | E13 ex CRANE | Crane [T122] | CRANE |  | 52.478 | -6.4177
005963X | MV/LV Substation RI***963X |  | 20 kV | _ | LV | 200 kVA :Kiosk Substation | 0.2 | --> | 0.2 | 0.12 | 17.8 |  | --> | 0.19 | 0 | 0.015 | 0.168 | 0 |  | --> | E13 ex BANOGE | Banoge [T121,T122] | BANOGE |  | 52.6411 | -6.2387
064650Y | MV/LV Substation TH***650Y |  | 20 kV | _ | LV | 630 kVA :Building Structure | 0.63 | --> | 0.63 | 0 | 0 | Constrained, otherwise capacity available =493 kVA | --> | 0.598 | 0 | 0 | 0 | 0 | Constrained, otherwise capacity available =580 kW | --> | E16 ex JULIANSTOWN | Julianstown [T421,T422] | DRYBRIDGE |  | 53.698 | -6.245
2934537 | MV/LV Substation FR***4537 |  | 20 kV | _ | LV | 50 kVA :Pole Substation | 0.05 | --> | 0.05 | 0 | 0 | Constrained, otherwise capacity available =50 kVA | --> | 0.048 | 0 | 0 | 0 | 0 | Constrained, otherwise capacity available =48 kW | --> | E12 ex BALTINGLASS | Baltinglass [T421,T422] | STRATFORD |  | 53.0113 | -6.6884
027891X | MV/LV Substation DU***891X |  | 10 kV | _ | LV | 200 kVA :Pole Substation | 0.2 | --> | 0.2 | 0.2 | 7.79 |  | --> | 0.19 | 0 | 0 | 0 | 0 | Constrained, otherwise capacity available =190 kW | --> | C13 ex DUNMANWAY | Dunmanway [T422,T43] | DUNMANWAY |  | 51.7349 | -9.1406
033057Y | MV/LV Substation RO***057Y |  | 10 kV | _ | LV | 50 kVA :Pole Substation | 0.05 | --> | 0.05 | 0 | 0 | Constrained, otherwise capacity available =44 kVA | --> | 0.048 | 0 | 0 | 0 | 0 | Constrained, otherwise capacity available =47 kW | --> | C12 ex BALLYHALE | Ballyhale [T42,T421] | KILKENNY |  | 52.4822 | -7.2042
196179 | MV/LV Substation CH***179 |  | 20 kV | _ | LV | 50 kVA :Pole Substation | 0.05 | --> | 0.05 | 0.05 | 1.34 |  | --> | 0.048 | 0 | 0 | 0 | 0 | Constrained, otherwise capacity available =48 kW | --> | E23 ex ATHBOY | Athboy [T423] | NAVAN |  | 53.6109 | -6.9458
005141Y | MV/LV Substation NB***141Y |  | 20 kV | _ | LV | 400 kVA :Kiosk Substation | 0.4 | --> | 0.4 | 0.367 | 17.8 |  | --> | 0.38 | 0 | 0 | 0.376 | 0 |  | --> | E13 ex BANOGE | Banoge [T121,T122] | BANOGE |  | 52.6389 | -6.2375
265826 | MV/LV Substation VO***826 |  | 20 kV | _ | LV | 200 kVA :Pole Substation | 0.2 | --> | 0.2 | 0.066 | 0.07 | Constrained, otherwise capacity available =161 kVA | --> | 0.19 | 0 | 0.006 | 0 | 0 | Constrained, otherwise capacity available =180 kW | --> | E17 ex BALLYCONNELL | Ballyconnell [T421,T422] | GORTAWEE |  | 54.1234 | -7.6766
433513X | MV/LV Substation RI***513X |  | 10 kV | _ | LV | 200 kVA :Kiosk Substation | 0.2 | --> | 0.2 | 0 | 0 | Constrained, otherwise capacity available =139 kVA | --> | 0.19 | 0 | 0 | 0 | 0 | Constrained, otherwise capacity available =182 kW | --> | C15 ex BALLAGHADERREEN | Ballaghaderreen [T41,T42] | TONROE |  | 53.907 | -8.5658
084901 | MV/LV Substation TU***901 |  | 20 kV | _ | LV | 50 kVA :Pole Substation | 0.05 | --> | 0.05 | 0 | 0 | Constrained, otherwise capacity available =23 kVA | --> | 0.048 | 0 | 0 | 0 | 0 | Constrained, otherwise capacity available =44 kW | --> | E11 ex KILCOLGAN | Kilcolgan [T42,T421] | GALWAY 110KV |  | 53.1009 | -9.0621
0094357 | MV/LV Substation WC***4357 |  | 10 kV | _ | LV | 400 kVA :Building Structure | 0.4 | --> | 0.4 | 0.4 | 8.16 |  | --> | 0.38 | 0 | 0 | 0 | 0 | Constrained, otherwise capacity available =380 kW | --> | C13 ex MOUNT MISERY | Mount Misery [T41,T42] | WATERFORD |  | 52.2635 | -7.1028
023703X | MV/LV Substation BA***703X |  | 20 kV | _ | LV | 50 kVA :Pole Substation | 0.05 | --> | 0.05 | 0 | 0 | Constrained, otherwise capacity available =45 kVA | --> | 0.048 | 0 | 0 | 0 | 0 | Constrained, otherwise capacity available =47 kW | --> | E12 ex CASTLELYONS | Castlelyons [T421,T422] | BARRYMORE |  | 52.0438 | -8.2542
069525 | MV/LV Substation BO***525 |  | 10 kV | _ | LV | 400 kVA :Kiosk Substation | 0.4 | --> | 0.4 | 0 | 0 | Constrained, otherwise capacity available =263 kVA | --> | 0.38 | 0 | 0.026 | 0.342 | 0 |  | --> | C18 ex BALLYBODEN | Ballyboden [T41,T42] | COOKSTOWN |  | 53.2905 | -6.2905
021036 | MV/LV Substation AV***036 |  | 10 kV | _ | LV | 400 kVA :Kiosk Substation | 0.4 | --> | 0.4 | 0 | 0 | Constrained, otherwise capacity available =258 kVA | --> | 0.38 | 0 | 0.013 | 0.35 | 0 |  | --> | C16 ex MAYFIELD | Mayfield [T41,T42] | KILBARRY |  | 51.9133 | -8.4382
161201Y | MV/LV Substation BU***201Y |  | 20 kV | _ | LV | 400 kVA :Kiosk Substation | 0.4 | --> | 0.4 | 0.344 | 11.03 |  | --> | 0.38 | 0 | 0.011 | 0.364 | 0 |  | --> | C27 ex SALTHILL | Salthill [T101,T102] | SALTHILL |  | 53.334 | -9.1823
049472Y | MV/LV Substation ST***472Y |  | 10 kV | _ | LV | 50 kVA :Pole Substation | 0.05 | --> | 0.05 | 0 | 0 | Constrained, otherwise capacity available =49 kVA | --> | 0.048 | 0 | 0 | 0 | 0 | Constrained, otherwise capacity available =47 kW | --> | C17 ex AGHAMORE | Aghamore [T41,T42] | LANESBORO |  | 53.691 | -7.8853
2524176 | MV/LV Substation DE***4176 |  | 10 kV | _ | LV | 50 kVA :Pole Substation | 0.05 | --> | 0.05 | 0.05 | 1.32 |  | --> | 0.048 | 0 | 0 | 0.048 | 0 |  | --> | C15 ex CLIFDEN | Clifden [T41,T42] | SCREEB |  | 53.4531 | -10.0555
153269X | MV/LV Substation MU***269X |  | 20 kV | _ | LV | 50 kVA :Pole Substation | 0.05 | --> | 0.05 | 0 | 0 | Constrained, otherwise capacity available =44 kVA | --> | 0.048 | 0 | 0 | 0 | 0 | Constrained, otherwise capacity available =47 kW | --> | E14 ex BIRDHILL | Birdhill [T421,T422] | ARDNACRUSHA |  | 52.8161 | -8.3142
066307Z | MV/LV Substation MO***307Z |  | 10 kV | _ | LV | 400 kVA :Kiosk Substation | 0.4 | --> | 0.4 | 0 | 0 | Constrained, otherwise capacity available =327 kVA | --> | 0.38 | 0 | 0.013 | 0 | 0 | Constrained, otherwise capacity available =360 kW | --> | C16 ex MALAHIDE | Malahide [T41,T42] | GLASMORE |  | 53.4407 | -6.1488
210812Y | MV/LV Substation DR***812Y |  | 10 kV | _ | LV | 50 kVA :Pole Substation | 0.05 | --> | 0.05 | 0.049 | 2.04 |  | --> | 0.048 | 0 | 0 | 0 | 0 | Constrained, otherwise capacity available =47 kW | --> | C17 ex BALLYBAY | Ballybay [T41,T42] | LISDRUM |  | 54.0956 | -6.8159
164129X | MV/LV Substation MI***129X |  | 10 kV | _ | LV | 200 kVA :Pole Substation | 0.2 | --> | 0.2 | 0 | 0 | Constrained, otherwise capacity available =179 kVA | --> | 0.19 | 0 | 0.012 | 0 | 0 | Constrained, otherwise capacity available =178 kW | --> | C12 ex SKIBBEREEN | Skibbereen [T41,T42] | DUNMANWAY |  | 51.5582 | -9.263
058860X | MV/LV Substation TO***860X |  | 20 kV | _ | LV | 50 kVA :Pole Substation | 0.05 | --> | 0.05 | 0 | 0 | Constrained, otherwise capacity available =47 kVA | --> | 0.048 | 0 | 0 | 0 | 0 | Constrained, otherwise capacity available =47 kW | --> | C17 ex KYLEERAGH | Kyleeragh [T41,T42] | NENAGH |  | 53.0059 | -8.1862
429153X | MV/LV Substation TY***153X |  | 20 kV | _ | LV | 200 kVA :Pole Substation | 0.2 | --> | 0.2 | 0.197 | 5.75 |  | --> | 0.19 | 0 | 0 | 0 | 0 | Constrained, otherwise capacity available =190 kW | --> | E21 ex ABBEYFEALE | Abbeyfeale [T421] | TRIEN |  | 52.3895 | -9.2837
021607Z | MV/LV Substation BL***607Z |  | 10 kV | _ | LV | 400 kVA :Building Structure | 0.4 | --> | 0.4 | 0 | 0 | Constrained, otherwise capacity available =332 kVA | --> | 0.38 | 0 | 0.034 | 0.345 | 0 |  | --> | C21 ex KILBARRY | Kilbarry [T101,T43] | KILBARRY |  | 51.9197 | -8.5028
266712 | MV/LV Substation DO***712 |  | 20 kV | _ | LV | 50 kVA :Pole Substation | 0.05 | --> | 0.05 | 0 | 0 | Constrained, otherwise capacity available =47 kVA | --> | 0.048 | 0 | 0 | 0 | 0 | Constrained, otherwise capacity available =47 kW | --> | E12 ex CARNDONAGH | Carndonagh [T421,T422] | TRILLICK |  | 55.268 | -7.289
014694Z | MV/LV Substation AL***694Z |  | 10 kV | _ | LV | 100 kVA :Pole Substation | 0.1 | --> | 0.1 | 0 | 0 | Constrained, otherwise capacity available =67 kVA | --> | 0.095 | 0 | 0.017 | 0 | 0 | Constrained, otherwise capacity available =78 kW | --> | C18 ex BLAKE | Blake [T41,T42] | BLAKE |  | 53.2465 | -6.8447
067309 | MV/LV Substation CO***309 |  | 20 kV | _ | LV | 100 kVA :Pole Substation | 0.1 | --> | 0.1 | 0 | 0 | Constrained, otherwise capacity available =56 kVA | --> | 0.095 | 0 | 0.04 | 0.059 | 0 |  | --> | C11 ex RAHEEN | Raheen [T41,T42] | LIMERICK |  | 52.6532 | -8.7202
011497 | MV/LV Substation BA***497 |  | 10 kV | _ | LV | 50 kVA :Pole Substation | 0.05 | --> | 0.05 | 0 | 0 | Constrained, otherwise capacity available =30 kVA | --> | 0.048 | 0 | 0.027 | 0 | 0 | Constrained, otherwise capacity available =25 kW | --> | C21 ex TALBOTS INCH | Talbots Inch [T41,T42] | KILKENNY |  | 52.6811 | -7.2501
355006 | MV/LV Substation TE***006 |  | 10 kV | _ | LV | 630 kVA :Kiosk Substation | 0.63 | --> | 0.63 | 0.06 | 0.06 | Constrained, otherwise capacity available =512 kVA | --> | 0.598 | 0 | 0.01 | 0 | 0 | Constrained, otherwise capacity available =575 kW | --> | C15 ex TUBBERCURRY | Tubbercurry [T41,T42] | TONROE |  | 54.0513 | -8.732
288075X | MV/LV Substation PA***075X |  | 10 kV | _ | LV | 400 kVA :Building Structure | 0.4 | --> | 0.4 | 0 | 0 | Constrained, otherwise capacity available =312 kVA | --> | 0.38 | 0 | 0 | 0.368 | 0 |  | --> | C18 ex SANDYFORD | Sandyford [T41,T42] | CARRICKMINES |  | 53.2764 | -6.2156
014262Z | MV/LV Substation TA***262Z |  | 10 kV | _ | LV | 200 kVA :Kiosk Substation | 0.2 | --> | 0.2 | 0 | 0 | Constrained, otherwise capacity available =131 kVA | --> | 0.19 | 0 | 0.014 | 0 | 0 | Constrained, otherwise capacity available =170 kW | --> | C14 ex KILDARE | Kildare [T41,T42] | NEWBRIDGE |  | 53.2187 | -6.9986
0644408 | MV/LV Substation AN***4408 |  | 10 kV | _ | LV | 400 kVA :Kiosk Substation | 0.4 | --> | 0.4 | 0 | 0 | Constrained, otherwise capacity available =393 kVA | --> | 0.38 | 0 | 0 | 0 | 0 | Constrained, otherwise capacity available =379 kW | --> | C22 ex TERMONFECKIN ROAD | Termonfeckin Road [T41,T42] | DRYBRIDGE |  | 53.7256 | -6.3412
021502Z | MV/LV Substation KI***502Z |  | 20 kV | _ | LV | 50 kVA :Pole Substation | 0.05 | --> | 0.05 | 0 | 0 | Constrained, otherwise capacity available =49 kVA | --> | 0.048 | 0 | 0 | 0.047 | 0 |  | --> | C26 ex KILBARRY | Kilbarry [T101,T43] | KILBARRY |  | 51.9289 | -8.517
081217X | MV/LV Substation PA***217X |  | 10 kV | _ | LV | 630 kVA :Kiosk Substation | 0.63 | --> | 0.63 | 0 | 0 | Constrained, otherwise capacity available =527 kVA | --> | 0.598 | 0 | 0.01 | 0 | 0 | Constrained, otherwise capacity available =577 kW | --> | C13 ex PALMERSTOWN | Palmerstown [T41,T42] | FINGLAS |  | 53.3487 | -6.3786
071753 | MV/LV Substation NE***753 |  | 10 kV | _ | LV | 400 kVA :Kiosk Substation | 0.4 | --> | 0.4 | 0.332 | 5.58 |  | --> | 0.38 | 0 | 0 | 0.371 | 0 |  | --> | C11 ex KILCOOLE | Kilcoole [T41,T42] | FASSAROE |  | 53.0808 | -6.0967
293023 | MV/LV Substation TU***023 |  | 20 kV | _ | LV | 200 kVA :Pole Substation | 0.2 | --> | 0.2 | 0.162 | 0.43 |  | --> | 0.19 | 0 | 0 | 0 | 0 | Constrained, otherwise capacity available =185 kW | --> | E15 ex TULLOW | Tullow [T421,T422] | CARLOW |  | 52.8023 | -6.7407
007705Y | MV/LV Substation DR***705Y |  | 10 kV | _ | LV | 200 kVA :Pole Substation | 0.2 | --> | 0.2 | 0 | 0 | Constrained, otherwise capacity available =121 kVA | --> | 0.19 | 0 | 0 | 0 | 0 | Constrained, otherwise capacity available =179 kW | --> | C20 ex MULGANNON | Mulgannon [T41,T42] | WEXFORD |  | 52.3077 | -6.4558
429853 | MV/LV Substation DE***853 |  | 20 kV | _ | LV | 100 kVA :Pole Substation | 0.1 | --> | 0.1 | 0.083 | 5.75 |  | --> | 0.095 | 0 | 0 | 0 | 0 | Constrained, otherwise capacity available =93 kW | --> | E21 ex ABBEYFEALE | Abbeyfeale [T421] | TRIEN |  | 52.3837 | -9.2184
069340 | MV/LV Substation OL***340 |  | 10 kV | _ | LV | 1000 kVA :Building Structure | 1 | --> | 1 | 0.5 | 9.28 |  | --> | 0.95 | 0 | 0 | 0.5 | 0 |  | --> | C04 ex PEMBROKE | Pembroke [T41,T42,T43,T44] | RINGSEND |  | 53.3328 | -6.2411
160264Y | MV/LV Substation UM***264Y |  | 10 kV | _ | LV | 100 kVA :Pole Substation | 0.1 | --> | 0.1 | 0 | 0 | Constrained, otherwise capacity available =94 kVA | --> | 0.095 | 0 | 0 | 0 | 0 | Constrained, otherwise capacity available =94 kW | --> | C11 ex PORTARLINGTON | Portarlington [T41,T42] | PORTLAOISE |  | 53.1796 | -7.0718
154649Z | MV/LV Substation ON***649Z |  | 10 kV | _ | LV | 50 kVA :Pole Substation | 0.05 | --> | 0.05 | 0 | 0 | Constrained, otherwise capacity available =50 kVA | --> | 0.048 | 0 | 0 | 0.048 | 0 |  | --> | C23 ex MACETOWN | Macetown [T101,T102] | MACETOWN |  | 53.4016 | -6.444
111032Y | MV/LV Substation DE***032Y |  | 20 kV | _ | LV | 50 kVA :Pole Substation | 0.05 | --> | 0.05 | 0.039 | 0.94 |  | --> | 0.048 | 0 | 0 | 0 | 0 | Constrained, otherwise capacity available =46 kW | --> | E15 ex CASTLETOWNBERE | Castletownbere [T421] | BALLYLICKY |  | 51.6571 | -9.896
116190Y | MV/LV Substation LE***190Y |  | 20 kV | _ | LV | 50 kVA :Pole Substation | 0.05 | --> | 0.05 | 0.038 | 8.1 |  | --> | 0.048 | 0 | 0 | 0 | 0 | Constrained, otherwise capacity available =46 kW | --> | E16 ex WESTPORT | Westport [T421,T422] | CASTLEBAR |  | 53.5933 | -9.6938
220238X | MV/LV Substation CA***238X |  | 20 kV | _ | LV | 50 kVA :Pole Substation | 0.05 | --> | 0.05 | 0.025 | 2.33 |  | --> | 0.048 | 0 | 0.025 | 0 | 0 | Constrained, otherwise capacity available =26 kW | --> | E14 ex MOY | Moy [T421,T422] | MOY |  | 54.2585 | -9.2749
1444168 | MV/LV Substation AV***4168 |  | 10 kV | _ | LV | 200 kVA :Building Structure | 0.2 | --> | 0.2 | 0 | 0 | Constrained, otherwise capacity available =143 kVA | --> | 0.19 | 0 | 0 | 0 | 0 | Constrained, otherwise capacity available =182 kW | --> | C16 ex CASTLECOMER | Castlecomer [T41,T42] | BALLYRAGGET |  | 52.8063 | -7.2066
012081 | MV/LV Substation BE***081 |  | 10 kV | _ | LV | 100 kVA :Pole Substation | 0.1 | --> | 0.1 | 0 | 0 | Constrained, otherwise capacity available =52 kVA | --> | 0.095 | 0 | 0.013 | 0 | 0 | Constrained, otherwise capacity available =79 kW | --> | C11 ex POLLERTON | Pollerton [T41,T42] | CARLOW |  | 52.8438 | -6.9026
070616 | MV/LV Substation LA***616 |  | 10 kV | _ | LV | 400 kVA :Kiosk Substation | 0.4 | --> | 0.4 | 0.332 | 2.63 |  | --> | 0.38 | 0 | 0 | 0.221 | 0 | Constrained, otherwise capacity available =371 kW | --> | C12 ex CLOONBANNIN | Cloonbannin [T42] | GLENLARA |  | 52.1605 | -9.0587
064908Y | MV/LV Substation BA***908Y |  | 20 kV | _ | LV | 200 kVA :Kiosk Substation | 0.2 | --> | 0.2 | 0 | 0 | Constrained, otherwise capacity available =125 kVA | --> | 0.19 | 0 | 0.005 | 0 | 0 | Constrained, otherwise capacity available =176 kW | --> | E15 ex DULEEK | Duleek [T421,T422] | DRYBRIDGE |  | 53.6541 | -6.4268
1804153 | MV/LV Substation VI***4153 |  | 10 kV | _ | LV | 200 kVA :Pole Substation | 0.2 | --> | 0.2 | 0.174 | 3.27 |  | --> | 0.19 | 0 | 0 | 0 | 0 | Constrained, otherwise capacity available =186 kW | --> | C11 ex LLOYD | Lloyd [T41,T42] | NAVAN |  | 53.7394 | -6.9039
0734128 | MV/LV Substation FA***4128 |  | 20 kV | _ | LV | 50 kVA :Pole Substation | 0.05 | --> | 0.05 | 0.05 | 7.61 |  | --> | 0.048 | 0 | 0 | 0 | 0 | Constrained, otherwise capacity available =48 kW | --> | C18 ex GARRYCASTLE | Garrycastle [T41,T42] | ATHLONE |  | 53.3993 | -7.8745
012830X | MV/LV Substation AS***830X |  | 20 kV | _ | LV | 400 kVA :Kiosk Substation | 0.4 | --> | 0.4 | 0.34 | 1.99 |  | --> | 0.38 | 0 | 0 | 0 | 0 | Constrained, otherwise capacity available =372 kW | --> | C19 ex GRAIGUE | Graigue [T41,T42] | CARLOW |  | 52.8193 | -6.9325
209400 | MV/LV Substation LO***400 |  | 10 kV | _ | LV | 400 kVA :Building Structure | 0.4 | --> | 0.4 | 0 | 0 | Constrained, otherwise capacity available =220 kVA | --> | 0.38 | 0 | 0 | 0 | 0 | Constrained, otherwise capacity available =355 kW | --> | C21 ex MILFORD (NR) | Milford (nr) [T41,T42] | LETTERKENNY |  | 55.0615 | -7.7668
012200Y | MV/LV Substation KI***200Y |  | 20 kV | _ | LV | 200 kVA :Pole Substation | 0.2 | --> | 0.2 | 0.2 | 1.99 |  | --> | 0.19 | 0 | 0 | 0 | 0 | Constrained, otherwise capacity available =190 kW | --> | C19 ex GRAIGUE | Graigue [T41,T42] | CARLOW |  | 52.7634 | -6.9554
429856 | MV/LV Substation TE***856 |  | 20 kV | _ | LV | 50 kVA :Pole Substation | 0.05 | --> | 0.05 | 0.036 | 5.75 |  | --> | 0.048 | 0 | 0 | 0 | 0 | Constrained, otherwise capacity available =46 kW | --> | E21 ex ABBEYFEALE | Abbeyfeale [T421] | TRIEN |  | 52.3742 | -9.2059
015820Y | MV/LV Substation SU***820Y |  | 10 kV | _ | LV | 200 kVA :Kiosk Substation | 0.2 | --> | 0.2 | 0.132 | 12.6 |  | --> | 0.19 | 0 | 0.02 | 0.166 | 0 |  | --> | C12 ex MONREAD | Monread [T101,T102] | MONREAD |  | 53.2148 | -6.6524
074055X | MV/LV Substation CN***055X |  | 10 kV | _ | LV | 200 kVA :Kiosk Substation | 0.2 | --> | 0.2 | 0 | 0 | Constrained, otherwise capacity available =174 kVA | --> | 0.19 | 0 | 0.015 | 0 | 0 | Constrained, otherwise capacity available =175 kW | --> | C17 ex CARRICK ON SHANNON | Carrick On Shannon [T41,T42] | CARRICK ON SHANNON |  | 53.942 | -8.0697
251193X | MV/LV Substation KI***193X |  | 20 kV | _ | LV | 50 kVA :Pole Substation | 0.05 | --> | 0.05 | 0 | 0 | Constrained, otherwise capacity available =44 kVA | --> | 0.048 | 0 | 0 | 0 | 0 | Constrained, otherwise capacity available =47 kW | --> | E43 ex CLAREGALWAY | Claregalway [T42,T421] | GALWAY 110KV |  | 53.3509 | -8.9254
136505 | MV/LV Substation SE***505 |  | 10 kV | _ | LV | 50 kVA :Pole Substation | 0.05 | --> | 0.05 | 0 | 0 | Constrained, otherwise capacity available =49 kVA | --> | 0.048 | 0 | 0 | 0 | 0 | Constrained, otherwise capacity available =47 kW | --> | C12 ex AGHAMORE | Aghamore [T41,T42] | LANESBORO |  | 53.674 | -7.9808
067510Y | MV/LV Substation CL***510Y |  | 10 kV | _ | LV | 400 kVA :Kiosk Substation | 0.4 | --> | 0.4 | 0 | 0 | Constrained, otherwise capacity available =374 kVA | --> | 0.38 | 0 | 0 | 0 | 0 | Constrained, otherwise capacity available =376 kW | --> | C18 ex CAHERDAVIN | Caherdavin [T41,T42] | ARDNACRUSHA |  | 52.6703 | -8.6631
127654X | MV/LV Substation WH***654X |  | 10 kV | _ | LV | 200 kVA :Pole Substation | 0.2 | --> | 0.2 | 0.123 | 5.89 |  | --> | 0.19 | 0 | 0.005 | 0 | 0 | Constrained, otherwise capacity available =175 kW | --> | C12 ex CASHEL | Cashel [T41,T42] | CAHIR |  | 52.5068 | -7.8921
062503Y | MV/LV Substation LO***503Y |  | 10 kV | _ | LV | 200 kVA :Pole Substation | 0.2 | --> | 0.2 | 0.171 | 3.12 |  | --> | 0.19 | 0 | 0 | 0 | 0 | Constrained, otherwise capacity available =186 kW | --> | C21 ex MARSHES | Marshes [T41,T42] | DUNDALK |  | 53.9584 | -6.3964
162456 | MV/LV Substation MI***456 |  | 10 kV | _ | LV | 50 kVA :Pole Substation | 0.05 | --> | 0.05 | 0.049 | 0.25 |  | --> | 0.048 | 0 | 0 | 0 | 0 | Constrained, otherwise capacity available =47 kW | --> | C16 ex ROSSGEIR | Rossgeir [T41,T42] | LETTERKENNY |  | 54.9372 | -7.4761
039217 | MV/LV Substation FO***217 |  | 10 kV | _ | LV | 400 kVA :Kiosk Substation | 0.4 | --> | 0.4 | 0 | 0 | Constrained, otherwise capacity available =252 kVA | --> | 0.38 | 0 | 0.009 | 0 | 0 | Constrained, otherwise capacity available =352 kW | --> | C13 ex MONEENAGEISHA | Moneenageisha [T41,T42] | GALWAY 110KV |  | 53.2772 | -9.0444
0094365 | MV/LV Substation T&***4365 |  | 10 kV | _ | LV | 400 kVA :Kiosk Substation | 0.4 | --> | 0.4 | 0.377 | 0.53 |  | --> | 0.38 | 0 | 0.05 | 0 | 0 | Constrained, otherwise capacity available =340 kW | --> | C11 ex MANOR STREET | Manor Street [T41,T42] | WATERFORD |  | 52.2487 | -7.1169
014389Z | MV/LV Substation MO***389Z |  | 10 kV | _ | LV | 200 kVA :Pole Substation | 0.2 | --> | 0.2 | 0 | 0 | Constrained, otherwise capacity available =200 kVA | --> | 0.19 | 0 | 0 | 0 | 0 | Constrained, otherwise capacity available =190 kW | --> | C18 ex KILDARE | Kildare [T41,T42] | NEWBRIDGE |  | 53.1537 | -6.932
054130 | MV/LV Substation CH***130 |  | 20 kV | _ | LV | 100 kVA :Pole Substation | 0.1 | --> | 0.1 | 0 | 0 | Constrained, otherwise capacity available =74 kVA | --> | 0.095 | 0 | 0.008 | 0 | 0 | Constrained, otherwise capacity available =86 kW | --> | E12 ex PORTLAOISE | Portlaoise [T423,T424] | PORTLAOISE |  | 53.0265 | -7.2964
068019 | MV/LV Substation ST***019 |  | 10 kV | _ | LV | 630 kVA :Building Structure | 0.63 | --> | 0.63 | 0 | 1.47 |  | --> | 0.598 | 0 | 0.025 | 0.452 | 0 |  | --> | C14 ex MARROWBONE LANE | Marrowbone Lane [T42] | INCHICORE 220KV |  | 53.3427 | -6.281
081600Z | MV/LV Substation TE***600Z |  | 10 kV | _ | LV | 400 kVA :Building Structure | 0.4 | --> | 0.4 | 0 | 0 | Constrained, otherwise capacity available =352 kVA | --> | 0.38 | 0 | 0 | 0 | 0 | Constrained, otherwise capacity available =373 kW | --> | C17 ex CELBRIDGE | Celbridge [T41,T42] | GRIFFINRATH |  | 53.3436 | -6.5442
0814164 | MV/LV Substation DR***4164 |  | 10 kV | _ | LV | 630 kVA :Building Structure | 0.63 | --> | 0.63 | 0 | 0 | Constrained, otherwise capacity available =535 kVA | --> | 0.598 | 0 | 0 | 0 | 0 | Constrained, otherwise capacity available =585 kW | --> | C12 ex PALMERSTOWN | Palmerstown [T41,T42] | FINGLAS |  | 53.3546 | -6.4015
0934180 | MV/LV Substation WE***4180 |  | 10 kV | _ | LV | 1000 kVA :Building Structure | 1 | --> | 1 | 0 | 0 | Constrained, otherwise capacity available =856 kVA | --> | 0.95 | 0 | 0 | 0.5 | 0 |  | --> | C13 ex GRANGE (DR) | Grange (dr) [T41,T42] | GRANGE (DR) |  | 53.4083 | -6.1651
139185Z | MV/LV Substation KI***185Z |  | 20 kV | _ | LV | 50 kVA :Pole Substation | 0.05 | --> | 0.05 | 0 | 0 | Constrained, otherwise capacity available =42 kVA | --> | 0.048 | 0 | 0 | 0 | 0 | Constrained, otherwise capacity available =46 kW | --> | E16 ex FINEA | Finea [T421,T422] | SHANKILL |  | 53.8336 | -7.4234
120165Y | MV/LV Substation SA***165Y |  | 20 kV | _ | LV | 50 kVA :Pole Substation | 0.05 | --> | 0.05 | 0 | 0 | Constrained, otherwise capacity available =27 kVA | --> | 0.048 | 0 | 0 | 0 | 0 | Constrained, otherwise capacity available =44 kW | --> | E19 ex EDENDERRY | Edenderry [T421,T422] | BLAKE |  | 53.4243 | -7.0755
070565 | MV/LV Substation SE***565 |  | 20 kV | _ | LV | 50 kVA :Kiosk Substation | 0.05 | --> | 0.05 | 0.022 | 2.24 |  | --> | 0.048 | 0 | 0.01 | 0.036 | 0 |  | --> | E11 ex CLOONBANNIN | Cloonbannin [T421] | GLENLARA |  | 52.0668 | -9.059
149354 | MV/LV Substation MC***354 |  | 10 kV | _ | LV | 630 kVA :Building Structure | 0.63 | --> | 0.63 | 0 | 0 | Constrained, otherwise capacity available =456 kVA | --> | 0.598 | 0 | 0 | 0 | 0 | Constrained, otherwise capacity available =588 kW | --> | C11 ex DONEGAL | Donegal [T41,T42] | CATHALEENS FALL |  | 54.6489 | -8.2164
022633X | MV/LV Substation DR***633X |  | 10 kV | _ | LV | 50 kVA :Pole Substation | 0.05 | --> | 0.05 | 0 | 0 | Constrained, otherwise capacity available =50 kVA | --> | 0.048 | 0 | 0 | 0 | 0 | Constrained, otherwise capacity available =48 kW | --> | C11 ex SCARTEEN | Scarteen [T41,T42] | MALLOW |  | 52.1579 | -8.6709
039970X | MV/LV Substation BA***970X |  | 10 kV | _ | LV | 400 kVA :Building Structure | 0.4 | --> | 0.4 | 0 | 0 | Constrained, otherwise capacity available =356 kVA | --> | 0.38 | 0 | 0 | 0.374 | 0 |  | --> | C26 ex GALWAY 110KV | Galway 110kv [T102,T103] | GALWAY 110KV |  | 53.2901 | -9.0097
062585X | MV/LV Substation BU***585X |  | 20 kV | _ | LV | 100 kVA :Pole Substation | 0.1 | --> | 0.1 | 0.1 | 3.47 |  | --> | 0.095 | 0 | 0 | 0 | 0 | Constrained, otherwise capacity available =95 kW | --> | E18 ex BUSH | Bush [T421,T422] | DUNDALK |  | 54.0006 | -6.2039
022616X | MV/LV Substation LI***616X |  | 10 kV | _ | LV | 400 kVA :Building Structure | 0.4 | --> | 0.4 | 0.284 | 4.55 |  | --> | 0.38 | 0 | 0 | 0 | 0 | Constrained, otherwise capacity available =364 kW | --> | C11 ex MALLOW | Mallow [T41,T42] | MALLOW |  | 52.1347 | -8.6416
0554105 | MV/LV Substation SU***4105 |  | 10 kV | _ | LV | 400 kVA :Building Structure | 0.4 | --> | 0.4 | 0 | 0 | Constrained, otherwise capacity available =342 kVA | --> | 0.38 | 0 | 0.011 | 0 | 0 | Constrained, otherwise capacity available =364 kW | --> | C13 ex ROSCREA | Roscrea [T41,T42] | IKERRIN |  | 52.9562 | -7.8004
026985 | MV/LV Substation CL***985 |  | 10 kV | _ | LV | 200 kVA :Pole Substation | 0.2 | --> | 0.2 | 0 | 0 | Constrained, otherwise capacity available =170 kVA | --> | 0.19 | 0 | 0.005 | 0 | 0 | Constrained, otherwise capacity available =182 kW | --> | C18 ex KINSALE | Kinsale [T41,T42] | BANDON |  | 51.6432 | -8.5754
015026Y | MV/LV Substation SU***026Y |  | 10 kV | _ | LV | 400 kVA :Kiosk Substation | 0.4 | --> | 0.4 | 0.283 | 12.6 |  | --> | 0.38 | 0 | 0.05 | 0.327 | 0 |  | --> | C12 ex MONREAD | Monread [T101,T102] | MONREAD |  | 53.2162 | -6.656
0224174 | MV/LV Substation RO***4174 |  | 10 kV | _ | LV | 400 kVA :Kiosk Substation | 0.4 | --> | 0.4 | 0 | 0 | Constrained, otherwise capacity available =352 kVA | --> | 0.38 | 0 | 0 | 0 | 0 | Constrained, otherwise capacity available =373 kW | --> | C21 ex SCARTEEN | Scarteen [T41,T42] | MALLOW |  | 52.1412 | -8.6654
069467 | MV/LV Substation DA***467 |  | 10 kV | _ | LV | 400 kVA :Kiosk Substation | 0.4 | --> | 0.4 | 0.227 | 4.47 |  | --> | 0.38 | 0 | 0.069 | 0.305 | 0 |  | --> | C18 ex TEMPLEOGUE | Templeogue [T41,T42] | MILLTOWN (DR) |  | 53.2822 | -6.3135
022714X | MV/LV Substation CO***714X |  | 10 kV | _ | LV | 630 kVA :Kiosk Substation | 0.63 | --> | 0.63 | 0.498 | 4.55 |  | --> | 0.598 | 0 | 0.063 | 0 | 0 | Constrained, otherwise capacity available =534 kW | --> | C11 ex MALLOW | Mallow [T41,T42] | MALLOW |  | 52.1314 | -8.6254
139223Y | MV/LV Substation DR***223Y |  | 10 kV | _ | LV | 50 kVA :Pole Substation | 0.05 | --> | 0.05 | 0.049 | 4 |  | --> | 0.048 | 0 | 0 | 0 | 0 | Constrained, otherwise capacity available =47 kW | --> | C14 ex BALLYJAMESDUFF | Ballyjamesduff [T41,T42] | SHANKILL |  | 53.8738 | -7.0962
022082 | MV/LV Substation CO***082 |  | 10 kV | _ | LV | 50 kVA :Pole Substation | 0.05 | --> | 0.05 | 0.046 | 4.55 |  | --> | 0.048 | 0 | 0 | 0 | 0 | Constrained, otherwise capacity available =47 kW | --> | C11 ex MALLOW | Mallow [T41,T42] | MALLOW |  | 52.1298 | -8.6257
035585 | MV/LV Substation KI***585 |  | 10 kV | _ | LV | 50 kVA :Pole Substation | 0.05 | --> | 0.05 | 0.043 | 6.17 |  | --> | 0.048 | 0 | 0 | 0 | 0 | Constrained, otherwise capacity available =46 kW | --> | C24 ex CAHIR | Cahir [T41,T42] | CAHIR |  | 52.3718 | -7.8053
252487 | MV/LV Substation CH***487 |  | 10 kV | _ | LV | 200 kVA :Pole Substation | 0.2 | --> | 0.2 | 0.112 | 1.32 |  | --> | 0.19 | 0 | 0.045 | 0.144 | 0 |  | --> | C26 ex CLIFDEN | Clifden [T41,T42] | SCREEB |  | 53.4891 | -10.0256
281141X | MV/LV Substation GL***141X |  | 10 kV | _ | LV | 400 kVA :Kiosk Substation | 0.4 | --> | 0.4 | 0.307 | 5.49 |  | --> | 0.38 | 0 | 0.009 | 0.36 | 0 |  | --> | C19 ex TRABEG | Trabeg [T101,T102] | TRABEG |  | 51.8652 | -8.4453
137306X | MV/LV Substation RE***306X |  | 10 kV | _ | LV | 50 kVA :Pole Substation | 0.05 | --> | 0.05 | 0.049 | 2 |  | --> | 0.048 | 0 | 0 | 0 | 0 | Constrained, otherwise capacity available =47 kW | --> | C19 ex CAUSEWAY | Causeway [T41,T42] | TRALEE |  | 52.4032 | -9.7877
017478X | MV/LV Substation RO***478X |  | 10 kV | _ | LV | 200 kVA :Pole Substation | 0.2 | --> | 0.2 | 0.198 | 1.58 |  | --> | 0.19 | 0 | 0 | 0 | 0 | Constrained, otherwise capacity available =190 kW | --> | C18 ex FOYNES | Foynes [T41,T42] | RATHKEALE |  | 52.5937 | -9.0679
108603 | MV/LV Substation RO***603 |  | 10 kV | _ | LV | 200 kVA :Pole Substation | 0.2 | --> | 0.2 | 0.189 | 1.57 |  | --> | 0.19 | 0 | 0 | 0 | 0 | Constrained, otherwise capacity available =188 kW | --> | C16 ex BALLYSHANNON | Ballyshannon [T41,T42] | CATHALEENS FALL |  | 54.5591 | -8.2066
063967 | MV/LV Substation CA***967 |  | 10 kV | _ | LV | 200 kVA :Kiosk Substation | 0.2 | --> | 0.2 | 0 | 0 | Constrained, otherwise capacity available =151 kVA | --> | 0.19 | 0 | 0.069 | 0 | 0 | Constrained, otherwise capacity available =132 kW | --> | C17 ex STICKILLEN | Stickillen [T41,T42] | DRYBRIDGE |  | 53.8568 | -6.5317
0644371 | MV/LV Substation GL***4371 |  | 20 kV | _ | LV | 630 kVA :Kiosk Substation | 0.63 | --> | 0.63 | 0 | 0 | Constrained, otherwise capacity available =585 kVA | --> | 0.598 | 0 | 0.005 | 0 | 0 | Constrained, otherwise capacity available =589 kW | --> | C13 ex MORNINGTON ROAD | Mornington Road [T41,T42] | DRYBRIDGE |  | 53.715 | -6.2793
081557X | MV/LV Substation RI***557X |  | 10 kV | _ | LV | 200 kVA :Kiosk Substation | 0.2 | --> | 0.2 | 0 | 0 | Constrained, otherwise capacity available =105 kVA | --> | 0.19 | 0 | 0.014 | 0 | 0 | Constrained, otherwise capacity available =166 kW | --> | C11 ex PALMERSTOWN | Palmerstown [T41,T42] | FINGLAS |  | 53.3585 | -6.3768
0394243 | MV/LV Substation GL***4243 |  | 10 kV | _ | LV | 630 kVA :Kiosk Substation | 0.63 | --> | 0.63 | 0.5 | 11.03 |  | --> | 0.598 | 0 | 0 | 0.5 | 0 |  | --> | C18 ex SALTHILL | Salthill [T101,T102] | SALTHILL |  | 53.2671 | -9.1186
252486 | MV/LV Substation TE***486 |  | 10 kV | _ | LV | 50 kVA :Pole Substation | 0.05 | --> | 0.05 | 0.018 | 1.32 |  | --> | 0.048 | 0 | 0 | 0.043 | 0 |  | --> | C26 ex CLIFDEN | Clifden [T41,T42] | SCREEB |  | 53.4944 | -10.0232
160569X | MV/LV Substation CO***569X |  | 10 kV | _ | LV | 50 kVA :Pole Substation | 0.05 | --> | 0.05 | 0 | 0 | Constrained, otherwise capacity available =10 kVA | --> | 0.048 | 0 | 0 | 0 | 0 | Constrained, otherwise capacity available =42 kW | --> | C11 ex PORTARLINGTON | Portarlington [T41,T42] | PORTLAOISE |  | 53.2374 | -7.2162
156944Y | MV/LV Substation CE***944Y |  | 20 kV | _ | LV | 630 kVA :Building Structure | 0.63 | --> | 0.63 | 0.5 | 2.1 |  | --> | 0.598 | 0 | 0 | 0 | 0 | Constrained, otherwise capacity available =598 kW | --> | E17 ex LISDRUM | Lisdrum [T422] | LISDRUM |  | 54.241 | -7.0004
365121X | MV/LV Substation G.***121X |  | 10 kV | _ | LV | 630 kVA :Building Structure | 0.63 | --> | 0.63 | 0 | 0 | Constrained, otherwise capacity available =577 kVA | --> | 0.598 | 0 | 0.006 | 0.5 | 0 |  | --> | C35 ex SEMPERIT | Semperit [T41,T42,T43] | GRANGE CASTLE |  | 53.3302 | -6.3503
067565Y | MV/LV Substation CA***565Y |  | 10 kV | _ | LV | 1000 kVA :Building Structure | 1 | --> | 1 | 0 | 0 | Constrained, otherwise capacity available =693 kVA | --> | 0.95 | 0 | 0 | 0 | 0 | Constrained, otherwise capacity available =909 kW | --> | C21 ex CASTLETROY | Castletroy [T41,T42] | ARDNACRUSHA |  | 52.6661 | -8.5531
004392Y | MV/LV Substation BR***392Y |  | 10 kV | _ | LV | 1000 kVA :Building Structure | 1 | --> | 1 | 0.5 | 18.08 |  | --> | 0.95 | 0 | 0 | 0.5 | 0 |  | --> | C17 ex ARKLOW | Arklow [T101,T102] | ARKLOW |  | 52.7988 | -6.1491
365650X | MV/LV Substation MC***650X |  | 10 kV | _ | LV | 630 kVA :Kiosk Substation | 0.63 | --> | 0.63 | 0 | 0 | Constrained, otherwise capacity available =413 kVA | --> | 0.598 | 0 | 0.02 | 0.5 | 0 |  | --> | C11 ex BELGARD | Belgard [T41,T42] | COOKSTOWN |  | 53.2877 | -6.3678
064744X | MV/LV Substation BE***744X |  | 20 kV | _ | LV | 50 kVA :Pole Substation | 0.05 | --> | 0.05 | 0 | 0 | Constrained, otherwise capacity available =38 kVA | --> | 0.048 | 0 | 0.01 | 0 | 0 | Constrained, otherwise capacity available =38 kW | --> | E17 ex JULIANSTOWN | Julianstown [T421,T422] | DRYBRIDGE |  | 53.6896 | -6.3265
0124252 | MV/LV Substation CO***4252 |  | 10 kV | _ | LV | 400 kVA :Kiosk Substation | 0.4 | --> | 0.4 | 0 | 0 | Constrained, otherwise capacity available =360 kVA | --> | 0.38 | 0 | 0.005 | 0 | 0 | Constrained, otherwise capacity available =371 kW | --> | C20 ex POLLERTON | Pollerton [T41,T42] | CARLOW |  | 52.8309 | -6.9001
081228X | MV/LV Substation CO***228X |  | 10 kV | _ | LV | 200 kVA :Kiosk Substation | 0.2 | --> | 0.2 | 0 | 0 | Constrained, otherwise capacity available =110 kVA | --> | 0.19 | 0 | 0.041 | 0 | 0 | Constrained, otherwise capacity available =147 kW | --> | C15 ex CASTLEKNOCK | Castleknock [T41,T42] | FINGLAS |  | 53.3721 | -6.3656
067950Y | MV/LV Substation LO***950Y |  | 10 kV | _ | LV | 400 kVA :Building Structure | 0.4 | --> | 0.4 | 0 | 0 | Constrained, otherwise capacity available =317 kVA | --> | 0.38 | 0 | 0 | 0.368 | 0 |  | --> | C12 ex BALLINACURRA | Ballinacurra [T41,T42] | LIMERICK |  | 52.6535 | -8.6467
0674408 | MV/LV Substation NO***4408 |  | 10 kV | _ | LV | 400 kVA :Kiosk Substation | 0.4 | --> | 0.4 | 0 | 0 | Constrained, otherwise capacity available =384 kVA | --> | 0.38 | 0 | 0 | 0.378 | 0 |  | --> | C13 ex RAHEEN | Raheen [T41,T42] | LIMERICK |  | 52.6193 | -8.6497
139008 | MV/LV Substation KE***008 |  | 10 kV | _ | LV | 100 kVA :Pole Substation | 0.1 | --> | 0.1 | 0 | 0 | Constrained, otherwise capacity available =47 kVA | --> | 0.095 | 0 | 0.004 | 0 | 0 | Constrained, otherwise capacity available =84 kW | --> | C17 ex VIRGINIA | Virginia [T41,T42] | MEATH HILL |  | 53.8332 | -7.0718
237584 | MV/LV Substation AD***584 |  | 10 kV | _ | LV | 50 kVA :Pole Substation | 0.05 | --> | 0.05 | 0 | 0 | Constrained, otherwise capacity available =43 kVA | --> | 0.048 | 0 | 0.005 | 0 | 0 | Constrained, otherwise capacity available =43 kW | --> | C17 ex DUNLEER | Dunleer [T41,T42] | DRYBRIDGE |  | 53.8637 | -6.346
108496 | MV/LV Substation CE***496 |  | 10 kV | _ | LV | 200 kVA :Pole Substation | 0.2 | --> | 0.2 | 0.193 | 1.57 |  | --> | 0.19 | 0 | 0 | 0 | 0 | Constrained, otherwise capacity available =189 kW | --> | C17 ex BALLYSHANNON | Ballyshannon [T41,T42] | CATHALEENS FALL |  | 54.4815 | -8.1079
2204098 | MV/LV Substation SI***4098 |  | 20 kV | _ | LV | 630 kVA :Kiosk Substation | 0.63 | --> | 0.63 | 0.5 | 2.33 |  | --> | 0.598 | 0 | 0 | 0 | 0 | Constrained, otherwise capacity available =598 kW | --> | E14 ex MOY | Moy [T421,T422] | MOY |  | 54.1934 | -9.2165
066531X | MV/LV Substation DU***531X |  | 20 kV | _ | LV | 400 kVA :Kiosk Substation | 0.4 | --> | 0.4 | 0 | 0 | Constrained, otherwise capacity available =366 kVA | --> | 0.38 | 0 | 0.008 | 0 | 0 | Constrained, otherwise capacity available =369 kW | --> | E17 ex BALTRASNA | Baltrasna [T121,T122] | BALTRASNA |  | 53.5133 | -6.5387
120457 | MV/LV Substation EN***457 |  | 20 kV | _ | LV | 200 kVA :Pole Substation | 0.2 | --> | 0.2 | 0.08 | 3.5 |  | --> | 0.19 | 0 | 0.027 | 0 | 0 | Constrained, otherwise capacity available =153 kW | --> | E11 ex DUNFIRTH | Dunfirth [T122] | DUNFIRTH |  | 53.4148 | -6.8358
1764351 | MV/LV Substation GU***4351 |  | 10 kV | _ | LV | 630 kVA :Kiosk Substation | 0.63 | --> | 0.63 | 0 | 0 | Constrained, otherwise capacity available =617 kVA | --> | 0.598 | 0 | 0 | 0 | 0 | Constrained, otherwise capacity available =597 kW | --> | E12 ex HARTNETTS CROSS |  |  |  | 51.9041 | -8.9719
137032X | MV/LV Substation CL***032X |  | 10 kV | _ | LV | 50 kVA :Pole Substation | 0.05 | --> | 0.05 | 0.049 | 2 |  | --> | 0.048 | 0 | 0 | 0 | 0 | Constrained, otherwise capacity available =47 kW | --> | C12 ex CAUSEWAY | Causeway [T41,T42] | TRALEE |  | 52.462 | -9.6898
377719X | MV/LV Substation UD***719X |  | 20 kV | _ | LV | 400 kVA :Building Structure | 0.4 | --> | 0.4 | 0 | 0 | Constrained, otherwise capacity available =397 kVA | --> | 0.38 | 0 | 0 | 0 | 0 | Constrained, otherwise capacity available =380 kW | --> | E18 ex GURRANEBANE | Gurranebane [T421,T422] | OUGHTRAGH |  | 51.8379 | -10.2627
031148Y | MV/LV Substation BA***148Y |  | 10 kV | _ | LV | 400 kVA :Kiosk Substation | 0.4 | --> | 0.4 | 0 | 0 | Constrained, otherwise capacity available =395 kVA | --> | 0.38 | 0 | 0 | 0 | 0 | Constrained, otherwise capacity available =379 kW | --> | C12 ex COLLIGAN | Colligan [T41,T42] | DUNGARVAN |  | 52.0889 | -7.617
081420Z | MV/LV Substation CH***420Z |  | 10 kV | _ | LV | 200 kVA :Kiosk Substation | 0.2 | --> | 0.2 | 0 | 0 | Constrained, otherwise capacity available =150 kVA | --> | 0.19 | 0 | 0.005 | 0.179 | 0 |  | --> | C15 ex LUCAN EAST | Lucan East [T41,T42] | GRANGE CASTLE |  | 53.3593 | -6.4403
164100X | MV/LV Substation OL***100X |  | 10 kV | _ | LV | 100 kVA :Pole Substation | 0.1 | --> | 0.1 | 0 | 0 | Constrained, otherwise capacity available =88 kVA | --> | 0.095 | 0 | 0 | 0 | 0 | Constrained, otherwise capacity available =93 kW | --> | C15 ex SKIBBEREEN | Skibbereen [T41,T42] | DUNMANWAY |  | 51.5353 | -9.3192
093478Z | MV/LV Substation CH***478Z |  | 10 kV | _ | LV | 1000 kVA :Building Structure | 1 | --> | 1 | 0 | 0 | Constrained, otherwise capacity available =932 kVA | --> | 0.95 | 0 | 0 | 0.5 | 0 |  | --> | C28 ex POPPINTREE | Poppintree [T101,T102] | FINGLAS |  | 53.4034 | -6.3027
019383X | MV/LV Substation CA***383X |  | 10 kV | _ | LV | 200 kVA :Pole Substation | 0.2 | --> | 0.2 | 0.047 | 0.05 | Constrained, otherwise capacity available =134 kVA | --> | 0.19 | 0 | 0 | 0 | 0 | Constrained, otherwise capacity available =181 kW | --> | C12 ex BALLYBEGGAN | Ballybeggan [T43,T44] | TRALEE |  | 52.2576 | -9.638
067653 | MV/LV Substation TH***653 |  | 20 kV | _ | LV | 50 kVA :Pole Substation | 0.05 | --> | 0.05 | 0.047 | 6.81 |  | --> | 0.048 | 0 | 0.011 | 0.039 | 0 |  | --> | C06 ex AHANE | Ahane [T102] | AHANE |  | 52.6685 | -8.4903
0024073 | MV/LV Substation ME***4073 |  | 10 kV | _ | LV | 630 kVA :Kiosk Substation | 0.63 | --> | 0.63 | 0.475 | 0.48 | Constrained, otherwise capacity available =630 kVA | --> | 0.598 | 0 | 0 | 0 | 0 | Constrained, otherwise capacity available =598 kW | --> | C20 ex KILMARTIN | Kilmartin [T41] | ARKLOW |  | 53.0665 | -6.2282
073842 | MV/LV Substation MO***842 |  | 20 kV | _ | LV | 50 kVA :Pole Substation | 0.05 | --> | 0.05 | 0 | 0 | Constrained, otherwise capacity available =50 kVA | --> | 0.048 | 0 | 0 | 0 | 0 | Constrained, otherwise capacity available =48 kW | --> | C16 ex MOATE | Moate [T41,T42] | ATHLONE |  | 53.4035 | -7.7212
0604179 | MV/LV Substation LA***4179 |  | 20 kV | _ | LV | 50 kVA :Pole Substation | 0.05 | --> | 0.05 | 0 | 0 | Constrained, otherwise capacity available =44 kVA | --> | 0.048 | 0 | 0 | 0 | 0 | Constrained, otherwise capacity available =47 kW | --> | C17 ex CLONES | Clones [T41,T42] | SHANKILL |  | 54.1722 | -7.1582
233272 | MV/LV Substation FA***272 |  | 10 kV | _ | LV | 100 kVA :Pole Substation | 0.1 | --> | 0.1 | 0 | 0 | Constrained, otherwise capacity available =28 kVA | --> | 0.095 | 0 | 0 | 0 | 0 | Constrained, otherwise capacity available =85 kW | --> | C23 ex CASTLEISLAND | Castleisland [T41,T42] | TRALEE |  | 52.2681 | -9.4555
007246 | MV/LV Substation AL***246 |  | 10 kV | _ | LV | 630 kVA :Kiosk Substation | 0.63 | --> | 0.63 | 0.5 | 16.12 |  | --> | 0.598 | 0 | 0.019 | 0.5 | 0 |  | --> | E14 ex WEXFORD | Wexford [T121,T122] | WEXFORD |  | 52.3294 | -6.4957
334048 | MV/LV Substation GE***048 |  | 10 kV | _ | LV | 400 kVA :Kiosk Substation | 0.4 | --> | 0.4 | 0 | 0 | Constrained, otherwise capacity available =165 kVA | --> | 0.38 | 0 | 0.071 | 0.294 | 0 |  | --> | C18 ex SUTTON | Sutton [T41,T42] | GRANGE (DR) |  | 53.397 | -6.1297
281415Z | MV/LV Substation HA***415Z |  | 10 kV | _ | LV | 100 kVA :Pole Substation | 0.1 | --> | 0.1 | 0 | 0 | Constrained, otherwise capacity available =72 kVA | --> | 0.095 | 0 | 0.006 | 0 | 0 | Constrained, otherwise capacity available =87 kW | --> | C22 ex TOGHER | Togher [T41,T42] | TRABEG |  | 51.8661 | -8.4972
0664201 | MV/LV Substation HO***4201 |  | 20 kV | _ | LV | 400 kVA :Kiosk Substation | 0.4 | --> | 0.4 | 0 | 0 | Constrained, otherwise capacity available =383 kVA | --> | 0.38 | 0 | 0 | 0 | 0 | Constrained, otherwise capacity available =378 kW | --> | E13 ex GLASMORE | Glasmore [T421,T422] | GLASMORE |  | 53.4699 | -6.2425
2374064 | MV/LV Substation TO***4064 |  | 10 kV | _ | LV | 50 kVA :Pole Substation | 0.05 | --> | 0.05 | 0 | 0 | Constrained, otherwise capacity available =48 kVA | --> | 0.048 | 0 | 0 | 0 | 0 | Constrained, otherwise capacity available =47 kW | --> | C17 ex DUNLEER | Dunleer [T41,T42] | DRYBRIDGE |  | 53.8412 | -6.2609
281046Z | MV/LV Substation HA***046Z |  | 10 kV | _ | LV | 200 kVA :Building Structure | 0.2 | --> | 0.2 | 0 | 0 | Constrained, otherwise capacity available =189 kVA | --> | 0.19 | 0 | 0 | 0 | 0 | Constrained, otherwise capacity available =189 kW | --> | C24 ex KILMONEY | Kilmoney [T41,T42] | TRABEG |  | 51.8467 | -8.467
0144192 | MV/LV Substation PA***4192 |  | 10 kV | _ | LV | 400 kVA :Kiosk Substation | 0.4 | --> | 0.4 | 0 | 0 | Constrained, otherwise capacity available =258 kVA | --> | 0.38 | 0 | 0.028 | 0 | 0 | Constrained, otherwise capacity available =340 kW | --> | C15 ex MORRISTOWN | Morristown [T41,T42] | NEWBRIDGE |  | 53.1834 | -6.8143
127200Y | MV/LV Substation CL***200Y |  | 20 kV | _ | LV | 100 kVA :Pole Substation | 0.1 | --> | 0.1 | 0.048 | 5.89 |  | --> | 0.095 | 0 | 0 | 0 | 0 | Constrained, otherwise capacity available =88 kW | --> | C14 ex CASHEL | Cashel [T41,T42] | CAHIR |  | 52.5965 | -8.0036
1544170 | MV/LV Substation AL***4170 |  | 10 kV | _ | LV | 400 kVA :Kiosk Substation | 0.4 | --> | 0.4 | 0 | 0 | Constrained, otherwise capacity available =363 kVA | --> | 0.38 | 0 | 0 | 0.375 | 0 |  | --> | C22 ex MACETOWN | Macetown [T101,T102] | MACETOWN |  | 53.3902 | -6.4284
002103 | MV/LV Substation TH***103 |  | 10 kV | _ | LV | 400 kVA :Kiosk Substation | 0.4 | --> | 0.4 | 0.292 | 2.36 |  | --> | 0.38 | 0 | 0.048 | 0.329 | 0 |  | --> | C13 ex BRAY | Bray [T41,T42] | FASSAROE |  | 53.1956 | -6.1173
055019Y | MV/LV Substation CH***019Y |  | 10 kV | _ | LV | 200 kVA :Kiosk Substation | 0.2 | --> | 0.2 | 0 | 0 | Constrained, otherwise capacity available =164 kVA | --> | 0.19 | 0 | 0 | 0 | 0 | Constrained, otherwise capacity available =185 kW | --> | C13 ex ROSCREA | Roscrea [T41,T42] | IKERRIN |  | 52.9555 | -7.8032
039243 | MV/LV Substation LA***243 |  | 10 kV | _ | LV | 630 kVA :Building Structure | 0.63 | --> | 0.63 | 0 | 0 | Constrained, otherwise capacity available =487 kVA | --> | 0.598 | 0 | 0.004 | 0.5 | 0 |  | --> | C17 ex GALWAY 110KV | Galway 110kv [T102,T103] | GALWAY 110KV |  | 53.2932 | -9.0163
023272 | MV/LV Substation JA***272 |  | 20 kV | _ | LV | 50 kVA :Pole Substation | 0.05 | --> | 0.05 | 0 | 0 | Constrained, otherwise capacity available =40 kVA | --> | 0.048 | 0 | 0 | 0 | 0 | Constrained, otherwise capacity available =46 kW | --> | C14 ex FERMOY NORTH | Fermoy North [T41,T42] | BARRYMORE |  | 52.168 | -8.2908
026987Y | MV/LV Substation CA***987Y |  | 10 kV | _ | LV | 200 kVA :Kiosk Substation | 0.2 | --> | 0.2 | 0 | 0 | Constrained, otherwise capacity available =168 kVA | --> | 0.19 | 0 | 0.004 | 0 | 0 | Constrained, otherwise capacity available =183 kW | --> | C16 ex KINSALE | Kinsale [T41,T42] | BANDON |  | 51.7079 | -8.5379
049454Z | MV/LV Substation MO***454Z |  | 10 kV | _ | LV | 630 kVA :Kiosk Substation | 0.63 | --> | 0.63 | 0.133 | 0.13 | Constrained, otherwise capacity available =553 kVA | --> | 0.598 | 0 | 0.016 | 0 | 0 | Constrained, otherwise capacity available =576 kW | --> | C14 ex BALLYMAHON | Ballymahon [T41,T42] | ATHLONE |  | 53.6263 | -7.8159
041289Y | MV/LV Substation LI***289Y |  | 10 kV | _ | LV | 400 kVA :Kiosk Substation | 0.4 | --> | 0.4 | 0 | 0 | Constrained, otherwise capacity available =388 kVA | --> | 0.38 | 0 | 0.009 | 0 | 0 | Constrained, otherwise capacity available =372 kW | --> | E12 ex DALTON | Dalton [T421,T422] | DALTON |  | 53.73 | -9.0121
081282X | MV/LV Substation CR***282X |  | 10 kV | _ | LV | 400 kVA :Kiosk Substation | 0.4 | --> | 0.4 | 0 | 0 | Constrained, otherwise capacity available =211 kVA | --> | 0.38 | 0 | 0.042 | 0 | 0 | Constrained, otherwise capacity available =322 kW | --> | C11 ex PALMERSTOWN | Palmerstown [T41,T42] | FINGLAS |  | 53.3572 | -6.3744
157160X | MV/LV Substation AN***160X |  | 20 kV | _ | LV | 50 kVA :Pole Substation | 0.05 | --> | 0.05 | 0.042 | 1.55 |  | --> | 0.048 | 0 | 0 | 0 | 0 | Constrained, otherwise capacity available =46 kW | --> | E17 ex CARRIGALLEN | Carrigallen [T421] | CARRICK ON SHANNON |  | 53.9469 | -7.7726
077684 | MV/LV Substation TH***684 |  | 20 kV | _ | LV | 400 kVA :Kiosk Substation | 0.4 | --> | 0.4 | 0 | 0 | Constrained, otherwise capacity available =354 kVA | --> | 0.38 | 0 | 0 | 0 | 0 | Constrained, otherwise capacity available =374 kW | --> | E16 ex PATRICKSWELL | Patrickswell [T421,T422] | LIMERICK |  | 52.5617 | -8.7817
157316X | MV/LV Substation CO***316X |  | 20 kV | _ | LV | 50 kVA :Pole Substation | 0.05 | --> | 0.05 | 0.046 | 1.55 |  | --> | 0.048 | 0 | 0.002 | 0 | 0 | Constrained, otherwise capacity available =45 kW | --> | E11 ex CARRIGALLEN | Carrigallen [T421] | CARRICK ON SHANNON |  | 54.1057 | -7.7938
014902 | MV/LV Substation MO***902 |  | 10 kV | _ | LV | 50 kVA :Pole Substation | 0.05 | --> | 0.05 | 0 | 0 | Constrained, otherwise capacity available =22 kVA | --> | 0.048 | 0 | 0.021 | 0 | 0 | Constrained, otherwise capacity available =28 kW | --> | C11 ex MORRISTOWN | Morristown [T41,T42] | NEWBRIDGE |  | 53.1745 | -6.8102
066538X | MV/LV Substation AR***538X |  | 20 kV | _ | LV | 400 kVA :Kiosk Substation | 0.4 | --> | 0.4 | 0 | 0 | Constrained, otherwise capacity available =270 kVA | --> | 0.38 | 0 | 0.069 | 0 | 0 | Constrained, otherwise capacity available =311 kW | --> | E17 ex BALTRASNA | Baltrasna [T121,T122] | BALTRASNA |  | 53.5159 | -6.5462
071729 | MV/LV Substation NE***729 |  | 10 kV | _ | LV | 200 kVA :Pole Substation | 0.2 | --> | 0.2 | 0.158 | 5.58 |  | --> | 0.19 | 0 | 0.02 | 0.169 | 0 |  | --> | C11 ex KILCOOLE | Kilcoole [T41,T42] | FASSAROE |  | 53.0734 | -6.0748
069781 | MV/LV Substation TH***781 |  | 10 kV | _ | LV | 630 kVA :Kiosk Substation | 0.63 | --> | 0.63 | 0.374 | 3.34 |  | --> | 0.598 | 0 | 0.004 | 0.5 | 0 |  | --> | C11 ex GREENHILLS | Greenhills [T42] | INCHICORE 220KV |  | 53.3173 | -6.3362
039954X | MV/LV Substation CA***954X |  | 10 kV | _ | LV | 1000 kVA :Building Structure | 1 | --> | 1 | 0 | 0 | Constrained, otherwise capacity available =988 kVA | --> | 0.95 | 0 | 0 | 0.5 | 0 |  | --> | C17 ex GALWAY 110KV | Galway 110kv [T102,T103] | GALWAY 110KV |  | 53.2933 | -9.0162
0084130 | MV/LV Substation BO***4130 |  | 20 kV | _ | LV | 400 kVA :Kiosk Substation | 0.4 | --> | 0.4 | 0 | 0 | Constrained, otherwise capacity available =397 kVA | --> | 0.38 | 0 | 0 | 0 | 0 | Constrained, otherwise capacity available =380 kW | --> | C20 ex KNOCKMULLEN | Knockmullen [T42,T421] | GREAT ISLAND |  | 52.2794 | -6.9887
0654227 | MV/LV Substation CL***4227 |  | 20 kV | _ | LV | 400 kVA :Kiosk Substation | 0.4 | --> | 0.4 | 0 | 0 | Constrained, otherwise capacity available =374 kVA | --> | 0.38 | 0 | 0.06 | 0 | 0 | Constrained, otherwise capacity available =332 kW | --> | C11 ex LOUGHSHINNY | Loughshinny [T41,T42] | GLASMORE |  | 53.532 | -6.1634
192552 | MV/LV Substation CR***552 |  | 10 kV | _ | LV | 200 kVA :Pole Substation | 0.2 | --> | 0.2 | 0.174 | 1.56 |  | --> | 0.19 | 0 | 0 | 0 | 0 | Constrained, otherwise capacity available =186 kW | --> | C13 ex DERRYBEG | Derrybeg [T41,T42] | ARDNAGAPPARY |  | 55.0269 | -8.262
034036 | MV/LV Substation OL***036 |  | 10 kV | _ | LV | 400 kVA :Kiosk Substation | 0.4 | --> | 0.4 | 0.239 | 0.95 |  | --> | 0.38 | 0 | 0.024 | 0 | 0 | Constrained, otherwise capacity available =340 kW | --> | C15 ex SPA ROAD | Spa Road [T41,T42] | DOON |  | 52.3491 | -7.7041
0934132 | MV/LV Substation DU***4132 |  | 10 kV | _ | LV | 400 kVA :Kiosk Substation | 0.4 | --> | 0.4 | 0 | 0 | Constrained, otherwise capacity available =342 kVA | --> | 0.38 | 0 | 0 | 0.372 | 0 |  | --> | C22 ex UNIDARE | Unidare [T41,T42] | FINGLAS |  | 53.3915 | -6.3246
365196 | MV/LV Substation TA***196 |  | 10 kV | _ | LV | 1000 kVA :Building Structure | 1 | --> | 1 | 0.5 | 13.91 |  | --> | 0.95 | 0 | 0 | 0.5 | 0 |  | --> | C21 ex COOKSTOWN | Cookstown [T101,T102] | CARRICKMINES |  | 53.2878 | -6.375
116854X | MV/LV Substation LO***854X |  | 10 kV | _ | LV | 400 kVA :Building Structure | 0.4 | --> | 0.4 | 0.364 | 7.32 |  | --> | 0.38 | 0 | 0 | 0.375 | 0 |  | --> | C12 ex CARROWBEG | Carrowbeg [T41,T42] | CARROWBEG |  | 53.8054 | -9.5062
192912 | MV/LV Substation TH***912 |  | 10 kV | _ | LV | 200 kVA :Building Structure | 0.2 | --> | 0.2 | 0.171 | 1.56 |  | --> | 0.19 | 0 | 0 | 0 | 0 | Constrained, otherwise capacity available =186 kW | --> | C14 ex DERRYBEG | Derrybeg [T41,T42] | ARDNAGAPPARY |  | 55.0654 | -8.2868
1274391 | MV/LV Substation BA***4391 |  | 10 kV | _ | LV | 50 kVA :Pole Substation | 0.05 | --> | 0.05 | 0 | 0 | Constrained, otherwise capacity available =50 kVA | --> | 0.048 | 0 | 0 | 0 | 0 | Constrained, otherwise capacity available =48 kW | --> | C11 ex LOUGHTAGALLA | Loughtagalla [T41,T42] | THURLES |  | 52.7033 | -7.7116
071570 | MV/LV Substation KI***570 |  | 10 kV | _ | LV | 200 kVA :Kiosk Substation | 0.2 | --> | 0.2 | 0.132 | 5.58 |  | --> | 0.19 | 0 | 0.03 | 0.158 | 0 |  | --> | C14 ex KILCOOLE | Kilcoole [T41,T42] | FASSAROE |  | 53.1123 | -6.1085
037570 | MV/LV Substation CU***570 |  | 10 kV | _ | LV | 630 kVA :Building Structure | 0.63 | --> | 0.63 | 0.33 | 13.05 |  | --> | 0.598 | 0 | 0 | 0.5 | 0 |  | --> | C17 ex ENNIS | Ennis [T101,T102] | ENNIS |  | 52.8434 | -8.9849
077199X | MV/LV Substation TR***199X |  | 20 kV | _ | LV | 200 kVA :Kiosk Substation | 0.2 | --> | 0.2 | 0 | 0 | Constrained, otherwise capacity available =179 kVA | --> | 0.19 | 0 | 0 | 0 | 0 | Constrained, otherwise capacity available =187 kW | --> | E16 ex PATRICKSWELL | Patrickswell [T421,T422] | LIMERICK |  | 52.5605 | -8.7823
011552Z | MV/LV Substation CH***552Z |  | 10 kV | _ | LV | 50 kVA :Pole Substation | 0.05 | --> | 0.05 | 0 | 0 | Constrained, otherwise capacity available =44 kVA | --> | 0.048 | 0 | 0.006 | 0 | 0 | Constrained, otherwise capacity available =42 kW | --> | C17 ex ROSEHILL | Rosehill [T41,T42] | KILKENNY |  | 52.6004 | -7.3085
0264209 | MV/LV Substation KI***4209 |  | 10 kV | _ | LV | 50 kVA :Pole Substation | 0.05 | --> | 0.05 | 0.045 | 8.66 |  | --> | 0.048 | 0 | 0 | 0 | 0 | Constrained, otherwise capacity available =47 kW | --> | C20 ex BANDON | Bandon [T101,T42] | BANDON |  | 51.7371 | -8.7849
0814140 | MV/LV Substation AL***4140 |  | 10 kV | _ | LV | 400 kVA :Kiosk Substation | 0.4 | --> | 0.4 | 0 | 0 | Constrained, otherwise capacity available =286 kVA | --> | 0.38 | 0 | 0.01 | 0 | 0 | Constrained, otherwise capacity available =357 kW | --> | C18 ex LEIXLIP | Leixlip [T41,T42] | GRIFFINRATH |  | 53.3633 | -6.4937
127549Y | MV/LV Substation SU***549Y |  | 10 kV | _ | LV | 400 kVA :Kiosk Substation | 0.4 | --> | 0.4 | 0.336 | 5.89 |  | --> | 0.38 | 0 | 0.011 | 0 | 0 | Constrained, otherwise capacity available =363 kW | --> | C12 ex CASHEL | Cashel [T41,T42] | CAHIR |  | 52.5085 | -7.883
1584108 | MV/LV Substation RI***4108 |  | 10 kV | _ | LV | 630 kVA :Kiosk Substation | 0.63 | --> | 0.63 | 0 | 0 | Constrained, otherwise capacity available =522 kVA | --> | 0.598 | 0 | 0.04 | 0 | 0 | Constrained, otherwise capacity available =554 kW | --> | C15 ex ENNISTYMON | Ennistymon [T41,T42] | ENNIS |  | 52.9394 | -9.2993
014010Z | MV/LV Substation TU***010Z |  | 10 kV | _ | LV | 200 kVA :Pole Substation | 0.2 | --> | 0.2 | 0 | 0 | Constrained, otherwise capacity available =182 kVA | --> | 0.19 | 0 | 0 | 0 | 0 | Constrained, otherwise capacity available =188 kW | --> | C20 ex KILDARE | Kildare [T41,T42] | NEWBRIDGE |  | 53.1683 | -6.8391
162670 | MV/LV Substation DR***670 |  | 10 kV | _ | LV | 50 kVA :Pole Substation | 0.05 | --> | 0.05 | 0 | 0 | Constrained, otherwise capacity available =39 kVA | --> | 0.048 | 0 | 0 | 0 | 0 | Constrained, otherwise capacity available =46 kW | --> | C20 ex CULLION | Cullion [T41,T42] | LETTERKENNY |  | 54.8727 | -7.747
0014044 | MV/LV Substation DU***4044 |  | 10 kV | _ | LV | 630 kVA :Kiosk Substation | 0.63 | --> | 0.63 | 0.5 | 4.37 |  | --> | 0.598 | 0 | 0 | 0.5 | 0 |  | --> | C12 ex DUN LAOGHAIRE | Dun Laoghaire [T41,T42] | BLACKROCK |  | 53.2924 | -6.1345
2534318 | MV/LV Substation KI***4318 |  | 10 kV | _ | LV | 50 kVA :Pole Substation | 0.05 | --> | 0.05 | 0 | 0 | Constrained, otherwise capacity available =42 kVA | --> | 0.048 | 0 | 0 | 0 | 0 | Constrained, otherwise capacity available =46 kW | --> | C14 ex HEADFORD | Headford [T41,T42] | CLOON |  | 53.5023 | -9.0463
158155Y | MV/LV Substation RE***155Y |  | 10 kV | _ | LV | 100 kVA :Pole Substation | 0.1 | --> | 0.1 | 0.083 | 0.83 |  | --> | 0.095 | 0 | 0 | 0 | 0 | Constrained, otherwise capacity available =93 kW | --> | C18 ex MILLTOWN MALBAY | Milltown Malbay [T42] | TULLABRACK |  | 52.8381 | -9.4307
2494163 | MV/LV Substation WO***4163 |  | 10 kV | _ | LV | 50 kVA :Pole Substation | 0.05 | --> | 0.05 | 0 | 0 | Constrained, otherwise capacity available =50 kVA | --> | 0.048 | 0 | 0 | 0 | 0 | Constrained, otherwise capacity available =48 kW | --> | C16 ex KILCLOHER | Kilcloher [T41,T42] | DUNGARVAN |  | 52.1026 | -7.8099
305397 | MV/LV Substation PO***397 |  | 10 kV | _ | LV | 100 kVA :Pole Substation | 0.1 | --> | 0.1 | 0.068 | 0.3 |  | --> | 0.095 | 0 | 0 | 0 | 0 | Constrained, otherwise capacity available =90 kW | --> | C15 ex BANAGHER | Banagher [T41,T42] | DALLOW |  | 53.1921 | -7.9882
039828X | MV/LV Substation IN***828X |  | 10 kV | _ | LV | 400 kVA :Kiosk Substation | 0.4 | --> | 0.4 | 0 | 0 | Constrained, otherwise capacity available =322 kVA | --> | 0.38 | 0 | 0 | 0 | 0 | Constrained, otherwise capacity available =369 kW | --> | C12 ex ORANMORE | Oranmore [T41,T44] | GALWAY 110KV |  | 53.2831 | -8.9797
039767X | MV/LV Substation CR***767X |  | 10 kV | _ | LV | 630 kVA :Kiosk Substation | 0.63 | --> | 0.63 | 0.5 | 11.03 |  | --> | 0.598 | 0 | 0.012 | 0.5 | 0 |  | --> | C28 ex SALTHILL | Salthill [T101,T102] | SALTHILL |  | 53.251 | -9.1564
288120X | MV/LV Substation CR***120X |  | 10 kV | _ | LV | 400 kVA :Kiosk Substation | 0.4 | --> | 0.4 | 0 | 0 | Constrained, otherwise capacity available =314 kVA | --> | 0.38 | 0 | 0.004 | 0.365 | 0 |  | --> | C17 ex CARRICKMINES | Carrickmines [T41,T42] | CARRICKMINES |  | 53.2518 | -6.2054
009425Y | MV/LV Substation WE***425Y |  | 10 kV | _ | LV | 630 kVA :Kiosk Substation | 0.63 | --> | 0.63 | 0.5 | 3.82 |  | --> | 0.598 | 0 | 0 | 0 | 0 | Constrained, otherwise capacity available =588 kW | --> | C19 ex WATERFORD | Waterford [T41,T42] | WATERFORD |  | 52.2612 | -7.1167
288347X | MV/LV Substation GR***347X |  | 10 kV | _ | LV | 1000 kVA :Kiosk Substation | 1 | --> | 1 | 0.5 | 1.16 |  | --> | 0.95 | 0 | 0 | 0.5 | 0 |  | --> | C20 ex BREWERY ROAD | Brewery Road [T41,T42] | CARRICKMINES |  | 53.2798 | -6.2151
0144142 | MV/LV Substation KI***4142 |  | 10 kV | _ | LV | 1000 kVA :Building Structure | 1 | --> | 1 | 0 | 0 | Constrained, otherwise capacity available =755 kVA | --> | 0.95 | 0 | 0 | 0 | 0 | Constrained, otherwise capacity available =916 kW | --> | C13 ex KILDARE | Kildare [T41,T42] | NEWBRIDGE |  | 53.1549 | -6.9157
153817 | MV/LV Substation SH***817 |  | 20 kV | _ | LV | 50 kVA :Pole Substation | 0.05 | --> | 0.05 | 0 | 0 | Constrained, otherwise capacity available =45 kVA | --> | 0.048 | 0 | 0.011 | 0 | 0 | Constrained, otherwise capacity available =39 kW | --> | E12 ex BIRDHILL | Birdhill [T421,T422] | ARDNACRUSHA |  | 52.8012 | -8.4431
052952 | MV/LV Substation PA***952 |  | 10 kV | _ | LV | 50 kVA :Pole Substation | 0.05 | --> | 0.05 | 0.037 | 1.25 |  | --> | 0.048 | 0 | 0 | 0 | 0 | Constrained, otherwise capacity available =46 kW | --> | C17 ex LOUGHANALLA | Loughanalla [T41,T42] | MULLINGAR |  | 53.6809 | -7.3338
068669X | MV/LV Substation BL***669X |  | 10 kV | _ | LV | 1000 kVA :Building Structure | 1 | --> | 1 | 0.5 | 9.02 |  | --> | 0.95 | 0 | 0.037 | 0.5 | 0 |  | --> | C27 ex MISERY HILL | Misery Hill [T101,T102] | POOLBEG |  | 53.3453 | -6.2358
068389X | MV/LV Substation AL***389X |  | 10 kV | _ | LV | 630 kVA :Kiosk Substation | 0.63 | --> | 0.63 | 0 | 0 | Constrained, otherwise capacity available =565 kVA | --> | 0.598 | 0 | 0 | 0.5 | 0 |  | --> | C13 ex DRUMCONDRA | Drumcondra [T41,T42] | MCDERMOTT |  | 53.3722 | -6.2513
053280X | MV/LV Substation FE***280X |  | 20 kV | _ | LV | 45 kVA :Pole Substation | 0.045 | --> | 0.045 | 0.04 | 0.89 |  | --> | 0.043 | 0 | 0 | 0 | 0 | Constrained, otherwise capacity available =42 kW | --> | E24 ex BIRR | Birr [T41,T422] | DALLOW |  | 53.1724 | -7.7397
067074X | MV/LV Substation GE***074X |  | 10 kV | _ | LV | 200 kVA :Building Structure | 0.2 | --> | 0.2 | 0 | 0 | Constrained, otherwise capacity available =188 kVA | --> | 0.19 | 0 | 0 | 0.188 | 0 |  | --> | C13 ex RAHEEN | Raheen [T41,T42] | LIMERICK |  | 52.6248 | -8.6537
052969Z | MV/LV Substation VI***969Z |  | 20 kV | _ | LV | 400 kVA :Kiosk Substation | 0.4 | --> | 0.4 | 0 | 0 | Constrained, otherwise capacity available =360 kVA | --> | 0.38 | 0 | 0.015 | 0 | 0 | Constrained, otherwise capacity available =363 kW | --> | E18 ex BALLINDERRY | Ballinderry [T41,T422] | MULLINGAR |  | 53.513 | -7.1399
151767 | MV/LV Substation BA***767 |  | 20 kV | _ | LV | 50 kVA :Pole Substation | 0.05 | --> | 0.05 | 0 | 0 | Constrained, otherwise capacity available =42 kVA | --> | 0.048 | 0 | 0.005 | 0 | 0 | Constrained, otherwise capacity available =43 kW | --> | E09 ex BRUFF |  |  |  | 52.534 | -8.528
0814221 | MV/LV Substation TA***4221 |  | 20 kV | _ | LV | 400 kVA :Kiosk Substation | 0.4 | --> | 0.4 | 0 | 0 | Constrained, otherwise capacity available =400 kVA | --> | 0.38 | 0 | 0 | 0.38 | 0 |  | --> | E18 ex ADAMSTOWN | Adamstown [T121,T122] | INCHICORE 220KV |  | 53.3448 | -6.4575
288910 | MV/LV Substation FO***910 |  | 10 kV | _ | LV | 200 kVA :Pole Substation | 0.2 | --> | 0.2 | 0 | 0 | Constrained, otherwise capacity available =140 kVA | --> | 0.19 | 0 | 0.002 | 0.18 | 0 |  | --> | C17 ex CARRICKMINES | Carrickmines [T41,T42] | CARRICKMINES |  | 53.2219 | -6.2199
053017Z | MV/LV Substation AD***017Z |  | 10 kV | _ | LV | 100 kVA :Pole Substation | 0.1 | --> | 0.1 | 0.06 | 2.39 |  | --> | 0.095 | 0 | 0.028 | 0 | 0 | Constrained, otherwise capacity available =69 kW | --> | C11 ex SRAH | Srah [T41,T42] | THORNSBERRY |  | 53.265 | -7.5075
1494157 | MV/LV Substation E ***4157 |  | 10 kV | _ | LV | 400 kVA :Kiosk Substation | 0.4 | --> | 0.4 | 0 | 0 | Constrained, otherwise capacity available =155 kVA | --> | 0.38 | 0 | 0 | 0 | 0 | Constrained, otherwise capacity available =367 kW | --> | C11 ex DONEGAL | Donegal [T41,T42] | CATHALEENS FALL |  | 54.6593 | -8.0896
293193Y | MV/LV Substation BA***193Y |  | 20 kV | _ | LV | 50 kVA :Pole Substation | 0.05 | --> | 0.05 | 0 | 0 | Constrained, otherwise capacity available =37 kVA | --> | 0.048 | 0 | 0 | 0 | 0 | Constrained, otherwise capacity available =46 kW | --> | E20 ex BALTINGLASS | Baltinglass [T421,T422] | STRATFORD |  | 53.0042 | -6.8092
008612Y | MV/LV Substation AD***612Y |  | 20 kV | _ | LV | 50 kVA :Pole Substation | 0.05 | --> | 0.05 | 0 | 0 | Constrained, otherwise capacity available =25 kVA | --> | 0.048 | 0 | 0 | 0 | 0 | Constrained, otherwise capacity available =44 kW | --> | E11 ex CLONROCHE | Clonroche [T421,T422] | WEXFORD |  | 52.3911 | -6.7146
068220X | MV/LV Substation EA***220X |  | 10 kV | _ | LV | 1000 kVA :Building Structure | 1 | --> | 1 | 0.5 | 14.34 |  | --> | 0.95 | 0 | 0 | 0.5 | 0 |  | --> | C17 ex NORTH QUAYS | North Quays [T101,T102,T103] | POOLBEG |  | 53.3568 | -6.2247
008754Y | MV/LV Substation BO***754Y |  | 10 kV | _ | LV | 100 kVA :Pole Substation | 0.1 | --> | 0.1 | 0.091 | 0.2 |  | --> | 0.095 | 0 | 0.015 | 0 | 0 | Constrained, otherwise capacity available =83 kW | --> | E17 ex BEALISTOWN | Bealistown [T421,T422] | GREAT ISLAND |  | 52.2034 | -6.8552
062912X | MV/LV Substation MO***912X |  | 10 kV | _ | LV | 50 kVA :Pole Substation | 0.05 | --> | 0.05 | 0.035 | 2.33 |  | --> | 0.048 | 0 | 0.004 | 0 | 0 | Constrained, otherwise capacity available =42 kW | --> | C19 ex DUNDALK | Dundalk [T41,T42] | DUNDALK |  | 53.9937 | -6.4209
109416 | MV/LV Substation TH***416 |  | 10 kV | _ | LV | 400 kVA :Building Structure | 0.4 | --> | 0.4 | 0 | 0 | Constrained, otherwise capacity available =312 kVA | --> | 0.38 | 0 | 0.06 | 0.336 | 0 |  | --> | C16 ex SHANNON | Shannon [T41,T42] | DRUMLINE |  | 52.7011 | -8.9021
2934542 | MV/LV Substation CA***4542 |  | 20 kV | _ | LV | 200 kVA :Pole Substation | 0.2 | --> | 0.2 | 0 | 0 | Constrained, otherwise capacity available =174 kVA | --> | 0.19 | 0 | 0 | 0 | 0 | Constrained, otherwise capacity available =186 kW | --> | E13 ex BALTINGLASS | Baltinglass [T421,T422] | STRATFORD |  | 52.9161 | -6.8378
0124091 | MV/LV Substation KI***4091 |  | 20 kV | _ | LV | 400 kVA :Kiosk Substation | 0.4 | --> | 0.4 | 0.301 | 2.83 |  | --> | 0.38 | 0 | 0.025 | 0 | 0 | Constrained, otherwise capacity available =348 kW | --> | E12 ex BAGENALSTOWN | Bagenalstown [T421,T422] | CARLOW |  | 52.7 | -6.9581
1364193 | MV/LV Substation BA***4193 |  | 10 kV | _ | LV | 400 kVA :Building Structure | 0.4 | --> | 0.4 | 0 | 0 | Constrained, otherwise capacity available =349 kVA | --> | 0.38 | 0 | 0 | 0 | 0 | Constrained, otherwise capacity available =379 kW | --> | C17 ex ROSCOMMON | Roscommon [T41,T42] | LANESBORO |  | 53.609 | -8.1903
081547Z | MV/LV Substation CR***547Z |  | 10 kV | _ | LV | 400 kVA :Building Structure | 0.4 | --> | 0.4 | 0 | 0 | Constrained, otherwise capacity available =286 kVA | --> | 0.38 | 0 | 0 | 0 | 0 | Constrained, otherwise capacity available =364 kW | --> | C12 ex MONEYCOOLEY | Moneycooley [T41,T42,T44] | GRIFFINRATH |  | 53.3583 | -6.5495
0284026 | MV/LV Substation CO***4026 |  | 10 kV | _ | LV | 400 kVA :Kiosk Substation | 0.4 | --> | 0.4 | 0 | 0 | Constrained, otherwise capacity available =379 kVA | --> | 0.38 | 0 | 0 | 0 | 0 | Constrained, otherwise capacity available =377 kW | --> | C13 ex COW CROSS |  |  |  | 51.8579 | -8.2997
365846X | MV/LV Substation GL***846X |  | 10 kV | _ | LV | 400 kVA :Kiosk Substation | 0.4 | --> | 0.4 | 0 | 0 | Constrained, otherwise capacity available =250 kVA | --> | 0.38 | 0 | 0.008 | 0.353 | 0 |  | --> | C22 ex TYMON | Tymon [T41,T42] | COOKSTOWN |  | 53.2886 | -6.3468
012687X | MV/LV Substation TH***687X |  | 20 kV | _ | LV | 100 kVA :Pole Substation | 0.1 | --> | 0.1 | 0.091 | 2.83 |  | --> | 0.095 | 0 | 0 | 0 | 0 | Constrained, otherwise capacity available =94 kW | --> | E17 ex BAGENALSTOWN | Bagenalstown [T421,T422] | CARLOW |  | 52.708 | -6.9531
064469X | MV/LV Substation ST***469X |  | 20 kV | _ | LV | 50 kVA :Pole Substation | 0.05 | --> | 0.05 | 0 | 0 | Constrained, otherwise capacity available =32 kVA | --> | 0.048 | 0 | 0.016 | 0 | 0 | Constrained, otherwise capacity available =33 kW | --> | C13 ex MORNINGTON ROAD | Mornington Road [T41,T42] | DRYBRIDGE |  | 53.7124 | -6.2971
0384219 | MV/LV Substation ST***4219 |  | 10 kV | _ | LV | 50 kVA :Pole Substation | 0.05 | --> | 0.05 | 0 | 0 | Constrained, otherwise capacity available =50 kVA | --> | 0.048 | 0 | 0 | 0 | 0 | Constrained, otherwise capacity available =48 kW | --> | C18 ex GORT | Gort [T41,T42] | ENNIS |  | 53.0478 | -8.8504
003033 | MV/LV Substation DU***033 |  | 10 kV | _ | LV | 200 kVA :Pole Substation | 0.2 | --> | 0.2 | 0.095 | 11.58 |  | --> | 0.19 | 0 | 0.026 | 0 | 0 | Constrained, otherwise capacity available =156 kW | --> | C22 ex BALLYBEG | Ballybeg [T101,T102] | CARRICKMINES |  | 52.9746 | -6.0311
019516 | MV/LV Substation EA***516 |  | 10 kV | _ | LV | 200 kVA :Pole Substation | 0.2 | --> | 0.2 | 0.005 | 0.05 |  | --> | 0.19 | 0 | 0 | 0 | 0 | Constrained, otherwise capacity available =164 kW | --> | C12 ex BALLYBEGGAN | Ballybeggan [T43,T44] | TRALEE |  | 52.2558 | -9.637
007823 | MV/LV Substation KI***823 |  | 20 kV | _ | LV | 100 kVA :Pole Substation | 0.1 | --> | 0.1 | 0.068 | 16.12 |  | --> | 0.095 | 0 | 0 | 0.09 | 0 |  | --> | E12 ex WEXFORD | Wexford [T121,T122] | WEXFORD |  | 52.3839 | -6.5778
127555Y | MV/LV Substation PA***555Y |  | 10 kV | _ | LV | 100 kVA :Pole Substation | 0.1 | --> | 0.1 | 0 | 0 | Constrained, otherwise capacity available =85 kVA | --> | 0.095 | 0 | 0.006 | 0 | 0 | Constrained, otherwise capacity available =88 kW | --> | C12 ex LOUGHTAGALLA | Loughtagalla [T41,T42] | THURLES |  | 52.633 | -7.7788
365163 | MV/LV Substation BR***163 |  | 10 kV | _ | LV | 1000 kVA :Building Structure | 1 | --> | 1 | 0.5 | 13.91 |  | --> | 0.95 | 0 | 0 | 0.5 | 0 |  | --> | C21 ex COOKSTOWN | Cookstown [T101,T102] | CARRICKMINES |  | 53.2879 | -6.3739
2814406 | MV/LV Substation CO***4406 |  | 10 kV | _ | LV | 630 kVA :Kiosk Substation | 0.63 | --> | 0.63 | 0 | 0 | Constrained, otherwise capacity available =630 kVA | --> | 0.598 | 0 | 0 | 0.5 | 0 |  | --> | C21 ex BALLINCOLLIG | Ballincollig [T41,T42] | KILBARRY |  | 51.8801 | -8.5977
1444121 | MV/LV Substation WI***4121 |  | 10 kV | _ | LV | 200 kVA :Pole Substation | 0.2 | --> | 0.2 | 0 | 0 | Constrained, otherwise capacity available =147 kVA | --> | 0.19 | 0 | 0 | 0 | 0 | Constrained, otherwise capacity available =183 kW | --> | C15 ex CASTLECOMER | Castlecomer [T41,T42] | BALLYRAGGET |  | 52.8452 | -7.0838
053770Y | MV/LV Substation CA***770Y |  | 20 kV | _ | LV | 100 kVA :Pole Substation | 0.1 | --> | 0.1 | 0 | 0 | Constrained, otherwise capacity available =86 kVA | --> | 0.095 | 0 | 0 | 0.093 | 0 |  | --> | E20 ex CLONMINCH | Clonminch [T41,T422] | THORNSBERRY |  | 53.2938 | -7.2948
009176Y | MV/LV Substation SI***176Y |  | 10 kV | _ | LV | 200 kVA :Pole Substation | 0.2 | --> | 0.2 | 0.2 | 13.6 |  | --> | 0.19 | 0 | 0 | 0.19 | 0 |  | --> | C22 ex KILLOTERAN | Killoteran [T101,T102] | KILLOTERAN |  | 52.2316 | -7.1466
0174352 | MV/LV Substation MA***4352 |  | 20 kV | _ | LV | 50 kVA :Pole Substation | 0.05 | --> | 0.05 | 0.05 | 1.98 |  | --> | 0.048 | 0 | 0 | 0 | 0 | Constrained, otherwise capacity available =48 kW | --> | E11 ex RATHKEALE | Rathkeale [T421,T422] | RATHKEALE |  | 52.5436 | -8.9511
012696 | MV/LV Substation QU***696 |  | 10 kV | _ | LV | 200 kVA :Kiosk Substation | 0.2 | --> | 0.2 | 0 | 0 | Constrained, otherwise capacity available =104 kVA | --> | 0.19 | 0 | 0.018 | 0 | 0 | Constrained, otherwise capacity available =163 kW | --> | C23 ex POLLERTON | Pollerton [T41,T42] | CARLOW |  | 52.8197 | -6.9251
429222 | MV/LV Substation AT***222 |  | 10 kV | _ | LV | 100 kVA :Pole Substation | 0.1 | --> | 0.1 | 0.084 | 0.33 |  | --> | 0.095 | 0 | 0 | 0 | 0 | Constrained, otherwise capacity available =93 kW | --> | C20 ex ABBEYFEALE | Abbeyfeale [T42] | TRIEN |  | 52.4669 | -9.2973
039348X | MV/LV Substation LR***348X |  | 10 kV | _ | LV | 1000 kVA :Building Structure | 1 | --> | 1 | 0.5 | 3.45 |  | --> | 0.95 | 0 | 0 | 0.5 | 0 |  | --> | C13 ex TRIMMS LANE | Trimms Lane [T41,T42] | SALTHILL |  | 53.2707 | -9.0569
042990X | MV/LV Substation HA***990X |  | 20 kV | _ | LV | 400 kVA :Kiosk Substation | 0.4 | --> | 0.4 | 0 | 0 | Constrained, otherwise capacity available =306 kVA | --> | 0.38 | 0 | 0 | 0 | 0 | Constrained, otherwise capacity available =367 kW | --> | E16 ex WINDSOR | Windsor [T421,T422] | CASTLEBAR |  | 53.8461 | -9.2876
0364012 | MV/LV Substation BA***4012 |  | 20 kV | _ | LV | 50 kVA :Pole Substation | 0.05 | --> | 0.05 | 0.05 | 1.4 |  | --> | 0.048 | 0 | 0 | 0 | 0 | Constrained, otherwise capacity available =48 kW | --> | E17 ex KILROSS ROAD | Kilross Road [T421] | TIPPERARY |  | 52.4665 | -8.3983
012345Y | MV/LV Substation IN***345Y |  | 20 kV | _ | LV | 200 kVA :Pole Substation | 0.2 | --> | 0.2 | 0.168 | 2.83 |  | --> | 0.19 | 0 | 0.005 | 0 | 0 | Constrained, otherwise capacity available =182 kW | --> | E17 ex BAGENALSTOWN | Bagenalstown [T421,T422] | CARLOW |  | 52.7369 | -6.9807
067678 | MV/LV Substation GO***678 |  | 20 kV | _ | LV | 200 kVA :Kiosk Substation | 0.2 | --> | 0.2 | 0 | 0 | Constrained, otherwise capacity available =153 kVA | --> | 0.19 | 0 | 0.055 | 0.143 | 0 |  | --> | C11 ex RAHEEN | Raheen [T41,T42] | LIMERICK |  | 52.6151 | -8.6275
0684530 | MV/LV Substation BO***4530 |  | 10 kV | _ | LV | 1000 kVA :Building Structure | 1 | --> | 1 | 0.5 | 6.65 |  | --> | 0.95 | 0 | 0.006 | 0.5 | 0 |  | --> | C11 ex EAST WALL ROAD | East Wall Road [T41,T42] | MCDERMOTT |  | 53.3501 | -6.2346
0604129 | MV/LV Substation CR***4129 |  | 20 kV | _ | LV | 50 kVA :Pole Substation | 0.05 | --> | 0.05 | 0 | 0 | Constrained, otherwise capacity available =43 kVA | --> | 0.048 | 0 | 0 | 0 | 0 | Constrained, otherwise capacity available =46 kW | --> | C17 ex CLONES | Clones [T41,T42] | SHANKILL |  | 54.197 | -7.1928
003156Y | MV/LV Substation SE***156Y |  | 10 kV | _ | LV | 400 kVA :Kiosk Substation | 0.4 | --> | 0.4 | 0.353 | 11.58 |  | --> | 0.38 | 0 | 0.009 | 0 | 0 | Constrained, otherwise capacity available =367 kW | --> | C17 ex BALLYBEG | Ballybeg [T101,T102] | CARRICKMINES |  | 52.9683 | -6.0212
039099X | MV/LV Substation BA***099X |  | 10 kV | _ | LV | 200 kVA :Pole Substation | 0.2 | --> | 0.2 | 0.161 | 11.03 |  | --> | 0.19 | 0 | 0.033 | 0.16 | 0 |  | --> | C28 ex SALTHILL | Salthill [T101,T102] | SALTHILL |  | 53.2498 | -9.157
0504172 | MV/LV Substation CA***4172 |  | 20 kV | _ | LV | 50 kVA :Pole Substation | 0.05 | --> | 0.05 | 0.05 | 6.49 |  | --> | 0.048 | 0 | 0 | 0 | 0 | Constrained, otherwise capacity available =48 kW | --> | C22 ex BUSHFIELD | Bushfield [T41,T42] | ATHLONE |  | 53.449 | -7.891
017995Y | MV/LV Substation RE***995Y |  | 10 kV | _ | LV | 50 kVA :Pole Substation | 0.05 | --> | 0.05 | 0.046 | 1.05 |  | --> | 0.048 | 0 | 0.005 | 0 | 0 | Constrained, otherwise capacity available =43 kW | --> | C16 ex NEWCASTLEWEST | Newcastlewest [T41,T42] | RATHKEALE |  | 52.4931 | -9.0662
081429Y | MV/LV Substation DE***429Y |  | 10 kV | _ | LV | 50 kVA :Pole Substation | 0.05 | --> | 0.05 | 0 | 0 | Constrained, otherwise capacity available =47 kVA | --> | 0.048 | 0 | 0 | 0 | 0 | Constrained, otherwise capacity available =47 kW | --> | C15 ex MONEYCOOLEY | Moneycooley [T41,T42,T44] | GRIFFINRATH |  | 53.3562 | -6.651
245003 | MV/LV Substation FI***003 |  | 10 kV | _ | LV | 400 kVA :Building Structure | 0.4 | --> | 0.4 | 0 | 0 | Constrained, otherwise capacity available =271 kVA | --> | 0.38 | 0 | 0 | 0.362 | 0 |  | --> | C20 ex MERVILLE | Merville [T41,T42] | FINGLAS |  | 53.3892 | -6.2972
059354X | MV/LV Substation CO***354X |  | 20 kV | _ | LV | 200 kVA :Pole Substation | 0.2 | --> | 0.2 | 0 | 0 | Constrained, otherwise capacity available =163 kVA | --> | 0.19 | 0 | 0.005 | 0 | 0 | Constrained, otherwise capacity available =181 kW | --> | E17 ex CAVAN | Cavan [T42,T421] | SHANKILL |  | 54.0924 | -7.4237
069764 | MV/LV Substation ME***764 |  | 10 kV | _ | LV | 1000 kVA :Building Structure | 1 | --> | 1 | 0.5 | 0.98 | Constrained, otherwise capacity available =1000 kVA | --> | 0.95 | 0 | 0 | 0.5 | 0 |  | --> | C23 ex LEESON STREET | Leeson Street [T41,T42] | MILLTOWN (DR) |  | 53.3329 | -6.2485
033300Y | MV/LV Substation CA***300Y |  | 20 kV | _ | LV | 50 kVA :Pole Substation | 0.05 | --> | 0.05 | 0 | 0 | Constrained, otherwise capacity available =46 kVA | --> | 0.048 | 0 | 0 | 0 | 0 | Constrained, otherwise capacity available =47 kW | --> | C18 ex DEERPARK | Deerpark [T41,T42] | BALLYDINE |  | 52.3844 | -7.3817
0214134 | MV/LV Substation TI***4134 |  | 10 kV | _ | LV | 50 kVA :Pole Substation | 0.05 | --> | 0.05 | 0 | 0 | Constrained, otherwise capacity available =49 kVA | --> | 0.048 | 0 | 0 | 0.047 | 0 |  | --> | C12 ex MAYFIELD | Mayfield [T41,T42] | KILBARRY |  | 51.9063 | -8.4296
039110 | MV/LV Substation EM***110 |  | 10 kV | _ | LV | 400 kVA :Building Structure | 0.4 | --> | 0.4 | 0.16 | 3.45 |  | --> | 0.38 | 0 | 0.008 | 0.34 | 0 |  | --> | C20 ex TRIMMS LANE | Trimms Lane [T41,T42] | SALTHILL |  | 53.2625 | -9.0744
0954175 | MV/LV Substation KN***4175 |  | 10 kV | _ | LV | 100 kVA :Pole Substation | 0.1 | --> | 0.1 | 0.099 | 0.7 |  | --> | 0.095 | 0 | 0 | 0 | 0 | Constrained, otherwise capacity available =95 kW | --> | C11 ex KILRUSH | Kilrush [T41,T42] | TULLABRACK |  | 52.6544 | -9.3948
068282X | MV/LV Substation EA***282X |  | 10 kV | _ | LV | 630 kVA :Building Structure | 0.63 | --> | 0.63 | 0.5 | 6.65 |  | --> | 0.598 | 0 | 0 | 0.5 | 0 |  | --> | C15 ex EAST WALL ROAD | East Wall Road [T41,T42] | MCDERMOTT |  | 53.3556 | -6.2242
0214203 | MV/LV Substation TA***4203 |  | 10 kV | _ | LV | 630 kVA :Kiosk Substation | 0.63 | --> | 0.63 | 0 | 0 | Constrained, otherwise capacity available =478 kVA | --> | 0.598 | 0 | 0.025 | 0.5 | 0 |  | --> | C18 ex MAYFIELD | Mayfield [T41,T42] | KILBARRY |  | 51.9089 | -8.4447
265812 | MV/LV Substation HO***812 |  | 20 kV | _ | LV | 50 kVA :Pole Substation | 0.05 | --> | 0.05 | 0.048 | 2.56 |  | --> | 0.048 | 0 | 0 | 0.047 | 0 |  | --> | C17 ex KILLESHANDRA | Killeshandra [T41,T42] | GORTAWEE |  | 54.0135 | -7.5141
068219 | MV/LV Substation SY***219 |  | 10 kV | _ | LV | 630 kVA :Building Structure | 0.63 | --> | 0.63 | 0 | 0 | Constrained, otherwise capacity available =337 kVA | --> | 0.598 | 0 | 0.01 | 0.5 | 0 |  | --> | C14 ex CAMDEN ROW | Camden Row [T41] | FRANCIS STREET |  | 53.3333 | -6.2674
365064X | MV/LV Substation ST***064X |  | 10 kV | _ | LV | 400 kVA :Kiosk Substation | 0.4 | --> | 0.4 | 0 | 0 | Constrained, otherwise capacity available =290 kVA | --> | 0.38 | 0 | 0.031 | 0.342 | 0 |  | --> | C17 ex CLONDALKIN | Clondalkin [T41,T42,T44] | INCHICORE 220KV |  | 53.329 | -6.4009
014149 | MV/LV Substation BA***149 |  | 10 kV | _ | LV | 400 kVA :Building Structure | 0.4 | --> | 0.4 | 0 | 0 | Constrained, otherwise capacity available =231 kVA | --> | 0.38 | 0 | 0.005 | 0 | 0 | Constrained, otherwise capacity available =353 kW | --> | C11 ex MORRISTOWN | Morristown [T41,T42] | NEWBRIDGE |  | 53.1708 | -6.8124
042449X | MV/LV Substation RA***449X |  | 10 kV | _ | LV | 50 kVA :Pole Substation | 0.05 | --> | 0.05 | 0.03 | 1.93 |  | --> | 0.048 | 0 | 0.005 | 0 | 0 | Constrained, otherwise capacity available =41 kW | --> | C16 ex TURLOUGH ROAD | Turlough Road [T41,T42] | CASTLEBAR |  | 53.8763 | -9.3112
281067 | MV/LV Substation CL***067 |  | 10 kV | _ | LV | 400 kVA :Building Structure | 0.4 | --> | 0.4 | 0.219 | 4.67 |  | --> | 0.38 | 0 | 0.069 | 0.304 | 0 |  | --> | C28 ex CENTRE PARK ROAD | Marina [T105,T106] | MARINA |  | 51.8947 | -8.4414
038405X | MV/LV Substation BA***405X |  | 20 kV | _ | LV | 50 kVA :Pole Substation | 0.05 | --> | 0.05 | 0 | 0 | Constrained, otherwise capacity available =15 kVA | --> | 0.048 | 0 | 0 | 0 | 0 | Constrained, otherwise capacity available =42 kW | --> | E15 ex GORT | Gort [T41,T42] | ENNIS |  | 53.1401 | -8.8057
160360Y | MV/LV Substation CO***360Y |  | 20 kV | _ | LV | 50 kVA :Pole Substation | 0.05 | --> | 0.05 | 0 | 0 | Constrained, otherwise capacity available =48 kVA | --> | 0.048 | 0 | 0 | 0 | 0 | Constrained, otherwise capacity available =47 kW | --> | E11 ex PORTLAOISE |  |  |  | 53.0888 | -7.2201
0844167 | MV/LV Substation PA***4167 |  | 10 kV | _ | LV | 50 kVA :Pole Substation | 0.05 | --> | 0.05 | 0 | 0 | Constrained, otherwise capacity available =50 kVA | --> | 0.048 | 0 | 0 | 0 | 0 | Constrained, otherwise capacity available =48 kW | --> | C18 ex KILCOLGAN | Kilcolgan [T42,T421] | GALWAY 110KV |  | 53.2506 | -8.9083
005195 | MV/LV Substation CA***195 |  | 20 kV | _ | LV | 100 kVA :Pole Substation | 0.1 | --> | 0.1 | 0 | 0 | Constrained, otherwise capacity available =54 kVA | --> | 0.095 | 0 | 0 | 0 | 0 | Constrained, otherwise capacity available =88 kW | --> | E19 ex SHILLELAGH | Shillelagh [T421,T422] | CARLOW |  | 52.7117 | -6.4868
081675Y | MV/LV Substation GR***675Y |  | 10 kV | _ | LV | 200 kVA :Kiosk Substation | 0.2 | --> | 0.2 | 0 | 0 | Constrained, otherwise capacity available =155 kVA | --> | 0.19 | 0 | 0.006 | 0 | 0 | Constrained, otherwise capacity available =179 kW | --> | C22 ex CELBRIDGE | Celbridge [T41,T42] | GRIFFINRATH |  | 53.3371 | -6.5571
062024Z | MV/LV Substation HA***024Z |  | 10 kV | _ | LV | 200 kVA :Kiosk Substation | 0.2 | --> | 0.2 | 0.2 | 3.12 |  | --> | 0.19 | 0 | 0 | 0 | 0 | Constrained, otherwise capacity available =190 kW | --> | C21 ex MARSHES | Marshes [T41,T42] | DUNDALK |  | 53.9582 | -6.3871
293885Z | MV/LV Substation LI***885Z |  | 20 kV | _ | LV | 50 kVA :Pole Substation | 0.05 | --> | 0.05 | 0 | 0 | Constrained, otherwise capacity available =47 kVA | --> | 0.048 | 0 | 0.011 | 0 | 0 | Constrained, otherwise capacity available =39 kW | --> | E17 ex BALTINGLASS | Baltinglass [T421,T422] | STRATFORD |  | 52.8463 | -6.6699
2104184 | MV/LV Substation PR***4184 |  | 10 kV | _ | LV | 400 kVA :Building Structure | 0.4 | --> | 0.4 | 0 | 0 | Constrained, otherwise capacity available =276 kVA | --> | 0.38 | 0 | 0 | 0 | 0 | Constrained, otherwise capacity available =363 kW | --> | C18 ex CARRICKMACROSS | Carrickmacross [T41,T42] | MEATH HILL |  | 53.9686 | -6.7141
066033Y | MV/LV Substation TO***033Y |  | 10 kV | _ | LV | 1000 kVA :Building Structure | 1 | --> | 1 | 0 | 0 | Constrained, otherwise capacity available =876 kVA | --> | 0.95 | 0 | 0 | 0 | 0 | Constrained, otherwise capacity available =933 kW | --> | C23 ex SWORDS | Swords [T41,T42] | GLASMORE |  | 53.4573 | -6.2195
109240 | MV/LV Substation ST***240 |  | 10 kV | _ | LV | 200 kVA :Pole Substation | 0.2 | --> | 0.2 | 0.17 | 0.38 |  | --> | 0.19 | 0 | 0.004 | 0.183 | 0 |  | --> | C14 ex RINEANNA | Rineanna [T41,T42] | DRUMLINE |  | 52.7178 | -8.9109
067127 | MV/LV Substation MO***127 |  | 10 kV | _ | LV | 400 kVA :Kiosk Substation | 0.4 | --> | 0.4 | 0 | 0 | Constrained, otherwise capacity available =307 kVA | --> | 0.38 | 0 | 0.021 | 0.352 | 0 |  | --> | C12 ex BALLINACURRA | Ballinacurra [T41,T42] | LIMERICK |  | 52.6532 | -8.6381
503410 | MV/LV Substation DO***410 |  | 10 kV | _ | LV | 200 kVA :Pole Substation | 0.2 | --> | 0.2 | 0.156 | 1.69 |  | --> | 0.19 | 0 | 0 | 0 | 0 | Constrained, otherwise capacity available =184 kW | --> | C11 ex NEWTOWNCUNNINGHAM | Newtowncunningham [T41,T42] | LETTERKENNY |  | 55.0139 | -7.4211
522002 | MV/LV Substation LI***002 |  | 10 kV | _ | LV | 400 kVA :Kiosk Substation | 0.4 | --> | 0.4 | 0 | 0 | Constrained, otherwise capacity available =400 kVA | --> | 0.38 | 0 | 0 | 0 | 0 | Constrained, otherwise capacity available =380 kW | --> | C11 ex OLDTOWN |  |  |  | 53.0189 | -7.2985
019119X | MV/LV Substation KN***119X |  | 10 kV | _ | LV | 50 kVA :Pole Substation | 0.05 | --> | 0.05 | 0.046 | 2.18 |  | --> | 0.048 | 0 | 0.006 | 0 | 0 | Constrained, otherwise capacity available =42 kW | --> | C12 ex BALLYRICKARD | Ballyrickard [T41,T42] | TRALEE |  | 52.2796 | -9.7723
265069Y | MV/LV Substation LA***069Y |  | 20 kV | _ | LV | 50 kVA :Pole Substation | 0.05 | --> | 0.05 | 0.043 | 2.56 |  | --> | 0.048 | 0 | 0 | 0.046 | 0 |  | --> | C17 ex KILLESHANDRA | Killeshandra [T41,T42] | GORTAWEE |  | 54.0168 | -7.5253
039137 | MV/LV Substation FR***137 |  | 10 kV | _ | LV | 400 kVA :Kiosk Substation | 0.4 | --> | 0.4 | 0.198 | 3.45 |  | --> | 0.38 | 0 | 0.026 | 0.332 | 0 |  | --> | C17 ex TRIMMS LANE | Trimms Lane [T41,T42] | SALTHILL |  | 53.2688 | -9.0581
154638Z | MV/LV Substation TE***638Z |  | 10 kV | _ | LV | 630 kVA :Building Structure | 0.63 | --> | 0.63 | 0 | 0 | Constrained, otherwise capacity available =521 kVA | --> | 0.598 | 0 | 0 | 0 | 0 | Constrained, otherwise capacity available =583 kW | --> | C21 ex MONEYCOOLEY | Moneycooley [T41,T42,T44] | GRIFFINRATH |  | 53.3799 | -6.5841
009086 | MV/LV Substation CL***086 |  | 10 kV | _ | LV | 400 kVA :Kiosk Substation | 0.4 | --> | 0.4 | 0.25 | 0.95 |  | --> | 0.38 | 0 | 0.019 | 0 | 0 | Constrained, otherwise capacity available =345 kW | --> | C18 ex TYCOR | Tycor [T41,T42] | WATERFORD |  | 52.2582 | -7.1321
028050Y | MV/LV Substation SU***050Y |  | 10 kV | _ | LV | 400 kVA :Kiosk Substation | 0.4 | --> | 0.4 | 0.368 | 19.7 |  | --> | 0.38 | 0 | 0.01 | 0.368 | 0 |  | --> | C12 ex COW CROSS | Cow Cross [T102,T41] | COW CROSS |  | 51.8535 | -8.305
281315Y | MV/LV Substation KI***315Y |  | 10 kV | _ | LV | 200 kVA :Kiosk Substation | 0.2 | --> | 0.2 | 0 | 0 | Constrained, otherwise capacity available =60 kVA | --> | 0.19 | 0 | 0.055 | 0 | 0 | Constrained, otherwise capacity available =129 kW | --> | C21 ex DOUGLAS | Douglas [T41,T42] | TRABEG |  | 51.8775 | -8.4231
009526 | MV/LV Substation SL***526 |  | 20 kV | _ | LV | 200 kVA :Pole Substation | 0.2 | --> | 0.2 | 0.163 | 8.16 |  | --> | 0.19 | 0 | 0.012 | 0 | 0 | Constrained, otherwise capacity available =176 kW | --> | C17 ex MOUNT MISERY | Mount Misery [T41,T42] | WATERFORD |  | 52.2867 | -7.062
052723X | MV/LV Substation RO***723X |  | 20 kV | _ | LV | 50 kVA :Pole Substation | 0.05 | --> | 0.05 | 0 | 0 | Constrained, otherwise capacity available =50 kVA | --> | 0.048 | 0 | 0 | 0 | 0 | Constrained, otherwise capacity available =47 kW | --> | E14 ex BALLINDERRY | Ballinderry [T41,T422] | MULLINGAR |  | 53.4171 | -7.3009
006252 | MV/LV Substation RA***252 |  | 20 kV | _ | LV | 50 kVA :Pole Substation | 0.05 | --> | 0.05 | 0 | 0 | Constrained, otherwise capacity available =38 kVA | --> | 0.048 | 0 | 0 | 0 | 0 | Constrained, otherwise capacity available =46 kW | --> | E16 ex CLONROCHE | Clonroche [T421,T422] | WEXFORD |  | 52.4975 | -6.7685
067230 | MV/LV Substation E ***230 |  | 10 kV | _ | LV | 400 kVA :Kiosk Substation | 0.4 | --> | 0.4 | 0 | 0 | Constrained, otherwise capacity available =276 kVA | --> | 0.38 | 0 | 0.011 | 0.355 | 0 |  | --> | C18 ex BALLINACURRA | Ballinacurra [T41,T42] | LIMERICK |  | 52.6507 | -8.6335
154200Y | MV/LV Substation RA***200Y |  | 20 kV | _ | LV | 50 kVA :Pole Substation | 0.05 | --> | 0.05 | 0 | 0 | Constrained, otherwise capacity available =35 kVA | --> | 0.048 | 0 | 0.005 | 0.042 | 0 |  | --> | C24 ex MACETOWN | Macetown [T101,T102] | MACETOWN |  | 53.4677 | -6.4908
156297Z | MV/LV Substation TI***297Z |  | 10 kV | _ | LV | 400 kVA :Building Structure | 0.4 | --> | 0.4 | 0.317 | 2.47 |  | --> | 0.38 | 0 | 0 | 0 | 0 | Constrained, otherwise capacity available =368 kW | --> | E21 ex TELAYDON | Telaydon [T42,T421] | LISDRUM |  | 54.2474 | -6.9651
144192X | MV/LV Substation CO***192X |  | 10 kV | _ | LV | 50 kVA :Pole Substation | 0.05 | --> | 0.05 | 0 | 0 | Constrained, otherwise capacity available =39 kVA | --> | 0.048 | 0 | 0 | 0 | 0 | Constrained, otherwise capacity available =46 kW | --> | C11 ex CASTLECOMER | Castlecomer [T41,T42] | BALLYRAGGET |  | 52.7858 | -7.1208
068014 | MV/LV Substation FI***014 |  | 10 kV | _ | LV | 1000 kVA :Building Structure | 1 | --> | 1 | 0 | 3.38 |  | --> | 0.95 | 0 | 0.002 | 0.5 | 0 |  | --> | C14 ex MERRION SQUARE | Merrion Square [T41,T42] | RINGSEND |  | 53.3376 | -6.2491
050133Z | MV/LV Substation PU***133Z |  | 20 kV | _ | LV | 100 kVA :Pole Substation | 0.1 | --> | 0.1 | 0.081 | 6.49 |  | --> | 0.095 | 0 | 0 | 0 | 0 | Constrained, otherwise capacity available =92 kW | --> | C22 ex BUSHFIELD | Bushfield [T41,T42] | ATHLONE |  | 53.4491 | -7.889
018209Z | MV/LV Substation ST***209Z |  | 10 kV | _ | LV | 400 kVA :Kiosk Substation | 0.4 | --> | 0.4 | 0.317 | 3.75 |  | --> | 0.38 | 0 | 0 | 0 | 0 | Constrained, otherwise capacity available =369 kW | --> | C11 ex SMEARLA | Smearla [T41,T42] | TRIEN |  | 52.4498 | -9.4712
0734196 | MV/LV Substation SA***4196 |  | 20 kV | _ | LV | 200 kVA :Pole Substation | 0.2 | --> | 0.2 | 0 | 0 | Constrained, otherwise capacity available =200 kVA | --> | 0.19 | 0 | 0 | 0 | 0 | Constrained, otherwise capacity available =190 kW | --> | C15 ex MOATE | Moate [T41,T42] | ATHLONE |  | 53.3909 | -7.7831
003074 | MV/LV Substation BA***074 |  | 10 kV | _ | LV | 50 kVA :Pole Substation | 0.05 | --> | 0.05 | 0 | 0 | Constrained, otherwise capacity available =48 kVA | --> | 0.048 | 0 | 0 | 0 | 0 | Constrained, otherwise capacity available =47 kW | --> | C11 ex RATHDRUM | Rathdrum [T42] | ARKLOW |  | 52.9459 | -6.187
081142Z | MV/LV Substation MO***142Z |  | 10 kV | _ | LV | 630 kVA :Building Structure | 0.63 | --> | 0.63 | 0 | 0 | Constrained, otherwise capacity available =399 kVA | --> | 0.598 | 0 | 0.003 | 0.5 | 0 |  | --> | C12 ex LIFFEY VALLEY | Liffey Valley [T41,T42] | INCHICORE 220KV |  | 53.3545 | -6.3982
060088Y | MV/LV Substation CR***088Y |  | 20 kV | _ | LV | 50 kVA :Pole Substation | 0.05 | --> | 0.05 | 0 | 0 | Constrained, otherwise capacity available =47 kVA | --> | 0.048 | 0 | 0.005 | 0 | 0 | Constrained, otherwise capacity available =43 kW | --> | C17 ex CLONES | Clones [T41,T42] | SHANKILL |  | 54.1965 | -7.1971
0104125 | MV/LV Substation BA***4125 |  | 10 kV | _ | LV | 50 kVA :Pole Substation | 0.05 | --> | 0.05 | 0 | 0 | Constrained, otherwise capacity available =44 kVA | --> | 0.048 | 0 | 0 | 0 | 0 | Constrained, otherwise capacity available =47 kW | --> | C11 ex GRAIGUENAMANAGH | Graiguenamanagh [T41,T42] | KILKENNY |  | 52.5222 | -6.8636
006911 | MV/LV Substation MO***911 |  | 20 kV | _ | LV | 50 kVA :Pole Substation | 0.05 | --> | 0.05 | 0.041 | 1.13 |  | --> | 0.048 | 0 | 0.02 | 0 | 0 | Constrained, otherwise capacity available =31 kW | --> | E18 ex BUNCLODY | Bunclody [T421,T422] | CRANE |  | 52.5627 | -6.7269
118133 | MV/LV Substation GA***133 |  | 20 kV | _ | LV | 400 kVA :Kiosk Substation | 0.4 | --> | 0.4 | 0 | 0 | Constrained, otherwise capacity available =352 kVA | --> | 0.38 | 0 | 0 | 0 | 0 | Constrained, otherwise capacity available =373 kW | --> | E17 ex CREAGH | Creagh [T421,T422] | ATHLONE |  | 53.2958 | -8.2462
180401 | MV/LV Substation HE***401 |  | 10 kV | _ | LV | 200 kVA :Pole Substation | 0.2 | --> | 0.2 | 0.152 | 1.4 |  | --> | 0.19 | 0 | 0 | 0 | 0 | Constrained, otherwise capacity available =183 kW | --> | C14 ex KELLS | Kells [T41,T42] | NAVAN |  | 53.7262 | -6.8625
2884148 | MV/LV Substation PO***4148 |  | 10 kV | _ | LV | 1000 kVA :Building Structure | 1 | --> | 1 | 0 | 0 | Constrained, otherwise capacity available =1000 kVA | --> | 0.95 | 0 | 0 | 0.5 | 0 |  | --> | C14 ex CARRICKMINES | Carrickmines [T41,T42] | CARRICKMINES |  | 53.2558 | -6.2018
281783X | MV/LV Substation KI***783X |  | 10 kV | _ | LV | 100 kVA :Pole Substation | 0.1 | --> | 0.1 | 0 | 0 | Constrained, otherwise capacity available =80 kVA | --> | 0.095 | 0 | 0 | 0.092 | 0 |  | --> | C11 ex BALLINCOLLIG | Ballincollig [T41,T42] | KILBARRY |  | 51.8421 | -8.532
1764280 | MV/LV Substation TO***4280 |  | 20 kV | _ | LV | 50 kVA :Pole Substation | 0.05 | --> | 0.05 | 0.046 | 18.78 |  | --> | 0.048 | 0 | 0 | 0.047 | 0 |  | --> | E14 ex HARTNETTS CROSS | Hartnetts Cross [T121,T422] | MACROOM |  | 51.9346 | -9.1277
144621 | MV/LV Substation GO***621 |  | 10 kV | _ | LV | 100 kVA :Pole Substation | 0.1 | --> | 0.1 | 0 | 0 | Constrained, otherwise capacity available =88 kVA | --> | 0.095 | 0 | 0 | 0 | 0 | Constrained, otherwise capacity available =93 kW | --> | C15 ex CASTLECOMER | Castlecomer [T41,T42] | BALLYRAGGET |  | 52.8267 | -7.1306
012278Y | MV/LV Substation RA***278Y |  | 10 kV | _ | LV | 50 kVA :Pole Substation | 0.05 | --> | 0.05 | 0 | 0 | Constrained, otherwise capacity available =48 kVA | --> | 0.048 | 0 | 0 | 0 | 0 | Constrained, otherwise capacity available =47 kW | --> | C20 ex POLLERTON | Pollerton [T41,T42] | CARLOW |  | 52.8041 | -6.8821
204623 | MV/LV Substation DR***623 |  | 20 kV | _ | LV | 50 kVA :Pole Substation | 0.05 | --> | 0.05 | 0 | 0 | Constrained, otherwise capacity available =38 kVA | --> | 0.048 | 0 | 0.006 | 0 | 0 | Constrained, otherwise capacity available =41 kW | --> | E13 ex CARNDONAGH | Carndonagh [T421,T422] | TRILLICK |  | 55.1966 | -7.3971
024830 | MV/LV Substation BA***830 |  | 10 kV | _ | LV | 50 kVA :Pole Substation | 0.05 | --> | 0.05 | 0.04 | 2.14 |  | --> | 0.048 | 0 | 0 | 0 | 0 | Constrained, otherwise capacity available =46 kW | --> | C14 ex BUTTEVANT | Buttevant [T41,T42] | MALLOW |  | 52.2677 | -8.7485
067008Y | MV/LV Substation LI***008Y |  | 20 kV | _ | LV | 200 kVA :Kiosk Substation | 0.2 | --> | 0.2 | 0 | 0 | Constrained, otherwise capacity available =150 kVA | --> | 0.19 | 0 | 0 | 0 | 0 | Constrained, otherwise capacity available =183 kW | --> | E09 ex BRUFF |  |  |  | 52.5918 | -8.5502
013027 | MV/LV Substation WA***027 |  | 10 kV | _ | LV | 200 kVA :Building Structure | 0.2 | --> | 0.2 | 0.121 | 0.12 | Constrained, otherwise capacity available =195 kVA | --> | 0.19 | 0 | 0 | 0.189 | 0 |  | --> | C26 ex ATHY | Athy [T101,T102] | ATHY |  | 53.0089 | -6.9919
017629 | MV/LV Substation C/***629 |  | 20 kV | _ | LV | 100 kVA :Pole Substation | 0.1 | --> | 0.1 | 0.094 | 1.98 |  | --> | 0.095 | 0 | 0 | 0 | 0 | Constrained, otherwise capacity available =94 kW | --> | E12 ex RATHKEALE | Rathkeale [T421,T422] | RATHKEALE |  | 52.5184 | -8.9564
029741Y | MV/LV Substation AR***741Y |  | 20 kV | _ | LV | 200 kVA :Kiosk Substation | 0.2 | --> | 0.2 | 0 | 0 | Constrained, otherwise capacity available =132 kVA | --> | 0.19 | 0 | 0.038 | 0 | 0 | Constrained, otherwise capacity available =152 kW | --> | C13 ex CLOYNE | Cloyne [T41] | MIDLETON |  | 51.8521 | -8.0183
009064 | MV/LV Substation JO***064 |  | 10 kV | _ | LV | 400 kVA :Building Structure | 0.4 | --> | 0.4 | 0 | 0 | Constrained, otherwise capacity available =244 kVA | --> | 0.38 | 0 | 0.01 | 0 | 0 | Constrained, otherwise capacity available =351 kW | --> | C12 ex GRANGE (SR) | Grange (sr) [T41,T42] | BUTLERSTOWN |  | 52.2414 | -7.1054
037563X | MV/LV Substation GL***563X |  | 10 kV | _ | LV | 400 kVA :Kiosk Substation | 0.4 | --> | 0.4 | 0 | 0 | Constrained, otherwise capacity available =297 kVA | --> | 0.38 | 0 | 0.026 | 0 | 0 | Constrained, otherwise capacity available =346 kW | --> | C15 ex ENNIS NORTH | Ennis North [T41,T42] | ENNIS |  | 52.8537 | -8.9856
081299Z | MV/LV Substation BE***299Z |  | 10 kV | _ | LV | 630 kVA :Kiosk Substation | 0.63 | --> | 0.63 | 0 | 0 | Constrained, otherwise capacity available =461 kVA | --> | 0.598 | 0 | 0.103 | 0.499 | 0 |  | --> | C15 ex LUCAN EAST | Lucan East [T41,T42] | GRANGE CASTLE |  | 53.3565 | -6.4362
293588Y | MV/LV Substation BA***588Y |  | 20 kV | _ | LV | 200 kVA :Kiosk Substation | 0.2 | --> | 0.2 | 0 | 0 | Constrained, otherwise capacity available =150 kVA | --> | 0.19 | 0 | 0.05 | 0 | 0 | Constrained, otherwise capacity available =146 kW | --> | E13 ex BALTINGLASS | Baltinglass [T421,T422] | STRATFORD |  | 52.9372 | -6.6938
071917 | MV/LV Substation SP***917 |  | 10 kV | _ | LV | 630 kVA :Building Structure | 0.63 | --> | 0.63 | 0 | 0 | Constrained, otherwise capacity available =180 kVA | --> | 0.598 | 0 | 0.05 | 0.497 | 0 |  | --> | C22 ex GREYSTONES | Greystones [T41,T42] | FASSAROE |  | 53.1223 | -6.0645
033814X | MV/LV Substation FE***814X |  | 20 kV | _ | LV | 50 kVA :Pole Substation | 0.05 | --> | 0.05 | 0 | 0 | Constrained, otherwise capacity available =42 kVA | --> | 0.048 | 0 | 0 | 0 | 0 | Constrained, otherwise capacity available =46 kW | --> | E17 ex KILMACTHOMAS | Kilmacthomas [T421,T422] | DUNGARVAN |  | 52.2962 | -7.4688
029519Y | MV/LV Substation GA***519Y |  | 10 kV | _ | LV | 50 kVA :Pole Substation | 0.05 | --> | 0.05 | 0 | 0 | Constrained, otherwise capacity available =42 kVA | --> | 0.048 | 0 | 0 | 0 | 0 | Constrained, otherwise capacity available =46 kW | --> | C32 ex CLOYNE | Cloyne [T41] | MIDLETON |  | 51.8662 | -8.1142
1424060 | MV/LV Substation CU***4060 |  | 20 kV | _ | LV | 50 kVA :Pole Substation | 0.05 | --> | 0.05 | 0 | 0 | Constrained, otherwise capacity available =42 kVA | --> | 0.048 | 0 | 0 | 0 | 0 | Constrained, otherwise capacity available =46 kW | --> | E23 ex ATHENRY | Athenry [T423] | GALWAY 110KV |  | 53.2732 | -8.6646
0664172 | MV/LV Substation FA***4172 |  | 20 kV | _ | LV | 400 kVA :Kiosk Substation | 0.4 | --> | 0.4 | 0 | 0 | Constrained, otherwise capacity available =328 kVA | --> | 0.38 | 0 | 0.008 | 0 | 0 | Constrained, otherwise capacity available =364 kW | --> | E17 ex BALTRASNA | Baltrasna [T121,T122] | BALTRASNA |  | 53.5042 | -6.5404
056572 | MV/LV Substation SL***572 |  | 20 kV | _ | LV | 50 kVA :Pole Substation | 0.05 | --> | 0.05 | 0.046 | 1.26 |  | --> | 0.048 | 0 | 0 | 0 | 0 | Constrained, otherwise capacity available =47 kW | --> | E15 ex BALLYCROSSAUN | Ballycrossaun [T421,T422] | SOMERSET |  | 53.0635 | -8.1898
154576Z | MV/LV Substation BT***576Z |  | 10 kV | _ | LV | 1000 kVA :Building Structure | 1 | --> | 1 | 0 | 0 | Constrained, otherwise capacity available =873 kVA | --> | 0.95 | 0 | 0.03 | 0 | 0 | Constrained, otherwise capacity available =910 kW | --> | C11 ex BALLYCOOLIN | Ballycoolin [T41,T42,T43] | FINGLAS |  | 53.4132 | -6.3594
093005X | MV/LV Substation DA***005X |  | 10 kV | _ | LV | 630 kVA :Kiosk Substation | 0.63 | --> | 0.63 | 0 | 0 | Constrained, otherwise capacity available =492 kVA | --> | 0.598 | 0 | 0.01 | 0.5 | 0 |  | --> | C20 ex POPPINTREE | Poppintree [T101,T102] | FINGLAS |  | 53.3997 | -6.2723
0494503 | MV/LV Substation KI***4503 |  | 20 kV | _ | LV | 50 kVA :Pole Substation | 0.05 | --> | 0.05 | 0.048 | 0.21 |  | --> | 0.048 | 0 | 0 | 0 | 0 | Constrained, otherwise capacity available =47 kW | --> | E17 ex LONGFORD | Longford [T421,T422] | RICHMOND |  | 53.8425 | -7.5188
029388Y | MV/LV Substation TH***388Y |  | 10 kV | _ | LV | 630 kVA :Kiosk Substation | 0.63 | --> | 0.63 | 0 | 0 | Constrained, otherwise capacity available =595 kVA | --> | 0.598 | 0 | 0 | 0.5 | 0 |  | --> | C17 ex MIDLETON | Midleton [T101,T102] | MIDLETON |  | 51.9154 | -8.1743
281326Z | MV/LV Substation KI***326Z |  | 10 kV | _ | LV | 100 kVA :Pole Substation | 0.1 | --> | 0.1 | 0 | 0 | Constrained, otherwise capacity available =98 kVA | --> | 0.095 | 0 | 0 | 0.095 | 0 |  | --> | C11 ex BALLINCOLLIG | Ballincollig [T41,T42] | KILBARRY |  | 51.8433 | -8.5329
001310 | MV/LV Substation PA***310 |  | 10 kV | _ | LV | 400 kVA :Kiosk Substation | 0.4 | --> | 0.4 | 0.271 | 1.55 |  | --> | 0.38 | 0 | 0.09 | 0.295 | 0 |  | --> | C21 ex MONKSTOWN | Monkstown [T41,T42] | BLACKROCK |  | 53.2811 | -6.1721
293690X | MV/LV Substation KN***690X |  | 20 kV | _ | LV | 50 kVA :Pole Substation | 0.05 | --> | 0.05 | 0 | 0 | Constrained, otherwise capacity available =17 kVA | --> | 0.048 | 0 | 0 | 0 | 0 | Constrained, otherwise capacity available =43 kW | --> | E20 ex BALTINGLASS | Baltinglass [T421,T422] | STRATFORD |  | 52.9438 | -6.7307
024518 | MV/LV Substation BA***518 |  | 10 kV | _ | LV | 50 kVA :Pole Substation | 0.05 | --> | 0.05 | 0.028 | 2.14 |  | --> | 0.048 | 0 | 0 | 0 | 0 | Constrained, otherwise capacity available =44 kW | --> | C18 ex BUTTEVANT | Buttevant [T41,T42] | MALLOW |  | 52.1828 | -8.709
238934X | MV/LV Substation LA***934X |  | 20 kV | _ | LV | 200 kVA :Kiosk Substation | 0.2 | --> | 0.2 | 0 | 0 | Constrained, otherwise capacity available =196 kVA | --> | 0.19 | 0 | 0 | 0 | 0 | Constrained, otherwise capacity available =190 kW | --> | E13 ex BALLINROBE | Ballinrobe [T421,T422] | DALTON |  | 53.6312 | -9.2339
012565 | MV/LV Substation CU***565 |  | 10 kV | _ | LV | 50 kVA :Pole Substation | 0.05 | --> | 0.05 | 0.046 | 1.99 |  | --> | 0.048 | 0 | 0 | 0 | 0 | Constrained, otherwise capacity available =47 kW | --> | C20 ex GRAIGUE | Graigue [T41,T42] | CARLOW |  | 52.8535 | -6.9779
007773Z | MV/LV Substation LA***773Z |  | 20 kV | _ | LV | 400 kVA :Kiosk Substation | 0.4 | --> | 0.4 | 0.302 | 1.4 |  | --> | 0.38 | 0 | 0.011 | 0 | 0 | Constrained, otherwise capacity available =358 kW | --> | E12 ex KILLINICK | Killinick [T421,T422] | WEXFORD |  | 52.2445 | -6.3848
293025 | MV/LV Substation TE***025 |  | 20 kV | _ | LV | 200 kVA :Kiosk Substation | 0.2 | --> | 0.2 | 0.142 | 0.43 |  | --> | 0.19 | 0 | 0 | 0 | 0 | Constrained, otherwise capacity available =182 kW | --> | E15 ex TULLOW | Tullow [T421,T422] | CARLOW |  | 52.8021 | -6.7295
0124145 | MV/LV Substation PL***4145 |  | 10 kV | _ | LV | 50 kVA :Pole Substation | 0.05 | --> | 0.05 | 0 | 0 | Constrained, otherwise capacity available =40 kVA | --> | 0.048 | 0 | 0 | 0 | 0 | Constrained, otherwise capacity available =46 kW | --> | C20 ex POLLERTON | Pollerton [T41,T42] | CARLOW |  | 52.8018 | -6.8828
281152 | MV/LV Substation GR***152 |  | 10 kV | _ | LV | 400 kVA :Kiosk Substation | 0.4 | --> | 0.4 | 0 | 0 | Constrained, otherwise capacity available =304 kVA | --> | 0.38 | 0 | 0.012 | 0 | 0 | Constrained, otherwise capacity available =358 kW | --> | C14 ex TOGHER | Togher [T41,T42] | TRABEG |  | 51.8732 | -8.494
0994049 | MV/LV Substation BL***4049 |  | 10 kV | _ | LV | 630 kVA :Kiosk Substation | 0.63 | --> | 0.63 | 0 | 0 | Constrained, otherwise capacity available =543 kVA | --> | 0.598 | 0 | 0 | 0 | 0 | Constrained, otherwise capacity available =586 kW | --> | C13 ex CULLION | Cullion [T41,T42] | LETTERKENNY |  | 54.9469 | -7.7253
066701X | MV/LV Substation MO***701X |  | 20 kV | _ | LV | 630 kVA :Building Structure | 0.63 | --> | 0.63 | 0 | 0 | Constrained, otherwise capacity available =474 kVA | --> | 0.598 | 0 | 0 | 0 | 0 | Constrained, otherwise capacity available =577 kW | --> | E11 ex GLASMORE | Glasmore [T421,T422] | GLASMORE |  | 53.47 | -6.2097
1764059 | MV/LV Substation CL***4059 |  | 20 kV | _ | LV | 50 kVA :Pole Substation | 0.05 | --> | 0.05 | 0 | 0 | Constrained, otherwise capacity available =50 kVA | --> | 0.048 | 0 | 0 | 0 | 0 | Constrained, otherwise capacity available =48 kW | --> | E18 ex BEALNABLATH | Bealnablath [T421] | BANDON |  | 51.8389 | -8.8727
365693X | MV/LV Substation CE***693X |  | 10 kV | _ | LV | 100 kVA :Pole Substation | 0.1 | --> | 0.1 | 0 | 0 | Constrained, otherwise capacity available =88 kVA | --> | 0.095 | 0 | 0 | 0.093 | 0 |  | --> | C21 ex OLDBAWN | Oldbawn [T41,T42] | COOKSTOWN |  | 53.2678 | -6.3594
0294285 | MV/LV Substation RA***4285 |  | 10 kV | _ | LV | 400 kVA :Kiosk Substation | 0.4 | --> | 0.4 | 0 | 0 | Constrained, otherwise capacity available =356 kVA | --> | 0.38 | 0 | 0 | 0.374 | 0 |  | --> | C22 ex MIDLETON | Midleton [T101,T102] | MIDLETON |  | 51.9238 | -8.1826
014531X | MV/LV Substation VO***531X |  | 20 kV | _ | LV | 200 kVA :Pole Substation | 0.2 | --> | 0.2 | 0.169 | 0.63 |  | --> | 0.19 | 0 | 0.006 | 0 | 0 | Constrained, otherwise capacity available =181 kW | --> | E11 ex KILCULLEN | Kilcullen [T41,T42,T424] | STRATFORD |  | 53.0537 | -6.6976
2384120 | MV/LV Substation AL***4120 |  | 20 kV | _ | LV | 630 kVA :Kiosk Substation | 0.63 | --> | 0.63 | 0.5 | 1.43 |  | --> | 0.598 | 0 | 0.01 | 0 | 0 | Constrained, otherwise capacity available =577 kW | --> | E16 ex CONG | Cong [T421,T422] | CLOON |  | 53.6151 | -9.2259
0494183 | MV/LV Substation KI***4183 |  | 20 kV | _ | LV | 50 kVA :Pole Substation | 0.05 | --> | 0.05 | 0.05 | 1.31 |  | --> | 0.048 | 0 | 0 | 0 | 0 | Constrained, otherwise capacity available =48 kW | --> | C17 ex ROOSKY | Roosky [T41] | RICHMOND |  | 53.8258 | -7.9715
139767Y | MV/LV Substation SU***767Y |  | 20 kV | _ | LV | 50 kVA :Pole Substation | 0.05 | --> | 0.05 | 0 | 0 | Constrained, otherwise capacity available =49 kVA | --> | 0.048 | 0 | 0 | 0 | 0 | Constrained, otherwise capacity available =47 kW | --> | E16 ex FINEA | Finea [T421,T422] | SHANKILL |  | 53.877 | -7.5395
433269X | MV/LV Substation WO***269X |  | 20 kV | _ | LV | 50 kVA :Pole Substation | 0.05 | --> | 0.05 | 0 | 0 | Constrained, otherwise capacity available =44 kVA | --> | 0.048 | 0 | 0 | 0 | 0 | Constrained, otherwise capacity available =47 kW | --> | C12 ex BALLAGHADERREEN | Ballaghaderreen [T41,T42] | TONROE |  | 53.8221 | -8.5654
005043 | MV/LV Substation CL***043 |  | 10 kV | _ | LV | 50 kVA :Pole Substation | 0.05 | --> | 0.05 | 0 | 0 | Constrained, otherwise capacity available =46 kVA | --> | 0.048 | 0 | 0 | 0 | 0 | Constrained, otherwise capacity available =47 kW | --> | C11 ex GARDEN CITY | Garden City [T41,T42] | ARKLOW |  | 52.7147 | -6.2722
001680 | MV/LV Substation MT***680 |  | 10 kV | _ | LV | 400 kVA :Kiosk Substation | 0.4 | --> | 0.4 | 0.258 | 1.55 |  | --> | 0.38 | 0 | 0.056 | 0.319 | 0 |  | --> | C21 ex MONKSTOWN | Monkstown [T41,T42] | BLACKROCK |  | 53.2872 | -6.1756
064690Y | MV/LV Substation TE***690Y |  | 10 kV | _ | LV | 400 kVA :Kiosk Substation | 0.4 | --> | 0.4 | 0 | 0 | Constrained, otherwise capacity available =258 kVA | --> | 0.38 | 0 | 0.046 | 0 | 0 | Constrained, otherwise capacity available =326 kW | --> | C16 ex TERMONFECKIN ROAD | Termonfeckin Road [T41,T42] | DRYBRIDGE |  | 53.7284 | -6.3324
069011 | MV/LV Substation LA***011 |  | 10 kV | _ | LV | 630 kVA :Building Structure | 0.63 | --> | 0.63 | 0.116 | 9.99 |  | --> | 0.598 | 0 | 0.023 | 0.5 | 0 |  | --> | C19 ex HAROLDS CROSS | Harolds Cross [T101,T102] | POOLBEG |  | 53.32 | -6.2909
064829Y | MV/LV Substation IN***829Y |  | 10 kV | _ | LV | 50 kVA :Pole Substation | 0.05 | --> | 0.05 | 0 | 0 | Constrained, otherwise capacity available =50 kVA | --> | 0.048 | 0 | 0 | 0 | 0 | Constrained, otherwise capacity available =48 kW | --> | C13 ex DRYBRIDGE | Drybridge [T41,T42] | DRYBRIDGE |  | 53.7284 | -6.3982
0214143 | MV/LV Substation BA***4143 |  | 10 kV | _ | LV | 50 kVA :Pole Substation | 0.05 | --> | 0.05 | 0 | 0 | Constrained, otherwise capacity available =50 kVA | --> | 0.048 | 0 | 0 | 0.048 | 0 |  | --> | C21 ex MAYFIELD | Mayfield [T41,T42] | KILBARRY |  | 51.9265 | -8.4333
003176Y | MV/LV Substation RO***176Y |  | 10 kV | _ | LV | 50 kVA :Pole Substation | 0.05 | --> | 0.05 | 0.05 | 11.58 |  | --> | 0.048 | 0 | 0 | 0 | 0 | Constrained, otherwise capacity available =48 kW | --> | C17 ex BALLYBEG | Ballybeg [T101,T102] | CARRICKMINES |  | 52.8894 | -6.0686
002613 | MV/LV Substation GL***613 |  | 10 kV | _ | LV | 200 kVA :Pole Substation | 0.2 | --> | 0.2 | 0.174 | 2.36 |  | --> | 0.19 | 0 | 0.026 | 0.167 | 0 |  | --> | C16 ex BRAY | Bray [T41,T42] | FASSAROE |  | 53.1744 | -6.1423
154015Z | MV/LV Substation HU***015Z |  | 10 kV | _ | LV | 200 kVA :Kiosk Substation | 0.2 | --> | 0.2 | 0 | 0 | Constrained, otherwise capacity available =115 kVA | --> | 0.19 | 0 | 0.029 | 0.157 | 0 |  | --> | C41 ex COLLEGE PARK | College Park [T101,T102,T103] | COLLEGE PARK |  | 53.4046 | -6.4228
068662 | MV/LV Substation AN***662 |  | 10 kV | _ | LV | 630 kVA :Building Structure | 0.63 | --> | 0.63 | 0.419 | 28.43 |  | --> | 0.598 | 0 | 0 | 0.5 | 0 |  | --> | C07 ex BEDFORD ROW | Bedford Row [T41,T42,T43,T44] | FRANCIS STREET |  | 53.3455 | -6.2619
009339Y | MV/LV Substation IN***339Y |  | 10 kV | _ | LV | 400 kVA :Kiosk Substation | 0.4 | --> | 0.4 | 0.397 | 0.53 |  | --> | 0.38 | 0 | 0 | 0 | 0 | Constrained, otherwise capacity available =380 kW | --> | C14 ex MANOR STREET | Manor Street [T41,T42] | WATERFORD |  | 52.2539 | -7.109
067297X | MV/LV Substation TH***297X |  | 10 kV | _ | LV | 400 kVA :Kiosk Substation | 0.4 | --> | 0.4 | 0 | 0 | Constrained, otherwise capacity available =296 kVA | --> | 0.38 | 0 | 0.095 | 0 | 0 | Constrained, otherwise capacity available =295 kW | --> | C21 ex CASTLETROY | Castletroy [T41,T42] | ARDNACRUSHA |  | 52.6594 | -8.555
013023 | MV/LV Substation ST***023 |  | 10 kV | _ | LV | 200 kVA :Pole Substation | 0.2 | --> | 0.2 | 0.121 | 0.12 | Constrained, otherwise capacity available =134 kVA | --> | 0.19 | 0 | 0 | 0.181 | 0 |  | --> | C20 ex ATHY | Athy [T101,T102] | ATHY |  | 52.9993 | -6.9961
011602Y | MV/LV Substation KI***602Y |  | 10 kV | _ | LV | 630 kVA :Building Structure | 0.63 | --> | 0.63 | 0.5 | 2.8 |  | --> | 0.598 | 0 | 0 | 0 | 0 | Constrained, otherwise capacity available =584 kW | --> | C18 ex PURCELLS INCH | Purcells Inch [T41,T42] | KILKENNY |  | 52.6449 | -7.2134
734006 | MV/LV Substation GR***006 |  | 20 kV | _ | LV | 630 kVA :Building Structure | 0.63 | --> | 0.63 | 0 | 0 | Constrained, otherwise capacity available =570 kVA | --> | 0.598 | 0 | 0 | 0 | 0 | Constrained, otherwise capacity available =590 kW | --> | E60 ex GRANGE CASTLE |  |  |  | 53.2987 | -6.4703
1544216 | MV/LV Substation BA***4216 |  | 10 kV | _ | LV | 630 kVA :Building Structure | 0.63 | --> | 0.63 | 0 | 0 | Constrained, otherwise capacity available =539 kVA | --> | 0.598 | 0 | 0.2 | 0.438 | 0 |  | --> | C39 ex COLLEGE PARK | College Park [T101,T102,T103] | COLLEGE PARK |  | 53.4261 | -6.3548
009051Y | MV/LV Substation AR***051Y |  | 10 kV | _ | LV | 630 kVA :Building Structure | 0.63 | --> | 0.63 | 0 | 0 | Constrained, otherwise capacity available =535 kVA | --> | 0.598 | 0 | 0 | 0 | 0 | Constrained, otherwise capacity available =585 kW | --> | C16 ex GRANGE (SR) | Grange (sr) [T41,T42] | BUTLERSTOWN |  | 52.246 | -7.0816
2484223 | MV/LV Substation WI***4223 |  | 20 kV | _ | LV | 200 kVA :Pole Substation | 0.2 | --> | 0.2 | 0 | 0 | Constrained, otherwise capacity available =87 kVA | --> | 0.19 | 0 | 0 | 0 | 0 | Constrained, otherwise capacity available =176 kW | --> | E14 ex KILCOCK | Kilcock [T421,T422] | GRIFFINRATH |  | 53.5148 | -6.7111
153253 | MV/LV Substation LA***253 |  | 20 kV | _ | LV | 100 kVA :Pole Substation | 0.1 | --> | 0.1 | 0 | 0 | Constrained, otherwise capacity available =93 kVA | --> | 0.095 | 0 | 0.005 | 0 | 0 | Constrained, otherwise capacity available =90 kW | --> | E12 ex BIRDHILL | Birdhill [T421,T422] | ARDNACRUSHA |  | 52.7993 | -8.4327
008778X | MV/LV Substation FR***778X |  | 10 kV | _ | LV | 50 kVA :Pole Substation | 0.05 | --> | 0.05 | 0.048 | 0.2 |  | --> | 0.048 | 0 | 0 | 0 | 0 | Constrained, otherwise capacity available =47 kW | --> | E16 ex BEALISTOWN | Bealistown [T421,T422] | GREAT ISLAND |  | 52.2469 | -6.9002
377302 | MV/LV Substation GL***302 |  | 20 kV | _ | LV | 50 kVA :Pole Substation | 0.05 | --> | 0.05 | 0 | 0 | Constrained, otherwise capacity available =39 kVA | --> | 0.048 | 0 | 0 | 0 | 0 | Constrained, otherwise capacity available =46 kW | --> | E12 ex GURRANEBANE | Gurranebane [T421,T422] | OUGHTRAGH |  | 52.0566 | -9.9475
067038X | MV/LV Substation NO***038X |  | 10 kV | _ | LV | 400 kVA :Kiosk Substation | 0.4 | --> | 0.4 | 0.271 | 13.8 |  | --> | 0.38 | 0 | 0.046 | 0.328 | 0 |  | --> | C20 ex SINGLAND | Singland [T101,T102] | SINGLAND |  | 52.6601 | -8.5959
156406Z | MV/LV Substation CO***406Z |  | 10 kV | _ | LV | 50 kVA :Pole Substation | 0.05 | --> | 0.05 | 0.049 | 2.04 |  | --> | 0.048 | 0 | 0 | 0 | 0 | Constrained, otherwise capacity available =47 kW | --> | C18 ex BALLYBAY | Ballybay [T41,T42] | LISDRUM |  | 54.1775 | -6.918
293820Z | MV/LV Substation FA***820Z |  | 20 kV | _ | LV | 200 kVA :Kiosk Substation | 0.2 | --> | 0.2 | 0.181 | 0.43 |  | --> | 0.19 | 0 | 0 | 0 | 0 | Constrained, otherwise capacity available =187 kW | --> | E18 ex TULLOW | Tullow [T421,T422] | CARLOW |  | 52.8637 | -6.557
031192 | MV/LV Substation CL***192 |  | 20 kV | _ | LV | 200 kVA :Kiosk Substation | 0.2 | --> | 0.2 | 0 | 0 | Constrained, otherwise capacity available =194 kVA | --> | 0.19 | 0 | 0 | 0 | 0 | Constrained, otherwise capacity available =189 kW | --> | E17 ex SPRINGS | Springs [T421,T422] | DUNGARVAN |  | 52.0926 | -7.548
0824177 | MV/LV Substation TH***4177 |  | 20 kV | _ | LV | 200 kVA :Kiosk Substation | 0.2 | --> | 0.2 | 0 | 0 | Constrained, otherwise capacity available =180 kVA | --> | 0.19 | 0 | 0.005 | 0 | 0 | Constrained, otherwise capacity available =184 kW | --> | E11 ex ACADEMY STREET | Academy Street [T421,T422,T44] | NAVAN |  | 53.5277 | -6.5868
158105Y | MV/LV Substation BU***105Y |  | 20 kV | _ | LV | 100 kVA :Pole Substation | 0.1 | --> | 0.1 | 0 | 0 | Constrained, otherwise capacity available =98 kVA | --> | 0.095 | 0 | 0 | 0 | 0 | Constrained, otherwise capacity available =95 kW | --> | C19 ex ENNISTYMON | Ennistymon [T41,T42] | ENNIS |  | 53.059 | -9.1969
1544297 | MV/LV Substation VE***4297 |  | 20 kV | _ | LV | 200 kVA :Pole Substation | 0.2 | --> | 0.2 | 0 | 0 | Constrained, otherwise capacity available =200 kVA | --> | 0.19 | 0 | 0 | 0 | 0 | Constrained, otherwise capacity available =190 kW | --> | E12 ex KILCOCK | Kilcock [T421,T422] | GRIFFINRATH |  | 53.4454 | -6.5332
029988X | MV/LV Substation BR***988X |  | 10 kV | _ | LV | 200 kVA :Kiosk Substation | 0.2 | --> | 0.2 | 0 | 0 | Constrained, otherwise capacity available =142 kVA | --> | 0.19 | 0 | 0 | 0.182 | 0 |  | --> | C17 ex MIDLETON | Midleton [T101,T102] | MIDLETON |  | 51.9124 | -8.1738
160959Y | MV/LV Substation BO***959Y |  | 10 kV | _ | LV | 400 kVA :Kiosk Substation | 0.4 | --> | 0.4 | 0 | 0 | Constrained, otherwise capacity available =351 kVA | --> | 0.38 | 0 | 0 | 0 | 0 | Constrained, otherwise capacity available =373 kW | --> | C15 ex PORTARLINGTON | Portarlington [T41,T42] | PORTLAOISE |  | 53.1647 | -7.1939
293530Z | MV/LV Substation BA***530Z |  | 20 kV | _ | LV | 50 kVA :Pole Substation | 0.05 | --> | 0.05 | 0 | 0 | Constrained, otherwise capacity available =50 kVA | --> | 0.048 | 0 | 0 | 0 | 0 | Constrained, otherwise capacity available =48 kW | --> | E13 ex BALTINGLASS | Baltinglass [T421,T422] | STRATFORD |  | 52.9369 | -6.7075
001475 | MV/LV Substation RO***475 |  | 10 kV | _ | LV | 200 kVA :Kiosk Substation | 0.2 | --> | 0.2 | 0.132 | 4.01 |  | --> | 0.19 | 0 | 0.043 | 0.149 | 0 |  | --> | C15 ex BALLINCLEA | Ballinclea [T41] | CHERRYWOOD |  | 53.267 | -6.1182
069430 | MV/LV Substation MO***430 |  | 10 kV | _ | LV | 200 kVA :Kiosk Substation | 0.2 | --> | 0.2 | 0.092 | 0.91 |  | --> | 0.19 | 0 | 0.059 | 0.131 | 0 |  | --> | C22 ex KIMMAGE | Kimmage [T41,T42] | INCHICORE 220KV |  | 53.3034 | -6.3195
0684456 | MV/LV Substation TR***4456 |  | 10 kV | _ | LV | 1000 kVA :Building Structure | 1 | --> | 1 | 0.5 | 9.02 |  | --> | 0.95 | 0 | 0 | 0.5 | 0 |  | --> | C22 ex MISERY HILL | Misery Hill [T101,T102] | POOLBEG |  | 53.3456 | -6.2413
081524Z | MV/LV Substation PA***524Z |  | 20 kV | _ | LV | 630 kVA :Kiosk Substation | 0.63 | --> | 0.63 | 0 | 0 | Constrained, otherwise capacity available =527 kVA | --> | 0.598 | 0 | 0.029 | 0.5 | 0 |  | --> | E20 ex ADAMSTOWN | Adamstown [T121,T122] | INCHICORE 220KV |  | 53.3477 | -6.4602
009309Y | MV/LV Substation RI***309Y |  | 10 kV | _ | LV | 400 kVA :Kiosk Substation | 0.4 | --> | 0.4 | 0 | 0 | Constrained, otherwise capacity available =324 kVA | --> | 0.38 | 0 | 0 | 0 | 0 | Constrained, otherwise capacity available =369 kW | --> | C12 ex GRANGE (SR) | Grange (sr) [T41,T42] | BUTLERSTOWN |  | 52.2376 | -7.1131
068678X | MV/LV Substation CA***678X |  | 10 kV | _ | LV | 1000 kVA :Building Structure | 1 | --> | 1 | 0 | 0 | Constrained, otherwise capacity available =836 kVA | --> | 0.95 | 0 | 0 | 0.5 | 0 |  | --> | C19 ex NEWMARKET (DR) | Newmarket (dr) [T41] | FRANCIS STREET |  | 53.3371 | -6.2729
252516X | MV/LV Substation MO***516X |  | 20 kV | _ | LV | 50 kVA :Pole Substation | 0.05 | --> | 0.05 | 0.044 | 2.76 |  | --> | 0.048 | 0 | 0 | 0.047 | 0 |  | --> | C13 ex RECESS | Recess [T41] | SCREEB |  | 53.5597 | -9.9143
139277Y | MV/LV Substation CA***277Y |  | 10 kV | _ | LV | 50 kVA :Pole Substation | 0.05 | --> | 0.05 | 0 | 0 | Constrained, otherwise capacity available =43 kVA | --> | 0.048 | 0 | 0.005 | 0 | 0 | Constrained, otherwise capacity available =43 kW | --> | C16 ex VIRGINIA | Virginia [T41,T42] | MEATH HILL |  | 53.8016 | -7.0332
048009 | MV/LV Substation HI***009 |  | 20 kV | _ | LV | 400 kVA :Kiosk Substation | 0.4 | --> | 0.4 | 0.19 | 2.03 |  | --> | 0.38 | 0 | 0.02 | 0 | 0 | Constrained, otherwise capacity available =335 kW | --> | E15 ex MOHILL | Mohill [T421,T422] | CARRICK ON SHANNON |  | 54.0536 | -7.7972
206168X | MV/LV Substation ER***168X |  | 20 kV | _ | LV | 200 kVA :Kiosk Substation | 0.2 | --> | 0.2 | 0.2 | 1.6 |  | --> | 0.19 | 0 | 0 | 0 | 0 | Constrained, otherwise capacity available =190 kW | --> | E12 ex BELMULLET | Belmullet [T421] | BELLACORICK |  | 54.2163 | -9.9853
099053 | MV/LV Substation HA***053 |  | 10 kV | _ | LV | 200 kVA :Kiosk Substation | 0.2 | --> | 0.2 | 0 | 0 | Constrained, otherwise capacity available =92 kVA | --> | 0.19 | 0 | 0.037 | 0 | 0 | Constrained, otherwise capacity available =147 kW | --> | C12 ex CULLION | Cullion [T41,T42] | LETTERKENNY |  | 54.9521 | -7.7481
039821X | MV/LV Substation WE***821X |  | 10 kV | _ | LV | 1000 kVA :Building Structure | 1 | --> | 1 | 0 | 0 | Constrained, otherwise capacity available =689 kVA | --> | 0.95 | 0 | 0 | 0 | 0 | Constrained, otherwise capacity available =907 kW | --> | C22 ex MONEENAGEISHA | Moneenageisha [T41,T42] | GALWAY 110KV |  | 53.2812 | -9.0318
276735 | MV/LV Substation M.***735 |  | 10 kV | _ | LV | 630 kVA :Kiosk Substation | 0.63 | --> | 0.63 | 0 | 0 | Constrained, otherwise capacity available =504 kVA | --> | 0.598 | 0 | 0.025 | 0 | 0 | Constrained, otherwise capacity available =562 kW | --> | C11 ex COOLCORCORAN | Coolcorcoran [T41,T42] | KNOCKEARAGH |  | 52.062 | -9.4816
068059 | MV/LV Substation HO***059 |  | 10 kV | _ | LV | 630 kVA :Kiosk Substation | 0.63 | --> | 0.63 | 0.462 | 1.86 |  | --> | 0.598 | 0 | 0.027 | 0.5 | 0 |  | --> | C15 ex FAIRVIEW | Fairview [T41] | MCDERMOTT |  | 53.3681 | -6.2125
1504025 | MV/LV Substation ST***4025 |  | 20 kV | _ | LV | 400 kVA :Kiosk Substation | 0.4 | --> | 0.4 | 0.4 | 3.96 |  | --> | 0.38 | 0 | 0 | 0 | 0 | Constrained, otherwise capacity available =380 kW | --> | E21 ex STRANORLAR | Stranorlar [T421,T422] | LETTERKENNY |  | 54.8034 | -7.7712
206999 | MV/LV Substation TH***999 |  | 20 kV | _ | LV | 200 kVA :Pole Substation | 0.2 | --> | 0.2 | 0.074 | 1.6 |  | --> | 0.19 | 0 | 0.01 | 0 | 0 | Constrained, otherwise capacity available =165 kW | --> | E17 ex BELMULLET | Belmullet [T421] | BELLACORICK |  | 54.2265 | -9.9905
0934045 | MV/LV Substation PA***4045 |  | 10 kV | _ | LV | 400 kVA :Kiosk Substation | 0.4 | --> | 0.4 | 0 | 0 | Constrained, otherwise capacity available =264 kVA | --> | 0.38 | 0 | 0.205 | 0.209 | 0 |  | --> | C13 ex GRANGE (DR) | Grange (dr) [T41,T42] | GRANGE (DR) |  | 53.4063 | -6.168
082933Y | MV/LV Substation ON***933Y |  | 10 kV | _ | LV | 100 kVA :Pole Substation | 0.1 | --> | 0.1 | 0.1 | 2.01 |  | --> | 0.095 | 0 | 0 | 0 | 0 | Constrained, otherwise capacity available =95 kW | --> | C18 ex ABBEYLAND | Abbeyland [T41,T42] | NAVAN |  | 53.6302 | -6.7834
0934066 | MV/LV Substation PA***4066 |  | 10 kV | _ | LV | 400 kVA :Kiosk Substation | 0.4 | --> | 0.4 | 0 | 0 | Constrained, otherwise capacity available =343 kVA | --> | 0.38 | 0 | 0.124 | 0.28 | 0 |  | --> | C13 ex GRANGE (DR) | Grange (dr) [T41,T42] | GRANGE (DR) |  | 53.4067 | -6.1687
590512 | MV/LV Substation BO***512 |  | 20 kV | _ | LV | 50 kVA :Pole Substation | 0.05 | --> | 0.05 | 0 | 0 | Constrained, otherwise capacity available =50 kVA | --> | 0.048 | 0 | 0 | 0 | 0 | Constrained, otherwise capacity available =47 kW | --> | E15 ex CONG |  |  |  | 53.5115 | -9.4687
0144253 | MV/LV Substation KI***4253 |  | 10 kV | _ | LV | 1000 kVA :Building Structure | 1 | --> | 1 | 0 | 0 | Constrained, otherwise capacity available =863 kVA | --> | 0.95 | 0 | 0 | 0 | 0 | Constrained, otherwise capacity available =931 kW | --> | C13 ex KILDARE | Kildare [T41,T42] | NEWBRIDGE |  | 53.1557 | -6.9152
0664152 | MV/LV Substation ST***4152 |  | 10 kV | _ | LV | 400 kVA :Kiosk Substation | 0.4 | --> | 0.4 | 0 | 0 | Constrained, otherwise capacity available =330 kVA | --> | 0.38 | 0 | 0.116 | 0 | 0 | Constrained, otherwise capacity available =284 kW | --> | C15 ex MALAHIDE | Malahide [T41,T42] | GLASMORE |  | 53.4192 | -6.1495
071199 | MV/LV Substation DR***199 |  | 10 kV | _ | LV | 200 kVA :Pole Substation | 0.2 | --> | 0.2 | 0.191 | 5.58 |  | --> | 0.19 | 0 | 0 | 0.189 | 0 |  | --> | C12 ex KILCOOLE | Kilcoole [T41,T42] | FASSAROE |  | 53.0933 | -6.0724
093571Z | MV/LV Substation GR***571Z |  | 10 kV | _ | LV | 630 kVA :Kiosk Substation | 0.63 | --> | 0.63 | 0 | 0 | Constrained, otherwise capacity available =466 kVA | --> | 0.598 | 0 | 0 | 0.5 | 0 |  | --> | C13 ex GRANGE (DR) | Grange (dr) [T41,T42] | GRANGE (DR) |  | 53.4081 | -6.1579
036631X | MV/LV Substation CL***631X |  | 20 kV | _ | LV | 50 kVA :Pole Substation | 0.05 | --> | 0.05 | 0 | 0 | Constrained, otherwise capacity available =38 kVA | --> | 0.048 | 0 | 0 | 0 | 0 | Constrained, otherwise capacity available =46 kW | --> | E18 ex GARRANACANTY | Garranacanty [T421,T422] | TIPPERARY |  | 52.5281 | -8.2741
031386Y | MV/LV Substation CL***386Y |  | 20 kV | _ | LV | 100 kVA :Pole Substation | 0.1 | --> | 0.1 | 0 | 0 | Constrained, otherwise capacity available =98 kVA | --> | 0.095 | 0 | 0 | 0 | 0 | Constrained, otherwise capacity available =95 kW | --> | E17 ex SPRINGS | Springs [T421,T422] | DUNGARVAN |  | 52.0964 | -7.5446
028036Y | MV/LV Substation TR***036Y |  | 10 kV | _ | LV | 50 kVA :Pole Substation | 0.05 | --> | 0.05 | 0 | 0 | Constrained, otherwise capacity available =50 kVA | --> | 0.048 | 0 | 0 | 0 | 0 | Constrained, otherwise capacity available =48 kW | --> | C13 ex COW CROSS |  |  |  | 51.8591 | -8.3052
067095Z | MV/LV Substation DO***095Z |  | 20 kV | _ | LV | 50 kVA :Pole Substation | 0.05 | --> | 0.05 | 0 | 0 | Constrained, otherwise capacity available =45 kVA | --> | 0.048 | 0 | 0 | 0.047 | 0 |  | --> | C11 ex RAHEEN | Raheen [T41,T42] | LIMERICK |  | 52.5981 | -8.6718
071469 | MV/LV Substation KI***469 |  | 10 kV | _ | LV | 50 kVA :Pole Substation | 0.05 | --> | 0.05 | 0.023 | 5.58 |  | --> | 0.048 | 0 | 0 | 0.044 | 0 |  | --> | C14 ex KILCOOLE | Kilcoole [T41,T42] | FASSAROE |  | 53.104 | -6.0845
009280Y | MV/LV Substation SI***280Y |  | 10 kV | _ | LV | 400 kVA :Kiosk Substation | 0.4 | --> | 0.4 | 0 | 0 | Constrained, otherwise capacity available =316 kVA | --> | 0.38 | 0 | 0.025 | 0 | 0 | Constrained, otherwise capacity available =350 kW | --> | C21 ex WATERFORD IND EST | Waterford Ind Est [T41,T42,T44] | BUTLERSTOWN |  | 52.2354 | -7.1431
001193 | MV/LV Substation FA***193 |  | 10 kV | _ | LV | 400 kVA :Building Structure | 0.4 | --> | 0.4 | 0.24 | 1.55 |  | --> | 0.38 | 0 | 0.029 | 0.336 | 0 |  | --> | C21 ex MONKSTOWN | Monkstown [T41,T42] | BLACKROCK |  | 53.2866 | -6.1774
068099X | MV/LV Substation MA***099X |  | 10 kV | _ | LV | 400 kVA :Building Structure | 0.4 | --> | 0.4 | 0.158 | 7.2 |  | --> | 0.38 | 0 | 0 | 0.346 | 0 |  | --> | C28 ex TRINITY | Trinity [T101,T102] | POOLBEG |  | 53.3405 | -6.2394
004417X | MV/LV Substation WI***417X |  | 10 kV | _ | LV | 50 kVA :Pole Substation | 0.05 | --> | 0.05 | 0.039 | 0.45 |  | --> | 0.048 | 0 | 0 | 0 | 0 | Constrained, otherwise capacity available =46 kW | --> | C15 ex KILMAGIG | Kilmagig [T42] | ARKLOW |  | 52.8396 | -6.3124
059466 | MV/LV Substation CL***466 |  | 10 kV | _ | LV | 50 kVA :Pole Substation | 0.05 | --> | 0.05 | 0 | 0 | Constrained, otherwise capacity available =2 kVA | --> | 0.048 | 0 | 0 | 0 | 0 | Constrained, otherwise capacity available =40 kW | --> | C20 ex CAVAN | Cavan [T42,T421] | SHANKILL |  | 53.9886 | -7.2358
089181X | MV/LV Substation WH***181X |  | 20 kV | _ | LV | 50 kVA :Pole Substation | 0.05 | --> | 0.05 | 0.039 | 9.1 |  | --> | 0.048 | 0 | 0 | 0 | 0 | Constrained, otherwise capacity available =46 kW | --> | E11 ex ARDNAREE | Ardnaree [T42,T421] | MOY |  | 54.1072 | -9.0681
002946 | MV/LV Substation SC***946 |  | 10 kV | _ | LV | 400 kVA :Kiosk Substation | 0.4 | --> | 0.4 | 0.221 | 2.36 |  | --> | 0.38 | 0 | 0.03 | 0.333 | 0 |  | --> | C15 ex BRAY | Bray [T41,T42] | FASSAROE |  | 53.1881 | -6.1234
066232X | MV/LV Substation NE***232X |  | 10 kV | _ | LV | 630 kVA :Kiosk Substation | 0.63 | --> | 0.63 | 0 | 0 | Constrained, otherwise capacity available =386 kVA | --> | 0.598 | 0 | 0.023 | 0 | 0 | Constrained, otherwise capacity available =547 kW | --> | C31 ex CLONSHAUGH | Clonshaugh [T41,T42] | FINGLAS |  | 53.4019 | -6.2127
288739 | MV/LV Substation SU***739 |  | 10 kV | _ | LV | 400 kVA :Kiosk Substation | 0.4 | --> | 0.4 | 0.256 | 2.36 |  | --> | 0.38 | 0 | 0 | 0.36 | 0 |  | --> | C11 ex BRAY | Bray [T41,T42] | FASSAROE |  | 53.1906 | -6.1642
081295X | MV/LV Substation CH***295X |  | 10 kV | _ | LV | 630 kVA :Building Structure | 0.63 | --> | 0.63 | 0 | 0 | Constrained, otherwise capacity available =431 kVA | --> | 0.598 | 0 | 0.031 | 0 | 0 | Constrained, otherwise capacity available =548 kW | --> | C13 ex PALMERSTOWN | Palmerstown [T41,T42] | FINGLAS |  | 53.3445 | -6.3705
355129X | MV/LV Substation TH***129X |  | 10 kV | _ | LV | 200 kVA :Kiosk Substation | 0.2 | --> | 0.2 | 0.06 | 0.06 | Constrained, otherwise capacity available =163 kVA | --> | 0.19 | 0 | 0 | 0 | 0 | Constrained, otherwise capacity available =185 kW | --> | C18 ex TUBBERCURRY | Tubbercurry [T41,T42] | TONROE |  | 54.0537 | -8.7116
021990X | MV/LV Substation BR***990X |  | 10 kV | _ | LV | 400 kVA :Kiosk Substation | 0.4 | --> | 0.4 | 0 | 0 | Constrained, otherwise capacity available =332 kVA | --> | 0.38 | 0 | 0 | 0.371 | 0 |  | --> | C25 ex KILBARRY | Kilbarry [T101,T43] | KILBARRY |  | 51.9 | -8.5045
053346 | MV/LV Substation BE***346 |  | 10 kV | _ | LV | 200 kVA :Pole Substation | 0.2 | --> | 0.2 | 0.187 | 2.39 |  | --> | 0.19 | 0 | 0 | 0 | 0 | Constrained, otherwise capacity available =188 kW | --> | C12 ex SRAH | Srah [T41,T42] | THORNSBERRY |  | 53.2968 | -7.5203
011336Z | MV/LV Substation TR***336Z |  | 10 kV | _ | LV | 400 kVA :Kiosk Substation | 0.4 | --> | 0.4 | 0 | 0 | Constrained, otherwise capacity available =314 kVA | --> | 0.38 | 0 | 0.01 | 0 | 0 | Constrained, otherwise capacity available =361 kW | --> | C16 ex TALBOTS INCH | Talbots Inch [T41,T42] | KILKENNY |  | 52.6585 | -7.2563
119431X | MV/LV Substation CL***431X |  | 20 kV | _ | LV | 100 kVA :Pole Substation | 0.1 | --> | 0.1 | 0 | 0 | Constrained, otherwise capacity available =95 kVA | --> | 0.095 | 0 | 0 | 0 | 0 | Constrained, otherwise capacity available =94 kW | --> | C15 ex KANTURK | Kanturk [T41,T42] | GLENLARA |  | 52.1376 | -8.8582
066714Z | MV/LV Substation MO***714Z |  | 10 kV | _ | LV | 200 kVA :Kiosk Substation | 0.2 | --> | 0.2 | 0 | 0 | Constrained, otherwise capacity available =187 kVA | --> | 0.19 | 0 | 0 | 0.188 | 0 |  | --> | C15 ex MOUNTGORRY | Mountgorry [T41,T42] | GRANGE (DR) |  | 53.4548 | -6.2075
151259 | MV/LV Substation AR***259 |  | 20 kV | _ | LV | 100 kVA :Pole Substation | 0.1 | --> | 0.1 | 0.075 | 2.96 |  | --> | 0.095 | 0 | 0 | 0 | 0 | Constrained, otherwise capacity available =92 kW | --> | E13 ex CHARLEVILLE | Charleville [T421,T422] | CHARLEVILLE |  | 52.3423 | -8.525
095021 | MV/LV Substation PA***021 |  | 10 kV | _ | LV | 200 kVA :Pole Substation | 0.2 | --> | 0.2 | 0.086 | 1.1 |  | --> | 0.19 | 0 | 0.006 | 0 | 0 | Constrained, otherwise capacity available =170 kW | --> | C25 ex KILKEE | Kilkee [T41] | TULLABRACK |  | 52.6766 | -9.6455
012583 | MV/LV Substation KI***583 |  | 10 kV | _ | LV | 50 kVA :Pole Substation | 0.05 | --> | 0.05 | 0.038 | 1.99 |  | --> | 0.048 | 0 | 0.005 | 0 | 0 | Constrained, otherwise capacity available =42 kW | --> | C20 ex GRAIGUE | Graigue [T41,T42] | CARLOW |  | 52.8435 | -7.0098
039367X | MV/LV Substation BA***367X |  | 10 kV | _ | LV | 400 kVA :Kiosk Substation | 0.4 | --> | 0.4 | 0 | 0 | Constrained, otherwise capacity available =308 kVA | --> | 0.38 | 0 | 0.029 | 0.346 | 0 |  | --> | C22 ex GALWAY 110KV | Galway 110kv [T102,T103] | GALWAY 110KV |  | 53.2901 | -8.9962
075985X | MV/LV Substation BE***985X |  | 20 kV | _ | LV | 200 kVA :Kiosk Substation | 0.2 | --> | 0.2 | 0.158 | 4.38 |  | --> | 0.19 | 0 | 0.013 | 0.175 | 0 |  | --> | E18 ex CRANE | Crane [T122] | CRANE |  | 52.5086 | -6.2924
036092X | MV/LV Substation DO***092X |  | 20 kV | _ | LV | 50 kVA :Pole Substation | 0.05 | --> | 0.05 | 0 | 0 | Constrained, otherwise capacity available =33 kVA | --> | 0.048 | 0 | 0.018 | 0 | 0 | Constrained, otherwise capacity available =32 kW | --> | E20 ex GARRANACANTY | Garranacanty [T421,T422] | TIPPERARY |  | 52.5218 | -8.0737
064032Z | MV/LV Substation FE***032Z |  | 20 kV | _ | LV | 100 kVA :Pole Substation | 0.1 | --> | 0.1 | 0 | 0 | Constrained, otherwise capacity available =89 kVA | --> | 0.095 | 0 | 0.011 | 0 | 0 | Constrained, otherwise capacity available =85 kW | --> | E21 ex SLANE | Slane [T421] | DRYBRIDGE |  | 53.6963 | -6.5449
023808 | MV/LV Substation CA***808 |  | 10 kV | _ | LV | 50 kVA :Pole Substation | 0.05 | --> | 0.05 | 0 | 0 | Constrained, otherwise capacity available =27 kVA | --> | 0.048 | 0 | 0 | 0 | 0 | Constrained, otherwise capacity available =44 kW | --> | E14 ex CASTLELYONS | Castlelyons [T421,T422] | BARRYMORE |  | 52.0453 | -8.1982
081317Z | MV/LV Substation NE***317Z |  | 10 kV | _ | LV | 400 kVA :Kiosk Substation | 0.4 | --> | 0.4 | 0 | 0 | Constrained, otherwise capacity available =243 kVA | --> | 0.38 | 0 | 0.015 | 0.347 | 0 |  | --> | C29 ex GRANGE CASTLE | Grange Castle [T101,T102] | INCHICORE 220KV |  | 53.2959 | -6.4913
039783X | MV/LV Substation RO***783X |  | 10 kV | _ | LV | 630 kVA :Kiosk Substation | 0.63 | --> | 0.63 | 0 | 0 | Constrained, otherwise capacity available =550 kVA | --> | 0.598 | 0 | 0 | 0 | 0 | Constrained, otherwise capacity available =588 kW | --> | C12 ex ORANMORE | Oranmore [T41,T44] | GALWAY 110KV |  | 53.2764 | -8.9744
023720X | MV/LV Substation FE***720X |  | 10 kV | _ | LV | 400 kVA :Building Structure | 0.4 | --> | 0.4 | 0 | 0 | Constrained, otherwise capacity available =354 kVA | --> | 0.38 | 0 | 0 | 0 | 0 | Constrained, otherwise capacity available =374 kW | --> | C13 ex FERMOY NORTH | Fermoy North [T41,T42] | BARRYMORE |  | 52.1409 | -8.2718
051991 | MV/LV Substation KI***991 |  | 20 kV | _ | LV | 200 kVA :Pole Substation | 0.2 | --> | 0.2 | 0.174 | 2.22 |  | --> | 0.19 | 0 | 0 | 0.186 | 0 |  | --> | E12 ex CLARA | Clara [T421,T422] | THORNSBERRY |  | 53.3641 | -7.5094
067032Y | MV/LV Substation HE***032Y |  | 10 kV | _ | LV | 200 kVA :Kiosk Substation | 0.2 | --> | 0.2 | 0 | 0 | Constrained, otherwise capacity available =165 kVA | --> | 0.19 | 0 | 0.035 | 0 | 0 | Constrained, otherwise capacity available =159 kW | --> | C21 ex CASTLETROY | Castletroy [T41,T42] | ARDNACRUSHA |  | 52.6565 | -8.5582
0084175 | MV/LV Substation BU***4175 |  | 20 kV | _ | LV | 50 kVA :Pole Substation | 0.05 | --> | 0.05 | 0.05 | 0.2 |  | --> | 0.048 | 0 | 0 | 0 | 0 | Constrained, otherwise capacity available =47 kW | --> | E16 ex BEALISTOWN | Bealistown [T421,T422] | GREAT ISLAND |  | 52.2756 | -6.8688
120917X | MV/LV Substation EN***917X |  | 20 kV | _ | LV | 50 kVA :Pole Substation | 0.05 | --> | 0.05 | 0 | 3.5 |  | --> | 0.048 | 0 | 0 | 0 | 0 | Constrained, otherwise capacity available =40 kW | --> | E12 ex DUNFIRTH | Dunfirth [T122] | DUNFIRTH |  | 53.4105 | -6.8276
016031Z | MV/LV Substation TH***031Z |  | 10 kV | _ | LV | 630 kVA :Kiosk Substation | 0.63 | --> | 0.63 | 0 | 0 | Constrained, otherwise capacity available =485 kVA | --> | 0.598 | 0 | 0.008 | 0.5 | 0 |  | --> | C23 ex MACETOWN | Macetown [T101,T102] | MACETOWN |  | 53.4183 | -6.4744
059385 | MV/LV Substation KN***385 |  | 20 kV | _ | LV | 100 kVA :Pole Substation | 0.1 | --> | 0.1 | 0 | 0 | Constrained, otherwise capacity available =50 kVA | --> | 0.095 | 0 | 0.015 | 0 | 0 | Constrained, otherwise capacity available =77 kW | --> | E17 ex CAVAN | Cavan [T42,T421] | SHANKILL |  | 54.0806 | -7.3686
365077X | MV/LV Substation BO***077X |  | 10 kV | _ | LV | 100 kVA :Pole Substation | 0.1 | --> | 0.1 | 0 | 0 | Constrained, otherwise capacity available =49 kVA | --> | 0.095 | 0 | 0.017 | 0.075 | 0 |  | --> | C19 ex CLONDALKIN | Clondalkin [T41,T42,T44] | INCHICORE 220KV |  | 53.3128 | -6.3979
007393 | MV/LV Substation LA***393 |  | 20 kV | _ | LV | 400 kVA :Kiosk Substation | 0.4 | --> | 0.4 | 0.29 | 1.4 |  | --> | 0.38 | 0 | 0 | 0 | 0 | Constrained, otherwise capacity available =365 kW | --> | E20 ex KILLINICK | Killinick [T421,T422] | WEXFORD |  | 52.2292 | -6.5485
116009 | MV/LV Substation CA***009 |  | 10 kV | _ | LV | 100 kVA :Pole Substation | 0.1 | --> | 0.1 | 0.077 | 7.32 |  | --> | 0.095 | 0 | 0 | 0.092 | 0 |  | --> | C13 ex CARROWBEG | Carrowbeg [T41,T42] | CARROWBEG |  | 53.8049 | -9.5136
062699Y | MV/LV Substation ES***699Y |  | 10 kV | _ | LV | 50 kVA :Pole Substation | 0.05 | --> | 0.05 | 0.02 | 1.03 |  | --> | 0.048 | 0 | 0 | 0 | 0 | Constrained, otherwise capacity available =43 kW | --> | C15 ex LITTLE MILLS | Little Mills [T41] | DUNDALK |  | 53.9761 | -6.4082
365459X | MV/LV Substation RE***459X |  | 10 kV | _ | LV | 200 kVA :Pole Substation | 0.2 | --> | 0.2 | 0 | 0 | Constrained, otherwise capacity available =176 kVA | --> | 0.19 | 0 | 0.02 | 0.172 | 0 |  | --> | C12 ex SAGGART | Saggart [T41,T42] | GRANGE CASTLE |  | 53.2629 | -6.48
149828 | MV/LV Substation RU***828 |  | 10 kV | _ | LV | 50 kVA :Pole Substation | 0.05 | --> | 0.05 | 0 | 0 | Constrained, otherwise capacity available =44 kVA | --> | 0.048 | 0 | 0.02 | 0 | 0 | Constrained, otherwise capacity available =32 kW | --> | C11 ex DONEGAL | Donegal [T41,T42] | CATHALEENS FALL |  | 54.6413 | -8.1632
071037 | MV/LV Substation NE***037 |  | 10 kV | _ | LV | 400 kVA :Kiosk Substation | 0.4 | --> | 0.4 | 0 | 0 | Constrained, otherwise capacity available =281 kVA | --> | 0.38 | 0 | 0.055 | 0.323 | 0 |  | --> | C15 ex GREYSTONES | Greystones [T41,T42] | FASSAROE |  | 53.1501 | -6.072
029178Y | MV/LV Substation SU***178Y |  | 10 kV | _ | LV | 630 kVA :Building Structure | 0.63 | --> | 0.63 | 0 | 0 | Constrained, otherwise capacity available =343 kVA | --> | 0.598 | 0 | 0 | 0.5 | 0 |  | --> | C12 ex MIDLETON | Midleton [T101,T102] | MIDLETON |  | 51.9182 | -8.1747
0344162 | MV/LV Substation GI***4162 |  | 20 kV | _ | LV | 100 kVA :Pole Substation | 0.1 | --> | 0.1 | 0.099 | 0.57 |  | --> | 0.095 | 0 | 0 | 0 | 0 | Constrained, otherwise capacity available =95 kW | --> | E19 ex LAWLESSTOWN | Lawlesstown [T42,T421] | DOON |  | 52.3855 | -7.7347
006121Y | MV/LV Substation MO***121Y |  | 10 kV | _ | LV | 100 kVA :Pole Substation | 0.1 | --> | 0.1 | 0.054 | 4.38 |  | --> | 0.095 | 0 | 0 | 0.088 | 0 |  | --> | E11 ex CRANE | Crane [T122] | CRANE |  | 52.5306 | -6.5553
276927 | MV/LV Substation MI***927 |  | 10 kV | _ | LV | 50 kVA :Pole Substation | 0.05 | --> | 0.05 | 0.023 | 0.76 |  | --> | 0.048 | 0 | 0.016 | 0 | 0 | Constrained, otherwise capacity available =32 kW | --> | C18 ex WOODFORD | Woodford [T41,T42] | KNOCKEARAGH |  | 52.0474 | -9.4993
235624 | MV/LV Substation TE***624 |  | 20 kV | _ | LV | 50 kVA :Pole Substation | 0.05 | --> | 0.05 | 0 | 0 | Constrained, otherwise capacity available =39 kVA | --> | 0.048 | 0 | 0 | 0 | 0 | Constrained, otherwise capacity available =46 kW | --> | E11 ex BEALNABLATH | Bealnablath [T421] | BANDON |  | 51.8069 | -8.7584
064845Y | MV/LV Substation TH***845Y |  | 20 kV | _ | LV | 400 kVA :Kiosk Substation | 0.4 | --> | 0.4 | 0 | 0 | Constrained, otherwise capacity available =314 kVA | --> | 0.38 | 0 | 0.013 | 0 | 0 | Constrained, otherwise capacity available =358 kW | --> | E15 ex DULEEK | Duleek [T421,T422] | DRYBRIDGE |  | 53.6561 | -6.4269
144034 | MV/LV Substation CO***034 |  | 20 kV | _ | LV | 400 kVA :Kiosk Substation | 0.4 | --> | 0.4 | 0.346 | 2.78 |  | --> | 0.38 | 0 | 0.018 | 0 | 0 | Constrained, otherwise capacity available =359 kW | --> | E13 ex BALLYRAGGET | Ballyragget [T421,T422] | BALLYRAGGET |  | 52.7889 | -7.3389
010079 | MV/LV Substation KI***079 |  | 20 kV | _ | LV | 400 kVA :Kiosk Substation | 0.4 | --> | 0.4 | 0 | 0 | Constrained, otherwise capacity available =395 kVA | --> | 0.38 | 0 | 0 | 0 | 0 | Constrained, otherwise capacity available =379 kW | --> | E11 ex BALLYHALE | Ballyhale [T42,T421] | KILKENNY |  | 52.5352 | -7.1372
064561Y | MV/LV Substation FA***561Y |  | 20 kV | _ | LV | 200 kVA :Pole Substation | 0.2 | --> | 0.2 | 0 | 0 | Constrained, otherwise capacity available =128 kVA | --> | 0.19 | 0 | 0.005 | 0 | 0 | Constrained, otherwise capacity available =176 kW | --> | E21 ex SLANE | Slane [T421] | DRYBRIDGE |  | 53.7114 | -6.5418
0254320 | MV/LV Substation SP***4320 |  | 20 kV | _ | LV | 50 kVA :Pole Substation | 0.05 | --> | 0.05 | 0.05 | 2.96 |  | --> | 0.048 | 0 | 0 | 0 | 0 | Constrained, otherwise capacity available =48 kW | --> | E12 ex CHARLEVILLE | Charleville [T421,T422] | CHARLEVILLE |  | 52.3373 | -8.7134
162360 | MV/LV Substation CL***360 |  | 20 kV | _ | LV | 50 kVA :Pole Substation | 0.05 | --> | 0.05 | 0.04 | 0.25 |  | --> | 0.048 | 0 | 0.006 | 0 | 0 | Constrained, otherwise capacity available =42 kW | --> | C12 ex ROSSGEIR | Rossgeir [T41,T42] | LETTERKENNY |  | 54.7969 | -7.5518
365046 | MV/LV Substation FE***046 |  | 10 kV | _ | LV | 400 kVA :Kiosk Substation | 0.4 | --> | 0.4 | 0 | 0 | Constrained, otherwise capacity available =361 kVA | --> | 0.38 | 0 | 0 | 0.375 | 0 |  | --> | C17 ex WHITESTOWN | Whitestown [T41,T42] | COOKSTOWN |  | 53.2922 | -6.3964
0604270 | MV/LV Substation CA***4270 |  | 10 kV | _ | LV | 50 kVA :Pole Substation | 0.05 | --> | 0.05 | 0.037 | 2.57 |  | --> | 0.048 | 0 | 0 | 0 | 0 | Constrained, otherwise capacity available =46 kW | --> | C19 ex ERRIGAL | Errigal [T41,T422] | SHANKILL |  | 54.0614 | -7.0475
281030 | MV/LV Substation SH***030 |  | 10 kV | _ | LV | 400 kVA :Kiosk Substation | 0.4 | --> | 0.4 | 0.336 | 5.49 |  | --> | 0.38 | 0 | 0.017 | 0.359 | 0 |  | --> | C18 ex TRABEG | Trabeg [T101,T102] | TRABEG |  | 51.8711 | -8.4429
157187X | MV/LV Substation AN***187X |  | 20 kV | _ | LV | 200 kVA :Pole Substation | 0.2 | --> | 0.2 | 0.182 | 1.55 |  | --> | 0.19 | 0 | 0 | 0 | 0 | Constrained, otherwise capacity available =188 kW | --> | E11 ex CARRIGALLEN | Carrigallen [T421] | CARRICK ON SHANNON |  | 54.0566 | -7.8082
029105 | MV/LV Substation MA***105 |  | 10 kV | _ | LV | 630 kVA :Kiosk Substation | 0.63 | --> | 0.63 | 0 | 0 | Constrained, otherwise capacity available =387 kVA | --> | 0.598 | 0 | 0.02 | 0.5 | 0 |  | --> | C22 ex MIDLETON | Midleton [T101,T102] | MIDLETON |  | 51.9191 | -8.1712
075056 | MV/LV Substation BA***056 |  | 20 kV | _ | LV | 50 kVA :Pole Substation | 0.05 | --> | 0.05 | 0.017 | 0.58 |  | --> | 0.048 | 0 | 0 | 0 | 0 | Constrained, otherwise capacity available =43 kW | --> | E11 ex FERNS | Ferns [T421] | CRANE |  | 52.6328 | -6.5496
002738 | MV/LV Substation ST***738 |  | 10 kV | _ | LV | 400 kVA :Kiosk Substation | 0.4 | --> | 0.4 | 0.228 | 4.51 |  | --> | 0.38 | 0 | 0.008 | 0.35 | 0 |  | --> | C21 ex BOGHALL ROAD | Boghall Road [T41,T42] | FASSAROE |  | 53.2019 | -6.1063
293664X | MV/LV Substation NE***664X |  | 20 kV | _ | LV | 50 kVA :Pole Substation | 0.05 | --> | 0.05 | 0 | 0 | Constrained, otherwise capacity available =38 kVA | --> | 0.048 | 0 | 0 | 0 | 0 | Constrained, otherwise capacity available =46 kW | --> | E17 ex BALTINGLASS | Baltinglass [T421,T422] | STRATFORD |  | 52.9238 | -6.6773
062582Y | MV/LV Substation BO***582Y |  | 10 kV | _ | LV | 100 kVA :Pole Substation | 0.1 | --> | 0.1 | 0.094 | 5.69 |  | --> | 0.095 | 0 | 0 | 0 | 0 | Constrained, otherwise capacity available =94 kW | --> | C19 ex RAMPARTS | Ramparts [T41,T42] | DUNDALK |  | 54.0174 | -6.3944
008670Z | MV/LV Substation GR***670Z |  | 10 kV | _ | LV | 1000 kVA :Building Structure | 1 | --> | 1 | 0 | 0 | Constrained, otherwise capacity available =532 kVA | --> | 0.95 | 0 | 0 | 0 | 0 | Constrained, otherwise capacity available =898 kW | --> | C20 ex KNOCKMULLEN | Knockmullen [T42,T421] | GREAT ISLAND |  | 52.3821 | -6.9539
238950 | MV/LV Substation BR***950 |  | 20 kV | _ | LV | 50 kVA :Pole Substation | 0.05 | --> | 0.05 | 0 | 0 | Constrained, otherwise capacity available =32 kVA | --> | 0.048 | 0 | 0 | 0 | 0 | Constrained, otherwise capacity available =45 kW | --> | E14 ex BALLINROBE | Ballinrobe [T421,T422] | DALTON |  | 53.6811 | -9.216
065449Z | MV/LV Substation IR***449Z |  | 20 kV | _ | LV | 50 kVA :Pole Substation | 0.05 | --> | 0.05 | 0 | 0 | Constrained, otherwise capacity available =47 kVA | --> | 0.048 | 0 | 0 | 0 | 0 | Constrained, otherwise capacity available =47 kW | --> | E23 ex BALTRASNA | Baltrasna [T121,T122] | BALTRASNA |  | 53.5613 | -6.4674
305386 | MV/LV Substation FE***386 |  | 20 kV | _ | LV | 200 kVA :Pole Substation | 0.2 | --> | 0.2 | 0.087 | 4.61 |  | --> | 0.19 | 0 | 0.009 | 0 | 0 | Constrained, otherwise capacity available =167 kW | --> | E12 ex LUMCLOON | Lumcloon [T421,T422] | DALLOW |  | 53.2732 | -7.8296
260528 | MV/LV Substation NE***528 |  | 20 kV | _ | LV | 100 kVA :Pole Substation | 0.1 | --> | 0.1 | 0.079 | 1.67 |  | --> | 0.095 | 0 | 0 | 0.092 | 0 |  | --> | E18 ex NEWPORT | Newport [T421] | CARROWBEG |  | 53.8893 | -9.5244
0934079 | MV/LV Substation HO***4079 |  | 10 kV | _ | LV | 630 kVA :Building Structure | 0.63 | --> | 0.63 | 0 | 0 | Constrained, otherwise capacity available =25 kVA | --> | 0.598 | 0 | 0 | 0.5 | 0 |  | --> | C26 ex POPPINTREE | Poppintree [T101,T102] | FINGLAS |  | 53.417 | -6.2903
039376 | MV/LV Substation GL***376 |  | 10 kV | _ | LV | 400 kVA :Kiosk Substation | 0.4 | --> | 0.4 | 0 | 0 | Constrained, otherwise capacity available =349 kVA | --> | 0.38 | 0 | 0 | 0 | 0 | Constrained, otherwise capacity available =373 kW | --> | C13 ex MONEENAGEISHA | Moneenageisha [T41,T42] | GALWAY 110KV |  | 53.2765 | -9.0426
054395Y | MV/LV Substation MO***395Y |  | 10 kV | _ | LV | 400 kVA :Kiosk Substation | 0.4 | --> | 0.4 | 0 | 0 | Constrained, otherwise capacity available =373 kVA | --> | 0.38 | 0 | 0.006 | 0 | 0 | Constrained, otherwise capacity available =372 kW | --> | C18 ex MOUNTRATH | Mountrath [T41,T42] | PORTLAOISE |  | 53.002 | -7.4699
116742X | MV/LV Substation SI***742X |  | 10 kV | _ | LV | 100 kVA :Pole Substation | 0.1 | --> | 0.1 | 0.097 | 7.32 |  | --> | 0.095 | 0 | 0 | 0.095 | 0 |  | --> | C13 ex CARROWBEG | Carrowbeg [T41,T42] | CARROWBEG |  | 53.8059 | -9.5136
006664 | MV/LV Substation ES***664 |  | 10 kV | _ | LV | 30 kVA :Pole Substation | 0.03 | --> | 0.03 | 0.005 | 4.38 |  | --> | 0.028 | 0 | 0.008 | 0.019 | 0 |  | --> | E11 ex CRANE | Crane [T122] | CRANE |  | 52.516 | -6.5621
029042 | MV/LV Substation OA***042 |  | 10 kV | _ | LV | 100 kVA :Pole Substation | 0.1 | --> | 0.1 | 0 | 0 | Constrained, otherwise capacity available =82 kVA | --> | 0.095 | 0 | 0.01 | 0.085 | 0 |  | --> | C22 ex MIDLETON | Midleton [T101,T102] | MIDLETON |  | 51.9126 | -8.1856
345698 | MV/LV Substation SL***698 |  | 20 kV | _ | LV | 400 kVA :Kiosk Substation | 0.4 | --> | 0.4 | 0 | 0 | Constrained, otherwise capacity available =298 kVA | --> | 0.38 | 0 | 0.009 | 0.359 | 0 |  | --> | E16 ex MANORHAMILTON | Manorhamilton [T422] | SLIGO |  | 54.304 | -8.1795
046138 | MV/LV Substation BE***138 |  | 10 kV | _ | LV | 200 kVA :Pole Substation | 0.2 | --> | 0.2 | 0.125 | 5.48 |  | --> | 0.19 | 0 | 0 | 0.18 | 0 |  | --> | C11 ex BALLYTIVNAN | Ballytivnan [T41,T42] | SLIGO |  | 54.2836 | -8.4692
048410 | MV/LV Substation CL***410 |  | 20 kV | _ | LV | 50 kVA :Pole Substation | 0.05 | --> | 0.05 | 0.049 | 2.03 |  | --> | 0.048 | 0 | 0 | 0 | 0 | Constrained, otherwise capacity available =47 kW | --> | E16 ex MOHILL | Mohill [T421,T422] | CARRICK ON SHANNON |  | 53.8532 | -7.9074
049236 | MV/LV Substation CR***236 |  | 10 kV | _ | LV | 50 kVA :Pole Substation | 0.05 | --> | 0.05 | 0.042 | 0.21 |  | --> | 0.048 | 0 | 0 | 0 | 0 | Constrained, otherwise capacity available =46 kW | --> | E19 ex LONGFORD | Longford [T421,T422] | RICHMOND |  | 53.6971 | -7.8011
037013 | MV/LV Substation WO***013 |  | 10 kV | _ | LV | 100 kVA :Pole Substation | 0.1 | --> | 0.1 | 0 | 0 | Constrained, otherwise capacity available =72 kVA | --> | 0.095 | 0 | 0.016 | 0 | 0 | Constrained, otherwise capacity available =79 kW | --> | C15 ex ENNIS NORTH | Ennis North [T41,T42] | ENNIS |  | 52.8523 | -9.0137
004924 | MV/LV Substation BA***924 |  | 10 kV | _ | LV | 50 kVA :Pole Substation | 0.05 | --> | 0.05 | 0.039 | 0.45 |  | --> | 0.048 | 0 | 0 | 0 | 0 | Constrained, otherwise capacity available =46 kW | --> | C12 ex KILMAGIG | Kilmagig [T42] | ARKLOW |  | 52.8661 | -6.2244
265817X | MV/LV Substation MC***817X |  | 20 kV | _ | LV | 400 kVA :Kiosk Substation | 0.4 | --> | 0.4 | 0.255 | 2.56 |  | --> | 0.38 | 0 | 0 | 0.36 | 0 |  | --> | C18 ex KILLESHANDRA | Killeshandra [T41,T42] | GORTAWEE |  | 53.9591 | -7.5269
036881 | MV/LV Substation OO***881 |  | 20 kV | _ | LV | 50 kVA :Pole Substation | 0.05 | --> | 0.05 | 0 | 0 | Constrained, otherwise capacity available =38 kVA | --> | 0.048 | 0 | 0 | 0 | 0 | Constrained, otherwise capacity available =46 kW | --> | E18 ex GARRANACANTY | Garranacanty [T421,T422] | TIPPERARY |  | 52.5307 | -8.2646
4954045 | MV/LV Substation B ***4045 |  | 20 kV | _ | LV | 50 kVA :Pole Substation | 0.05 | --> | 0.05 | 0.049 | 1.5 |  | --> | 0.048 | 0 | 0 | 0.047 | 0 |  | --> | E17 ex ACHILL | Achill [T422] | CARROWBEG |  | 53.9903 | -10.0411
204357X | MV/LV Substation DR***357X |  | 20 kV | _ | LV | 50 kVA :Pole Substation | 0.05 | --> | 0.05 | 0 | 0 | Constrained, otherwise capacity available =49 kVA | --> | 0.048 | 0 | 0 | 0 | 0 | Constrained, otherwise capacity available =47 kW | --> | E17 ex BUNCRANA | Buncrana [T421,T422] | TRILLICK |  | 55.0625 | -7.3406
009445X | MV/LV Substation RH***445X |  | 20 kV | _ | LV | 200 kVA :Pole Substation | 0.2 | --> | 0.2 | 0.141 | 8.16 |  | --> | 0.19 | 0 | 0 | 0 | 0 | Constrained, otherwise capacity available =182 kW | --> | C17 ex MOUNT MISERY | Mount Misery [T41,T42] | WATERFORD |  | 52.2979 | -7.054
066124Z | MV/LV Substation PE***124Z |  | 10 kV | _ | LV | 50 kVA :Pole Substation | 0.05 | --> | 0.05 | 0 | 0 | Constrained, otherwise capacity available =45 kVA | --> | 0.048 | 0 | 0 | 0 | 0 | Constrained, otherwise capacity available =47 kW | --> | C13 ex MALAHIDE | Malahide [T41,T42] | GLASMORE |  | 53.4403 | -6.1978
066196Y | MV/LV Substation AL***196Y |  | 20 kV | _ | LV | 400 kVA :Kiosk Substation | 0.4 | --> | 0.4 | 0 | 0 | Constrained, otherwise capacity available =196 kVA | --> | 0.38 | 0 | 0.121 | 0 | 0 | Constrained, otherwise capacity available =262 kW | --> | E15 ex ASHBOURNE | Ashbourne [T421,T422] | FINGLAS |  | 53.5052 | -6.3957
021457X | MV/LV Substation BA***457X |  | 10 kV | _ | LV | 50 kVA :Pole Substation | 0.05 | --> | 0.05 | 0.029 | 6.78 |  | --> | 0.048 | 0 | 0 | 0.044 | 0 |  | --> | C35 ex CASTLEVIEW | Castleview [T101,T102] | CASTLEVIEW |  | 51.8978 | -8.3503
067224X | MV/LV Substation PL***224X |  | 10 kV | _ | LV | 400 kVA :Kiosk Substation | 0.4 | --> | 0.4 | 0.227 | 13.8 |  | --> | 0.38 | 0 | 0.005 | 0.352 | 0 |  | --> | C18 ex SINGLAND | Singland [T101,T102] | SINGLAND |  | 52.6671 | -8.5732
053282 | MV/LV Substation ID***282 |  | 10 kV | _ | LV | 200 kVA :Pole Substation | 0.2 | --> | 0.2 | 0 | 0 | Constrained, otherwise capacity available =94 kVA | --> | 0.19 | 0 | 0 | 0.175 | 0 |  | --> | C17 ex CLONMINCH | Clonminch [T41,T422] | THORNSBERRY |  | 53.2679 | -7.4912
176843X | MV/LV Substation CL***843X |  | 20 kV | _ | LV | 100 kVA :Pole Substation | 0.1 | --> | 0.1 | 0.094 | 18.78 |  | --> | 0.095 | 0 | 0 | 0.094 | 0 |  | --> | E18 ex HARTNETTS CROSS | Hartnetts Cross [T121,T422] | MACROOM |  | 51.9307 | -9.0205
009645Y | MV/LV Substation RO***645Y |  | 10 kV | _ | LV | 100 kVA :Pole Substation | 0.1 | --> | 0.1 | 0.1 | 8.16 |  | --> | 0.095 | 0 | 0 | 0 | 0 | Constrained, otherwise capacity available =95 kW | --> | C13 ex MOUNT MISERY | Mount Misery [T41,T42] | WATERFORD |  | 52.2623 | -7.0959
0464060 | MV/LV Substation HA***4060 |  | 10 kV | _ | LV | 50 kVA :Pole Substation | 0.05 | --> | 0.05 | 0.05 | 5.48 |  | --> | 0.048 | 0 | 0 | 0.048 | 0 |  | --> | C17 ex BALLYTIVNAN | Ballytivnan [T41,T42] | SLIGO |  | 54.2575 | -8.4356
167512Y | MV/LV Substation BA***512Y |  | 20 kV | _ | LV | 400 kVA :Building Structure | 0.4 | --> | 0.4 | 0 | 0 | Constrained, otherwise capacity available =400 kVA | --> | 0.38 | 0 | 0 | 0 | 0 | Constrained, otherwise capacity available =380 kW | --> | E16 ex WHITECHURCH | Whitechurch [T421,T422] | KILBARRY |  | 51.9526 | -8.4669
214174 | MV/LV Substation BA***174 |  | 10 kV | _ | LV | 50 kVA :Pole Substation | 0.05 | --> | 0.05 | 0 | 0 | Constrained, otherwise capacity available =46 kVA | --> | 0.048 | 0 | 0 | 0 | 0 | Constrained, otherwise capacity available =47 kW | --> | C14 ex DRUMQUIN | Drumquin [T42] | ENNIS |  | 52.7784 | -9.0227
015988 | MV/LV Substation BI***988 |  | 20 kV | _ | LV | 100 kVA :Pole Substation | 0.1 | --> | 0.1 | 0 | 0 | Constrained, otherwise capacity available =94 kVA | --> | 0.095 | 0 | 0 | 0 | 0 | Constrained, otherwise capacity available =94 kW | --> | E14 ex BLESSINGTON | Blessington [T421,T422] | KILTEEL |  | 53.1273 | -6.5937
064151Y | MV/LV Substation SL***151Y |  | 20 kV | _ | LV | 50 kVA :Pole Substation | 0.05 | --> | 0.05 | 0 | 0 | Constrained, otherwise capacity available =47 kVA | --> | 0.048 | 0 | 0 | 0 | 0 | Constrained, otherwise capacity available =47 kW | --> | C17 ex DRYBRIDGE | Drybridge [T41,T42] | DRYBRIDGE |  | 53.72 | -6.4778
136958Y | MV/LV Substation DO***958Y |  | 10 kV | _ | LV | 50 kVA :Pole Substation | 0.05 | --> | 0.05 | 0 | 0 | Constrained, otherwise capacity available =50 kVA | --> | 0.048 | 0 | 0 | 0 | 0 | Constrained, otherwise capacity available =48 kW | --> | C22 ex ROSCOMMON | Roscommon [T41,T42] | LANESBORO |  | 53.6348 | -8.1175
042689 | MV/LV Substation DE***689 |  | 20 kV | _ | LV | 50 kVA :Pole Substation | 0.05 | --> | 0.05 | 0 | 0 | Constrained, otherwise capacity available =40 kVA | --> | 0.048 | 0 | 0 | 0 | 0 | Constrained, otherwise capacity available =46 kW | --> | C18 ex KNOCKAPHUNTA | Knockaphunta [T41,T42] | CASTLEBAR |  | 53.8537 | -9.375
030589 | MV/LV Substation LI***589 |  | 20 kV | _ | LV | 50 kVA :Pole Substation | 0.05 | --> | 0.05 | 0 | 0 | Constrained, otherwise capacity available =23 kVA | --> | 0.048 | 0 | 0 | 0 | 0 | Constrained, otherwise capacity available =44 kW | --> | C13 ex CLOYNE | Cloyne [T41] | MIDLETON |  | 51.8943 | -7.9816
065984 | MV/LV Substation TH***984 |  | 20 kV | _ | LV | 50 kVA :Pole Substation | 0.05 | --> | 0.05 | 0 | 0 | Constrained, otherwise capacity available =45 kVA | --> | 0.048 | 0 | 0 | 0 | 0 | Constrained, otherwise capacity available =47 kW | --> | E18 ex GLASMORE | Glasmore [T421,T422] | GLASMORE |  | 53.5523 | -6.2098
0074405 | MV/LV Substation RO***4405 |  | 10 kV | _ | LV | 400 kVA :Kiosk Substation | 0.4 | --> | 0.4 | 0 | 0 | Constrained, otherwise capacity available =400 kVA | --> | 0.38 | 0 | 0 | 0 | 0 | Constrained, otherwise capacity available =380 kW | --> | C18 ex MULGANNON | Mulgannon [T41,T42] | WEXFORD |  | 52.3226 | -6.4603
0814214 | MV/LV Substation SU***4214 |  | 10 kV | _ | LV | 400 kVA :Kiosk Substation | 0.4 | --> | 0.4 | 0 | 0 | Constrained, otherwise capacity available =374 kVA | --> | 0.38 | 0 | 0 | 0 | 0 | Constrained, otherwise capacity available =376 kW | --> | C12 ex CASTLEKNOCK | Castleknock [T41,T42] | FINGLAS |  | 53.3651 | -6.3882
001581 | MV/LV Substation UR***581 |  | 10 kV | _ | LV | 400 kVA :Building Structure | 0.4 | --> | 0.4 | 0.347 | 13.42 |  | --> | 0.38 | 0 | 0.009 | 0.366 | 0 |  | --> | C20 ex POTTERY ROAD | Pottery Road [T101,T102] | CARRICKMINES |  | 53.2618 | -6.1447
067613Y | MV/LV Substation SH***613Y |  | 10 kV | _ | LV | 400 kVA :Building Structure | 0.4 | --> | 0.4 | 0.204 | 6.81 |  | --> | 0.38 | 0 | 0.165 | 0.23 | 0 |  | --> | C05 ex AHANE | Ahane [T102] | AHANE |  | 52.6644 | -8.5073
281088 | MV/LV Substation BA***088 |  | 10 kV | _ | LV | 630 kVA :Building Structure | 0.63 | --> | 0.63 | 0.396 | 4.67 |  | --> | 0.598 | 0 | 0.08 | 0.5 | 0 |  | --> | C28 ex CENTRE PARK ROAD | Marina [T105,T106] | MARINA |  | 51.8894 | -8.445
034456 | MV/LV Substation CA***456 |  | 20 kV | _ | LV | 50 kVA :Pole Substation | 0.05 | --> | 0.05 | 0.028 | 5.88 |  | --> | 0.048 | 0 | 0.005 | 0 | 0 | Constrained, otherwise capacity available =41 kW | --> | C14 ex ARDGEEHA | Ardgeeha [T41,T42] | DOON |  | 52.3994 | -7.6945
164856 | MV/LV Substation KN***856 |  | 10 kV | _ | LV | 100 kVA :Pole Substation | 0.1 | --> | 0.1 | 0.036 | 0.88 |  | --> | 0.095 | 0 | 0.14 | 0 | 0 |  | --> | C22 ex ROSS CARBERY | Ross Carbery [T41,T42] | DUNMANWAY |  | 51.6085 | -9.1652
089147X | MV/LV Substation FA***147X |  | 20 kV | _ | LV | 200 kVA :Kiosk Substation | 0.2 | --> | 0.2 | 0.152 | 3.56 |  | --> | 0.19 | 0 | 0.003 | 0 | 0 | Constrained, otherwise capacity available =181 kW | --> | E22 ex ENNISCRONE | Enniscrone [T421,T422] | MOY |  | 54.249 | -8.878
417395 | MV/LV Substation LI***395 |  | 20 kV | _ | LV | 50 kVA :Pole Substation | 0.05 | --> | 0.05 | 0.044 | 8.5 |  | --> | 0.048 | 0 | 0 | 0 | 0 | Constrained, otherwise capacity available =47 kW | --> | E14 ex ARIGNA | Arigna [T121] | ARIGNA |  | 54.0752 | -8.1019
293118Y | MV/LV Substation BO***118Y |  | 20 kV | _ | LV | 50 kVA :Pole Substation | 0.05 | --> | 0.05 | 0 | 0 | Constrained, otherwise capacity available =21 kVA | --> | 0.048 | 0 | 0 | 0 | 0 | Constrained, otherwise capacity available =43 kW | --> | E20 ex BALTINGLASS | Baltinglass [T421,T422] | STRATFORD |  | 52.9563 | -6.8223
1174099 | MV/LV Substation NU***4099 |  | 20 kV | _ | LV | 200 kVA :Pole Substation | 0.2 | --> | 0.2 | 0 | 0 | Constrained, otherwise capacity available =200 kVA | --> | 0.19 | 0 | 0 | 0.19 | 0 |  | --> | E17 ex MANORHAMILTON | Manorhamilton [T422] | SLIGO |  | 54.221 | -8.2949
014995Z | MV/LV Substation DU***995Z |  | 10 kV | _ | LV | 400 kVA :Building Structure | 0.4 | --> | 0.4 | 0.374 | 0.63 |  | --> | 0.38 | 0 | 0 | 0 | 0 | Constrained, otherwise capacity available =376 kW | --> | C17 ex KILCULLEN | Kilcullen [T41,T42,T424] | STRATFORD |  | 53.1299 | -6.7432
154376Z | MV/LV Substation CO***376Z |  | 10 kV | _ | LV | 400 kVA :Building Structure | 0.4 | --> | 0.4 | 0 | 0 | Constrained, otherwise capacity available =350 kVA | --> | 0.38 | 0 | 0.035 | 0 | 0 | Constrained, otherwise capacity available =347 kW | --> | C11 ex BALLYCOOLIN | Ballycoolin [T41,T42,T43] | FINGLAS |  | 53.412 | -6.3612
125458 | MV/LV Substation CA***458 |  | 20 kV | _ | LV | 100 kVA :Pole Substation | 0.1 | --> | 0.1 | 0 | 0 | Constrained, otherwise capacity available =94 kVA | --> | 0.095 | 0 | 0 | 0 | 0 | Constrained, otherwise capacity available =94 kW | --> | C15 ex CLOONLOUGH | Cloonlough [T41,T42] | BARRYMORE |  | 52.2413 | -8.3429
139421X | MV/LV Substation DR***421X |  | 10 kV | _ | LV | 50 kVA :Pole Substation | 0.05 | --> | 0.05 | 0.049 | 4 |  | --> | 0.048 | 0 | 0 | 0 | 0 | Constrained, otherwise capacity available =47 kW | --> | C17 ex BALLYJAMESDUFF | Ballyjamesduff [T41,T42] | SHANKILL |  | 53.8669 | -7.2687
1254101 | MV/LV Substation BA***4101 |  | 20 kV | _ | LV | 50 kVA :Pole Substation | 0.05 | --> | 0.05 | 0 | 0 | Constrained, otherwise capacity available =50 kVA | --> | 0.048 | 0 | 0 | 0 | 0 | Constrained, otherwise capacity available =48 kW | --> | C15 ex CLOONLOUGH | Cloonlough [T41,T42] | BARRYMORE |  | 52.2457 | -8.35
052469X | MV/LV Substation CO***469X |  | 20 kV | _ | LV | 100 kVA :Pole Substation | 0.1 | --> | 0.1 | 0.09 | 10.9 |  | --> | 0.095 | 0 | 0 | 0.094 | 0 |  | --> | C25 ex MULLINGAR | Mullingar [T101,T102] | MULLINGAR |  | 53.542 | -7.3922
461158 | MV/LV Substation CA***158 |  | 10 kV | _ | LV | 50 kVA :Pole Substation | 0.05 | --> | 0.05 | 0.015 | 2.33 |  | --> | 0.048 | 0 | 0 | 0 | 0 | Constrained, otherwise capacity available =42 kW | --> | E17 ex MOY | Moy [T421,T422] | MOY |  | 54.1161 | -9.1758
081338X | MV/LV Substation A ***338X |  | 10 kV | _ | LV | 400 kVA :Kiosk Substation | 0.4 | --> | 0.4 | 0 | 0 | Constrained, otherwise capacity available =350 kVA | --> | 0.38 | 0 | 0.006 | 0.369 | 0 |  | --> | C20 ex BALGADDY | Balgaddy [T41,T42] | GRANGE CASTLE |  | 53.3463 | -6.441
0174173 | MV/LV Substation FA***4173 |  | 20 kV | _ | LV | 50 kVA :Pole Substation | 0.05 | --> | 0.05 | 0.05 | 1.58 |  | --> | 0.048 | 0 | 0 | 0 | 0 | Constrained, otherwise capacity available =48 kW | --> | C17 ex FOYNES | Foynes [T41,T42] | RATHKEALE |  | 52.5907 | -9.2019
068174X | MV/LV Substation DA***174X |  | 10 kV | _ | LV | 630 kVA :Kiosk Substation | 0.63 | --> | 0.63 | 0 | 0 | Constrained, otherwise capacity available =491 kVA | --> | 0.598 | 0 | 0.005 | 0.5 | 0 |  | --> | C12 ex GLASNEVIN | Glasnevin [T41] | FINGLAS |  | 53.3656 | -6.2571
2094232 | MV/LV Substation RO***4232 |  | 20 kV | _ | LV | 50 kVA :Pole Substation | 0.05 | --> | 0.05 | 0 | 0 | Constrained, otherwise capacity available =47 kVA | --> | 0.048 | 0 | 0 | 0 | 0 | Constrained, otherwise capacity available =47 kW | --> | C21 ex MILFORD (NR) | Milford (nr) [T41,T42] | LETTERKENNY |  | 55.192 | -7.8096
4264075 | MV/LV Substation SA***4075 |  | 20 kV | _ | LV | 630 kVA :Kiosk Substation | 0.63 | --> | 0.63 | 0 | 0 | Constrained, otherwise capacity available =605 kVA | --> | 0.598 | 0 | 0.01 | 0 | 0 | Constrained, otherwise capacity available =588 kW | --> | E16 ex DINGLE | Dingle [T421,T422] | OUGHTRAGH |  | 52.1398 | -10.266
065300Z | MV/LV Substation CH***300Z |  | 10 kV | _ | LV | 200 kVA :Kiosk Substation | 0.2 | --> | 0.2 | 0 | 0 | Constrained, otherwise capacity available =148 kVA | --> | 0.19 | 0 | 0.009 | 0.176 | 0 |  | --> | C21 ex STEPHENSTOWN | Stephenstown [T101,T102] | FINGLAS |  | 53.6142 | -6.2014
0694058 | MV/LV Substation MA***4058 |  | 10 kV | _ | LV | 1000 kVA :Building Structure | 1 | --> | 1 | 0.5 | 2.93 |  | --> | 0.95 | 0 | 0.047 | 0.5 | 0 |  | --> | C11 ex DODDER ROAD | Dodder Road [T42] | MILLTOWN (DR) |  | 53.3075 | -6.2701
049901X | MV/LV Substation AG***901X |  | 10 kV | _ | LV | 50 kVA :Pole Substation | 0.05 | --> | 0.05 | 0 | 0 | Constrained, otherwise capacity available =42 kVA | --> | 0.048 | 0 | 0 | 0 | 0 | Constrained, otherwise capacity available =46 kW | --> | C17 ex AGHAMORE | Aghamore [T41,T42] | LANESBORO |  | 53.6738 | -7.9748
058260X | MV/LV Substation CO***260X |  | 10 kV | _ | LV | 100 kVA :Pole Substation | 0.1 | --> | 0.1 | 0 | 0 | Constrained, otherwise capacity available =67 kVA | --> | 0.095 | 0 | 0.01 | 0 | 0 | Constrained, otherwise capacity available =83 kW | --> | C11 ex KYLEERAGH | Kyleeragh [T41,T42] | NENAGH |  | 52.8696 | -8.2093
142510X | MV/LV Substation ME***510X |  | 20 kV | _ | LV | 100 kVA :Pole Substation | 0.1 | --> | 0.1 | 0 | 0 | Constrained, otherwise capacity available =72 kVA | --> | 0.095 | 0 | 0 | 0 | 0 | Constrained, otherwise capacity available =91 kW | --> | E21 ex ATHENRY | Athenry [T423] | GALWAY 110KV |  | 53.4221 | -8.5776
365952X | MV/LV Substation RU***952X |  | 10 kV | _ | LV | 630 kVA :Kiosk Substation | 0.63 | --> | 0.63 | 0.495 | 13.91 |  | --> | 0.598 | 0 | 0.002 | 0.5 | 0 |  | --> | C23 ex COOKSTOWN | Cookstown [T101,T102] | CARRICKMINES |  | 53.2824 | -6.4042
062854 | MV/LV Substation DR***854 |  | 10 kV | _ | LV | 100 kVA :Pole Substation | 0.1 | --> | 0.1 | 0.08 | 1.03 |  | --> | 0.095 | 0 | 0.015 | 0 | 0 | Constrained, otherwise capacity available =81 kW | --> | C18 ex LITTLE MILLS | Little Mills [T41] | DUNDALK |  | 53.9219 | -6.4053
006508X | MV/LV Substation WE***508X |  | 10 kV | _ | LV | 200 kVA :Pole Substation | 0.2 | --> | 0.2 | 0.13 | 4.38 |  | --> | 0.19 | 0 | 0.011 | 0.172 | 0 |  | --> | E11 ex CRANE | Crane [T122] | CRANE |  | 52.521 | -6.5584
116012 | MV/LV Substation QU***012 |  | 10 kV | _ | LV | 100 kVA :Pole Substation | 0.1 | --> | 0.1 | 0.084 | 7.32 |  | --> | 0.095 | 0 | 0.005 | 0.089 | 0 |  | --> | C11 ex CARROWBEG | Carrowbeg [T41,T42] | CARROWBEG |  | 53.7978 | -9.5492
069531 | MV/LV Substation WY***531 |  | 10 kV | _ | LV | 630 kVA :Kiosk Substation | 0.63 | --> | 0.63 | 0.416 | 0.87 |  | --> | 0.598 | 0 | 0.027 | 0.5 | 0 |  | --> | C17 ex GARVILLE AVENUE | Garville Avenue [T42] | MILLTOWN (DR) |  | 53.3222 | -6.2671
071805 | MV/LV Substation CU***805 |  | 10 kV | _ | LV | 100 kVA :Pole Substation | 0.1 | --> | 0.1 | 0.085 | 5.58 |  | --> | 0.095 | 0 | 0.01 | 0.086 | 0 |  | --> | C14 ex KILCOOLE | Kilcoole [T41,T42] | FASSAROE |  | 53.1104 | -6.088
288672 | MV/LV Substation LE***672 |  | 10 kV | _ | LV | 200 kVA :Building Structure | 0.2 | --> | 0.2 | 0 | 0 | Constrained, otherwise capacity available =164 kVA | --> | 0.19 | 0 | 0.016 | 0.173 | 0 |  | --> | C18 ex LOUGHLINSTOWN | Loughlinstown [T41,T42] | CARRICKMINES |  | 53.2331 | -6.1702
031164Y | MV/LV Substation GL***164Y |  | 20 kV | _ | LV | 50 kVA :Pole Substation | 0.05 | --> | 0.05 | 0 | 0 | Constrained, otherwise capacity available =49 kVA | --> | 0.048 | 0 | 0 | 0 | 0 | Constrained, otherwise capacity available =47 kW | --> | C17 ex COLLIGAN | Colligan [T41,T42] | DUNGARVAN |  | 52.0713 | -7.6791
139152Z | MV/LV Substation LO***152Z |  | 10 kV | _ | LV | 200 kVA :Kiosk Substation | 0.2 | --> | 0.2 | 0.174 | 2.68 |  | --> | 0.19 | 0 | 0.009 | 0 | 0 | Constrained, otherwise capacity available =180 kW | --> | C17 ex OLDCASTLE | Oldcastle [T41,T422] | MULLINGAR |  | 53.7689 | -7.1669
019017 | MV/LV Substation BO***017 |  | 10 kV | _ | LV | 630 kVA :Kiosk Substation | 0.63 | --> | 0.63 | 0 | 2.18 |  | --> | 0.598 | 0 | 0 | 0 | 0 | Constrained, otherwise capacity available =530 kW | --> | C18 ex BALLYRICKARD | Ballyrickard [T41,T42] | TRALEE |  | 52.2696 | -9.7142
082311Z | MV/LV Substation IR***311Z |  | 20 kV | _ | LV | 100 kVA :Pole Substation | 0.1 | --> | 0.1 | 0 | 0 | Constrained, otherwise capacity available =93 kVA | --> | 0.095 | 0 | 0 | 0 | 0 | Constrained, otherwise capacity available =94 kW | --> | E19 ex SLANE | Slane [T421] | DRYBRIDGE |  | 53.7753 | -6.6258
151389 | MV/LV Substation RA***389 |  | 10 kV | _ | LV | 50 kVA :Pole Substation | 0.05 | --> | 0.05 | 0 | 0 | Constrained, otherwise capacity available =38 kVA | --> | 0.048 | 0 | 0 | 0 | 0 | Constrained, otherwise capacity available =46 kW | --> | C16 ex GARRYSPILLANE | Garryspillane [T41] | TIPPERARY |  | 52.3267 | -8.4827
059771X | MV/LV Substation RA***771X |  | 10 kV | _ | LV | 100 kVA :Pole Substation | 0.1 | --> | 0.1 | 0 | 0 | Constrained, otherwise capacity available =66 kVA | --> | 0.095 | 0 | 0.008 | 0 | 0 | Constrained, otherwise capacity available =84 kW | --> | C22 ex CAVAN | Cavan [T42,T421] | SHANKILL |  | 53.9988 | -7.3531
001287 | MV/LV Substation MI***287 |  | 10 kV | _ | LV | 400 kVA :Kiosk Substation | 0.4 | --> | 0.4 | 0 | 0 | Constrained, otherwise capacity available =216 kVA | --> | 0.38 | 0 | 0.067 | 0.304 | 0 |  | --> | C13 ex LOUGHLINSTOWN | Loughlinstown [T41,T42] | CARRICKMINES |  | 53.253 | -6.1172
093095 | MV/LV Substation CA***095 |  | 10 kV | _ | LV | 1000 kVA :Building Structure | 1 | --> | 1 | 0 | 0 | Constrained, otherwise capacity available =613 kVA | --> | 0.95 | 0 | 0 | 0 | 0 | Constrained, otherwise capacity available =905 kW | --> | C17 ex BALLYCOOLIN | Ballycoolin [T41,T42,T43] | FINGLAS |  | 53.3949 | -6.3281
161633X | MV/LV Substation TI***633X |  | 20 kV | _ | LV | 50 kVA :Pole Substation | 0.05 | --> | 0.05 | 0 | 0 | Constrained, otherwise capacity available =42 kVA | --> | 0.048 | 0 | 0 | 0 | 0 | Constrained, otherwise capacity available =46 kW | --> | C12 ex SPIDDAL |  |  |  | 53.2452 | -9.3524
066250 | MV/LV Substation BA***250 |  | 10 kV | _ | LV | 400 kVA :Kiosk Substation | 0.4 | --> | 0.4 | 0 | 0 | Constrained, otherwise capacity available =314 kVA | --> | 0.38 | 0 | 0.015 | 0.357 | 0 |  | --> | C20 ex SUTTON | Sutton [T41,T42] | GRANGE (DR) |  | 53.3768 | -6.0635
031091Y | MV/LV Substation CL***091Y |  | 20 kV | _ | LV | 50 kVA :Pole Substation | 0.05 | --> | 0.05 | 0 | 0 | Constrained, otherwise capacity available =33 kVA | --> | 0.048 | 0 | 0.017 | 0 | 0 | Constrained, otherwise capacity available =32 kW | --> | E17 ex SPRINGS | Springs [T421,T422] | DUNGARVAN |  | 52.0865 | -7.5627
1544327 | MV/LV Substation ST***4327 |  | 10 kV | _ | LV | 50 kVA :Pole Substation | 0.05 | --> | 0.05 | 0 | 0 | Constrained, otherwise capacity available =39 kVA | --> | 0.048 | 0 | 0 | 0 | 0 | Constrained, otherwise capacity available =46 kW | --> | C26 ex MONEYCOOLEY | Moneycooley [T41,T42,T44] | GRIFFINRATH |  | 53.3875 | -6.5977
007832Z | MV/LV Substation CK***832Z |  | 20 kV | _ | LV | 50 kVA :Pole Substation | 0.05 | --> | 0.05 | 0.045 | 0.2 |  | --> | 0.048 | 0 | 0 | 0 | 0 | Constrained, otherwise capacity available =47 kW | --> | E15 ex BEALISTOWN | Bealistown [T421,T422] | GREAT ISLAND |  | 52.2391 | -6.7243
036868X | MV/LV Substation GE***868X |  | 20 kV | _ | LV | 200 kVA :Pole Substation | 0.2 | --> | 0.2 | 0 | 0 | Constrained, otherwise capacity available =197 kVA | --> | 0.19 | 0 | 0.02 | 0 | 0 | Constrained, otherwise capacity available =175 kW | --> | E20 ex GARRANACANTY | Garranacanty [T421,T422] | TIPPERARY |  | 52.5214 | -8.0847
244251 | MV/LV Substation GO***251 |  | 20 kV | _ | LV | 50 kVA :Pole Substation | 0.05 | --> | 0.05 | 0 | 0 | Constrained, otherwise capacity available =46 kVA | --> | 0.048 | 0 | 0 | 0 | 0 | Constrained, otherwise capacity available =47 kW | --> | E18 ex MILLTOWN (SR) | Milltown (sr) [T421,T422] | OUGHTRAGH |  | 52.1696 | -9.6093
009268Y | MV/LV Substation GP***268Y |  | 20 kV | _ | LV | 50 kVA :Pole Substation | 0.05 | --> | 0.05 | 0.041 | 8.16 |  | --> | 0.048 | 0 | 0 | 0 | 0 | Constrained, otherwise capacity available =46 kW | --> | C17 ex MOUNT MISERY | Mount Misery [T41,T42] | WATERFORD |  | 52.2887 | -7.0662
281456 | MV/LV Substation ME***456 |  | 10 kV | _ | LV | 400 kVA :Kiosk Substation | 0.4 | --> | 0.4 | 0.244 | 5.49 |  | --> | 0.38 | 0 | 0.06 | 0.314 | 0 |  | --> | C12 ex TRABEG | Trabeg [T101,T102] | TRABEG |  | 51.8852 | -8.4661
119965 | MV/LV Substation TH***965 |  | 20 kV | _ | LV | 100 kVA :Pole Substation | 0.1 | --> | 0.1 | 0 | 0 | Constrained, otherwise capacity available =80 kVA | --> | 0.095 | 0 | 0 | 0 | 0 | Constrained, otherwise capacity available =92 kW | --> | C15 ex KANTURK | Kanturk [T41,T42] | GLENLARA |  | 52.1661 | -8.8202
050696Y | MV/LV Substation KE***696Y |  | 20 kV | _ | LV | 50 kVA :Pole Substation | 0.05 | --> | 0.05 | 0 | 0 | Constrained, otherwise capacity available =48 kVA | --> | 0.048 | 0 | 0 | 0 | 0 | Constrained, otherwise capacity available =47 kW | --> | C24 ex ATHLONE | Athlone [T41,T42] | ATHLONE |  | 53.3785 | -8.0586
058871X | MV/LV Substation GA***871X |  | 20 kV | _ | LV | 50 kVA :Pole Substation | 0.05 | --> | 0.05 | 0 | 0 | Constrained, otherwise capacity available =49 kVA | --> | 0.048 | 0 | 0 | 0 | 0 | Constrained, otherwise capacity available =47 kW | --> | C17 ex KYLEERAGH | Kyleeragh [T41,T42] | NENAGH |  | 53.0139 | -8.2186
249009 | MV/LV Substation TW***009 |  | 10 kV | _ | LV | 400 kVA :Kiosk Substation | 0.4 | --> | 0.4 | 0 | 0 | Constrained, otherwise capacity available =257 kVA | --> | 0.38 | 0 | 0.018 | 0 | 0 | Constrained, otherwise capacity available =347 kW | --> | C20 ex LISMORE | Lismore [T41,T42] | DUNGARVAN |  | 52.1475 | -7.8532
071471 | MV/LV Substation GL***471 |  | 10 kV | _ | LV | 400 kVA :Kiosk Substation | 0.4 | --> | 0.4 | 0 | 0 | Constrained, otherwise capacity available =272 kVA | --> | 0.38 | 0 | 0 | 0.362 | 0 |  | --> | C14 ex GREYSTONES | Greystones [T41,T42] | FASSAROE |  | 53.1422 | -6.1276
042076 | MV/LV Substation RA***076 |  | 10 kV | _ | LV | 630 kVA :Kiosk Substation | 0.63 | --> | 0.63 | 0.5 | 1.51 |  | --> | 0.598 | 0 | 0.015 | 0 | 0 | Constrained, otherwise capacity available =580 kW | --> | C19 ex TURLOUGH ROAD | Turlough Road [T43] | CASTLEBAR |  | 53.861 | -9.2995
050117X | MV/LV Substation CU***117X |  | 20 kV | _ | LV | 200 kVA :Pole Substation | 0.2 | --> | 0.2 | 0 | 0 | Constrained, otherwise capacity available =146 kVA | --> | 0.19 | 0 | 0 | 0 | 0 | Constrained, otherwise capacity available =182 kW | --> | C22 ex ATHLONE | Athlone [T41,T42] | ATHLONE |  | 53.4735 | -8.1442
037934 | MV/LV Substation ED***934 |  | 10 kV | _ | LV | 50 kVA :Pole Substation | 0.05 | --> | 0.05 | 0 | 0 | Constrained, otherwise capacity available =36 kVA | --> | 0.048 | 0 | 0 | 0 | 0 | Constrained, otherwise capacity available =46 kW | --> | C20 ex CAHIRCALLA | Cahircalla [T41,T42] | ENNIS |  | 52.8186 | -9.0078
025921 | MV/LV Substation TH***921 |  | 10 kV | _ | LV | 100 kVA :Pole Substation | 0.1 | --> | 0.1 | 0.084 | 2.96 |  | --> | 0.095 | 0 | 0 | 0 | 0 | Constrained, otherwise capacity available =93 kW | --> | E17 ex CHARLEVILLE | Charleville [T421,T422] | CHARLEVILLE |  | 52.3555 | -8.6875
0094352 | MV/LV Substation MC***4352 |  | 20 kV | _ | LV | 630 kVA :Kiosk Substation | 0.63 | --> | 0.63 | 0 | 0 | Constrained, otherwise capacity available =630 kVA | --> | 0.598 | 0 | 0 | 0 | 0 | Constrained, otherwise capacity available =598 kW | --> | E11 ex KILCARRAGH | Kilcarragh [T421,T422] | BUTLERSTOWN |  | 52.2291 | -7.0605
009013 | MV/LV Substation GO***013 |  | 10 kV | _ | LV | 400 kVA :Kiosk Substation | 0.4 | --> | 0.4 | 0.37 | 8.16 |  | --> | 0.38 | 0 | 0.015 | 0 | 0 | Constrained, otherwise capacity available =365 kW | --> | C13 ex MOUNT MISERY | Mount Misery [T41,T42] | WATERFORD |  | 52.2689 | -7.1218
001207 | MV/LV Substation LA***207 |  | 10 kV | _ | LV | 200 kVA :Kiosk Substation | 0.2 | --> | 0.2 | 0.158 | 4.01 |  | --> | 0.19 | 0 | 0.005 | 0.18 | 0 |  | --> | C15 ex BALLINCLEA | Ballinclea [T41] | CHERRYWOOD |  | 53.2614 | -6.1243
156315X | MV/LV Substation CO***315X |  | 20 kV | _ | LV | 100 kVA :Pole Substation | 0.1 | --> | 0.1 | 0 | 0 | Constrained, otherwise capacity available =74 kVA | --> | 0.095 | 0 | 0.05 | 0 | 0 | Constrained, otherwise capacity available =54 kW | --> | E14 ex EMYVALE | Emyvale [T422] | LISDRUM |  | 54.3584 | -7.0523
026107 | MV/LV Substation BR***107 |  | 10 kV | _ | LV | 630 kVA :Kiosk Substation | 0.63 | --> | 0.63 | 0.5 | 8.66 |  | --> | 0.598 | 0 | 0.011 | 0 | 0 | Constrained, otherwise capacity available =588 kW | --> | C14 ex BANDON | Bandon [T101,T42] | BANDON |  | 51.7475 | -8.7151
160716Y | MV/LV Substation VI***716Y |  | 20 kV | _ | LV | 50 kVA :Pole Substation | 0.05 | --> | 0.05 | 0.047 | 0.12 |  | --> | 0.048 | 0 | 0.005 | 0.043 | 0 |  | --> | E64 ex ATHY | Athy [T101,T102] | ATHY |  | 53.0633 | -7.0861
081142 | MV/LV Substation LY***142 |  | 10 kV | _ | LV | 400 kVA :Kiosk Substation | 0.4 | --> | 0.4 | 0 | 0 | Constrained, otherwise capacity available =261 kVA | --> | 0.38 | 0 | 0.024 | 0.343 | 0 |  | --> | C13 ex INCHICORE NORTH | Inchicore North [T41] | INCHICORE 220KV |  | 53.3426 | -6.3449
248263 | MV/LV Substation RA***263 |  | 20 kV | _ | LV | 50 kVA :Pole Substation | 0.05 | --> | 0.05 | 0.048 | 0.33 |  | --> | 0.048 | 0 | 0 | 0 | 0 | Constrained, otherwise capacity available =47 kW | --> | E33 ex TRIM | Trim [T421] | NAVAN |  | 53.4998 | -6.8046
281707X | MV/LV Substation CH***707X |  | 10 kV | _ | LV | 400 kVA :Kiosk Substation | 0.4 | --> | 0.4 | 0.284 | 5.49 |  | --> | 0.38 | 0 | 0.029 | 0.342 | 0 |  | --> | C19 ex TRABEG | Trabeg [T101,T102] | TRABEG |  | 51.8642 | -8.4376
0694189 | MV/LV Substation BA***4189 |  | 10 kV | _ | LV | 1000 kVA :Building Structure | 1 | --> | 1 | 0.5 | 17.78 |  | --> | 0.95 | 0 | 0 | 0.5 | 0 |  | --> | C24 ex RINGSEND | Ringsend [T101,T102] | POOLBEG |  | 53.339 | -6.2142
001780 | MV/LV Substation ME***780 |  | 10 kV | _ | LV | 400 kVA :Kiosk Substation | 0.4 | --> | 0.4 | 0.296 | 1.16 |  | --> | 0.38 | 0 | 0.014 | 0.355 | 0 |  | --> | C18 ex MOUNT MERRION | Mount Merrion [T41,T42] | CARRICKMINES |  | 53.2985 | -6.2029
142899X | MV/LV Substation KI***899X |  | 20 kV | _ | LV | 100 kVA :Pole Substation | 0.1 | --> | 0.1 | 0 | 0 | Constrained, otherwise capacity available =78 kVA | --> | 0.095 | 0 | 0.006 | 0 | 0 | Constrained, otherwise capacity available =88 kW | --> | E21 ex ATHENRY | Athenry [T423] | GALWAY 110KV |  | 53.4172 | -8.7246
066445X | MV/LV Substation SO***445X |  | 10 kV | _ | LV | 400 kVA :Kiosk Substation | 0.4 | --> | 0.4 | 0 | 0 | Constrained, otherwise capacity available =285 kVA | --> | 0.38 | 0 | 0.064 | 0 | 0 | Constrained, otherwise capacity available =317 kW | --> | C19 ex MALAHIDE | Malahide [T41,T42] | GLASMORE |  | 53.454 | -6.1666
001760 | MV/LV Substation CO***760 |  | 10 kV | _ | LV | 200 kVA :Kiosk Substation | 0.2 | --> | 0.2 | 0.15 | 13.42 |  | --> | 0.19 | 0 | 0.023 | 0.166 | 0 |  | --> | C20 ex POTTERY ROAD | Pottery Road [T101,T102] | CARRICKMINES |  | 53.2633 | -6.1468
041073Y | MV/LV Substation CL***073Y |  | 10 kV | _ | LV | 50 kVA :Pole Substation | 0.05 | --> | 0.05 | 0 | 0 | Constrained, otherwise capacity available =26 kVA | --> | 0.048 | 0 | 0 | 0 | 0 | Constrained, otherwise capacity available =44 kW | --> | E12 ex DALTON | Dalton [T421,T422] | DALTON |  | 53.7289 | -8.9934
067544Y | MV/LV Substation CL***544Y |  | 20 kV | _ | LV | 50 kVA :Pole Substation | 0.05 | --> | 0.05 | 0 | 0 | Constrained, otherwise capacity available =47 kVA | --> | 0.048 | 0 | 0 | 0 | 0 | Constrained, otherwise capacity available =47 kW | --> | E18 ex CRATLOE | Cratloe [T421,T422] | ARDNACRUSHA |  | 52.7184 | -8.797
054202Z | MV/LV Substation MU***202Z |  | 10 kV | _ | LV | 100 kVA :Pole Substation | 0.1 | --> | 0.1 | 0.094 | 2.78 |  | --> | 0.095 | 0 | 0.01 | 0 | 0 | Constrained, otherwise capacity available =87 kW | --> | E16 ex BALLYRAGGET | Ballyragget [T421,T422] | BALLYRAGGET |  | 52.8456 | -7.3936
021763Y | MV/LV Substation CR***763Y |  | 10 kV | _ | LV | 400 kVA :Kiosk Substation | 0.4 | --> | 0.4 | 0 | 0 | Constrained, otherwise capacity available =342 kVA | --> | 0.38 | 0 | 0.02 | 0.357 | 0 |  | --> | C12 ex RIVERSTOWN | Riverstown [T41,T42] | KILBARRY |  | 51.9351 | -8.3935
081385Z | MV/LV Substation GR***385Z |  | 10 kV | _ | LV | 400 kVA :Kiosk Substation | 0.4 | --> | 0.4 | 0 | 0 | Constrained, otherwise capacity available =250 kVA | --> | 0.38 | 0 | 0.076 | 0 | 0 | Constrained, otherwise capacity available =303 kW | --> | C16 ex MONEYCOOLEY | Moneycooley [T41,T42,T44] | GRIFFINRATH |  | 53.3675 | -6.5807
293590X | MV/LV Substation TU***590X |  | 20 kV | _ | LV | 100 kVA :Pole Substation | 0.1 | --> | 0.1 | 0.091 | 0.43 |  | --> | 0.095 | 0 | 0 | 0 | 0 | Constrained, otherwise capacity available =94 kW | --> | E12 ex TULLOW | Tullow [T421,T422] | CARLOW |  | 52.8075 | -6.7259
004050 | MV/LV Substation TH***050 |  | 10 kV | _ | LV | 400 kVA :Kiosk Substation | 0.4 | --> | 0.4 | 0.37 | 18.08 |  | --> | 0.38 | 0 | 0 | 0.376 | 0 |  | --> | C17 ex ARKLOW | Arklow [T101,T102] | ARKLOW |  | 52.7965 | -6.1453
0684327 | MV/LV Substation JO***4327 |  | 10 kV | _ | LV | 1000 kVA :Building Structure | 1 | --> | 1 | 0.5 | 1.37 |  | --> | 0.95 | 0 | 0 | 0.5 | 0 |  | --> | C11 ex SOUTH KING STREET | South King Street [T41,T42] | FRANCIS STREET |  | 53.3401 | -6.258
0014164 | MV/LV Substation GR***4164 |  | 10 kV | _ | LV | 1000 kVA :Building Structure | 1 | --> | 1 | 0.5 | 15.18 |  | --> | 0.95 | 0 | 0 | 0.5 | 0 |  | --> | C21 ex CENTRAL PARK | Central Park [T101,T102] | CARRICKMINES |  | 53.2819 | -6.1941
049412Z | MV/LV Substation CL***412Z |  | 20 kV | _ | LV | 50 kVA :Pole Substation | 0.05 | --> | 0.05 | 0.05 | 0.21 |  | --> | 0.048 | 0 | 0 | 0 | 0 | Constrained, otherwise capacity available =48 kW | --> | E17 ex LONGFORD | Longford [T421,T422] | RICHMOND |  | 53.7619 | -7.7464
064022Z | MV/LV Substation GR***022Z |  | 10 kV | _ | LV | 200 kVA :Kiosk Substation | 0.2 | --> | 0.2 | 0 | 0 | Constrained, otherwise capacity available =95 kVA | --> | 0.19 | 0 | 0.063 | 0 | 0 | Constrained, otherwise capacity available =128 kW | --> | C12 ex MORNINGTON ROAD | Mornington Road [T41,T42] | DRYBRIDGE |  | 53.7049 | -6.3124
0164017 | MV/LV Substation OL***4017 |  | 10 kV | _ | LV | 630 kVA :Kiosk Substation | 0.63 | --> | 0.63 | 0 | 0 | Constrained, otherwise capacity available =576 kVA | --> | 0.598 | 0 | 0.036 | 0 | 0 | Constrained, otherwise capacity available =564 kW | --> | C22 ex CELBRIDGE | Celbridge [T41,T42] | GRIFFINRATH |  | 53.3404 | -6.5592
157201 | MV/LV Substation LI***201 |  | 20 kV | _ | LV | 630 kVA :Building Structure | 0.63 | --> | 0.63 | 0.5 | 2.03 |  | --> | 0.598 | 0 | 0 | 0 | 0 | Constrained, otherwise capacity available =596 kW | --> | E15 ex MOHILL | Mohill [T421,T422] | CARRICK ON SHANNON |  | 54.0515 | -7.7938
059343X | MV/LV Substation AR***343X |  | 10 kV | _ | LV | 200 kVA :Pole Substation | 0.2 | --> | 0.2 | 0 | 0 | Constrained, otherwise capacity available =177 kVA | --> | 0.19 | 0 | 0 | 0 | 0 | Constrained, otherwise capacity available =187 kW | --> | C18 ex CAVAN | Cavan [T42,T421] | SHANKILL |  | 53.9971 | -7.3769
054622Y | MV/LV Substation TR***622Y |  | 10 kV | _ | LV | 200 kVA :Kiosk Substation | 0.2 | --> | 0.2 | 0 | 0 | Constrained, otherwise capacity available =156 kVA | --> | 0.19 | 0 | 0.005 | 0 | 0 | Constrained, otherwise capacity available =180 kW | --> | C15 ex PALLAS | Pallas [T41,T42] | PORTLAOISE |  | 53.0414 | -7.3033
0684522 | MV/LV Substation CO***4522 |  | 10 kV | _ | LV | 1000 kVA :Building Structure | 1 | --> | 1 | 0.5 | 6.65 |  | --> | 0.95 | 0 | 0 | 0.5 | 0 |  | --> | C14 ex EAST WALL ROAD | East Wall Road [T41,T42] | MCDERMOTT |  | 53.3493 | -6.2326
065694 | MV/LV Substation OB***694 |  | 20 kV | _ | LV | 50 kVA :Pole Substation | 0.05 | --> | 0.05 | 0 | 0 | Constrained, otherwise capacity available =38 kVA | --> | 0.048 | 0 | 0 | 0 | 0 | Constrained, otherwise capacity available =46 kW | --> | E18 ex GLASMORE | Glasmore [T421,T422] | GLASMORE |  | 53.544 | -6.1977
004466X | MV/LV Substation NO***466X |  | 10 kV | _ | LV | 400 kVA :Kiosk Substation | 0.4 | --> | 0.4 | 0.337 | 18.08 |  | --> | 0.38 | 0 | 0 | 0.371 | 0 |  | --> | C21 ex ARKLOW | Arklow [T101,T102] | ARKLOW |  | 52.7969 | -6.1471
0694145 | MV/LV Substation TW***4145 |  | 10 kV | _ | LV | 1000 kVA :Building Structure | 1 | --> | 1 | 0 | 0 | Constrained, otherwise capacity available =921 kVA | --> | 0.95 | 0 | 0 | 0.5 | 0 |  | --> | C12 ex BALLYBODEN | Ballyboden [T41,T42] | COOKSTOWN |  | 53.2795 | -6.3119
0014186 | MV/LV Substation ST***4186 |  | 10 kV | _ | LV | 1000 kVA :Building Structure | 1 | --> | 1 | 0.5 | 15.18 |  | --> | 0.95 | 0 | 0 | 0.5 | 0 |  | --> | C21 ex CENTRAL PARK | Central Park [T101,T102] | CARRICKMINES |  | 53.2818 | -6.1941
021090X | MV/LV Substation CO***090X |  | 10 kV | _ | LV | 400 kVA :Kiosk Substation | 0.4 | --> | 0.4 | 0 | 0 | Constrained, otherwise capacity available =313 kVA | --> | 0.38 | 0 | 0.009 | 0.361 | 0 |  | --> | C18 ex MAYFIELD | Mayfield [T41,T42] | KILBARRY |  | 51.9088 | -8.4387
033447 | MV/LV Substation DE***447 |  | 10 kV | _ | LV | 50 kVA :Pole Substation | 0.05 | --> | 0.05 | 0 | 0 | Constrained, otherwise capacity available =43 kVA | --> | 0.048 | 0 | 0 | 0 | 0 | Constrained, otherwise capacity available =46 kW | --> | C16 ex DEERPARK | Deerpark [T41,T42] | BALLYDINE |  | 52.353 | -7.4566
002775 | MV/LV Substation RI***775 |  | 10 kV | _ | LV | 200 kVA :Kiosk Substation | 0.2 | --> | 0.2 | 0.106 | 2.36 |  | --> | 0.19 | 0 | 0.036 | 0.15 | 0 |  | --> | C19 ex BRAY | Bray [T41,T42] | FASSAROE |  | 53.1923 | -6.1204
064354 | MV/LV Substation CR***354 |  | 20 kV | _ | LV | 50 kVA :Pole Substation | 0.05 | --> | 0.05 | 0 | 0 | Constrained, otherwise capacity available =50 kVA | --> | 0.048 | 0 | 0 | 0 | 0 | Constrained, otherwise capacity available =48 kW | --> | E15 ex DULEEK | Duleek [T421,T422] | DRYBRIDGE |  | 53.6841 | -6.4253
068933 | MV/LV Substation AB***933 |  | 10 kV | _ | LV | 400 kVA :Kiosk Substation | 0.4 | --> | 0.4 | 0.26 | 3 |  | --> | 0.38 | 0 | 0.013 | 0.351 | 0 |  | --> | C33 ex INCHICORE CENTRAL | Inchicore Central [T43,T45] | INCHICORE 220KV |  | 53.3389 | -6.3247
254513 | MV/LV Substation WO***513 |  | 20 kV | _ | LV | 200 kVA :Building Structure | 0.2 | --> | 0.2 | 0 | 0 | Constrained, otherwise capacity available =199 kVA | --> | 0.19 | 0 | 0.005 | 0 | 0 | Constrained, otherwise capacity available =186 kW | --> | C23 ex TUAM NORTH | Tuam North [T41,T42] | CLOON |  | 53.5755 | -9.0043
013404X | MV/LV Substation KI***404X |  | 20 kV | _ | LV | 400 kVA :Building Structure | 0.4 | --> | 0.4 | 0.121 | 0.12 | Constrained, otherwise capacity available =336 kVA | --> | 0.38 | 0 | 0 | 0.371 | 0 |  | --> | C12 ex ATHY | Athy [T101,T102] | ATHY |  | 52.9439 | -6.887
023715X | MV/LV Substation BA***715X |  | 10 kV | _ | LV | 100 kVA :Pole Substation | 0.1 | --> | 0.1 | 0 | 0 | Constrained, otherwise capacity available =55 kVA | --> | 0.095 | 0 | 0 | 0 | 0 | Constrained, otherwise capacity available =89 kW | --> | E14 ex CASTLELYONS | Castlelyons [T421,T422] | BARRYMORE |  | 52.0809 | -8.2253
0154320 | MV/LV Substation KN***4320 |  | 10 kV | _ | LV | 200 kVA :Kiosk Substation | 0.2 | --> | 0.2 | 0 | 0 | Constrained, otherwise capacity available =200 kVA | --> | 0.19 | 0 | 0 | 0 | 0 | Constrained, otherwise capacity available =190 kW | --> | C16 ex JOHNSTOWN | Johnstown [T41,T42] | KILTEEL |  | 53.2362 | -6.6211
253579X | MV/LV Substation MI***579X |  | 20 kV | _ | LV | 50 kVA :Pole Substation | 0.05 | --> | 0.05 | 0 | 0 | Constrained, otherwise capacity available =36 kVA | --> | 0.048 | 0 | 0.006 | 0 | 0 | Constrained, otherwise capacity available =41 kW | --> | C23 ex TUAM NORTH | Tuam North [T41,T42] | CLOON |  | 53.6163 | -8.9042
050273X | MV/LV Substation BE***273X |  | 20 kV | _ | LV | 400 kVA :Kiosk Substation | 0.4 | --> | 0.4 | 0 | 0 | Constrained, otherwise capacity available =262 kVA | --> | 0.38 | 0 | 0.036 | 0 | 0 | Constrained, otherwise capacity available =334 kW | --> | C22 ex ATHLONE | Athlone [T41,T42] | ATHLONE |  | 53.4249 | -7.9796
015968 | MV/LV Substation OS***968 |  | 10 kV | _ | LV | 100 kVA :Pole Substation | 0.1 | --> | 0.1 | 0.094 | 12.6 |  | --> | 0.095 | 0 | 0.006 | 0.09 | 0 |  | --> | C23 ex MONREAD | Monread [T101,T102] | MONREAD |  | 53.2391 | -6.681
069419 | MV/LV Substation SU***419 |  | 10 kV | _ | LV | 1000 kVA :Building Structure | 1 | --> | 1 | 0 | 0 | Constrained, otherwise capacity available =730 kVA | --> | 0.95 | 0 | 0.01 | 0.5 | 0 |  | --> | C18 ex BALLYMOUNT | Ballymount [T41,T42] | INCHICORE 220KV |  | 53.3165 | -6.3407
0694182 | MV/LV Substation CR***4182 |  | 10 kV | _ | LV | 630 kVA :Kiosk Substation | 0.63 | --> | 0.63 | 0.5 | 4.91 |  | --> | 0.598 | 0 | 0 | 0.5 | 0 |  | --> | C14 ex CRUMLIN | Crumlin [T41,T42] | INCHICORE 220KV |  | 53.3163 | -6.3219
003457Y | MV/LV Substation BO***457Y |  | 10 kV | _ | LV | 400 kVA :Kiosk Substation | 0.4 | --> | 0.4 | 0.252 | 11.58 |  | --> | 0.38 | 0 | 0.07 | 0 | 0 | Constrained, otherwise capacity available =307 kW | --> | C25 ex BALLYBEG | Ballybeg [T101,T102] | CARRICKMINES |  | 52.9867 | -6.0632
281013Y | MV/LV Substation MU***013Y |  | 10 kV | _ | LV | 630 kVA :Building Structure | 0.63 | --> | 0.63 | 0 | 0 | Constrained, otherwise capacity available =469 kVA | --> | 0.598 | 0 | 0.02 | 0.5 | 0 |  | --> | C11 ex BISHOPSTOWN | Bishopstown [T41,T42] | KILBARRY |  | 51.8927 | -8.5105
003538 | MV/LV Substation GL***538 |  | 10 kV | _ | LV | 100 kVA :Pole Substation | 0.1 | --> | 0.1 | 0.079 | 11.58 |  | --> | 0.095 | 0 | 0.005 | 0 | 0 | Constrained, otherwise capacity available =88 kW | --> | C19 ex BALLYBEG | Ballybeg [T101,T102] | CARRICKMINES |  | 53.0197 | -6.1448
111803Y | MV/LV Substation DR***803Y |  | 20 kV | _ | LV | 50 kVA :Pole Substation | 0.05 | --> | 0.05 | 0 | 0 | Constrained, otherwise capacity available =50 kVA | --> | 0.048 | 0 | 0 | 0 | 0 | Constrained, otherwise capacity available =48 kW | --> | C12 ex BANTRY | Bantry [T41,T42] | BALLYLICKY |  | 51.6621 | -9.4701
066009Y | MV/LV Substation MI***009Y |  | 10 kV | _ | LV | 200 kVA :Kiosk Substation | 0.2 | --> | 0.2 | 0 | 0 | Constrained, otherwise capacity available =115 kVA | --> | 0.19 | 0 | 0.021 | 0.162 | 0 |  | --> | C18 ex MOUNTGORRY | Mountgorry [T41,T42] | GRANGE (DR) |  | 53.4521 | -6.2056
0314274 | MV/LV Substation ST***4274 |  | 20 kV | _ | LV | 50 kVA :Pole Substation | 0.05 | --> | 0.05 | 0 | 0 | Constrained, otherwise capacity available =50 kVA | --> | 0.048 | 0 | 0 | 0 | 0 | Constrained, otherwise capacity available =48 kW | --> | E16 ex KILMACTHOMAS | Kilmacthomas [T421,T422] | DUNGARVAN |  | 52.1338 | -7.4542
006715Y | MV/LV Substation MO***715Y |  | 10 kV | _ | LV | 100 kVA :Pole Substation | 0.1 | --> | 0.1 | 0.069 | 3.12 |  | --> | 0.095 | 0 | 0 | 0 | 0 | Constrained, otherwise capacity available =91 kW | --> | C14 ex BELLFIELD | Bellfield [T41,T42] | CRANE |  | 52.512 | -6.5673
139840X | MV/LV Substation TU***840X |  | 20 kV | _ | LV | 50 kVA :Pole Substation | 0.05 | --> | 0.05 | 0 | 0 | Constrained, otherwise capacity available =34 kVA | --> | 0.048 | 0 | 0 | 0 | 0 | Constrained, otherwise capacity available =45 kW | --> | E21 ex FINEA | Finea [T421,T422] | SHANKILL |  | 53.8446 | -7.3017
039414 | MV/LV Substation FE***414 |  | 10 kV | _ | LV | 630 kVA :Kiosk Substation | 0.63 | --> | 0.63 | 0 | 0 | Constrained, otherwise capacity available =590 kVA | --> | 0.598 | 0 | 0 | 0.5 | 0 |  | --> | C21 ex GALWAY 110KV | Galway 110kv [T102,T103] | GALWAY 110KV |  | 53.2864 | -8.9839
054086 | MV/LV Substation MI***086 |  | 20 kV | _ | LV | 200 kVA :Kiosk Substation | 0.2 | --> | 0.2 | 0 | 0 | Constrained, otherwise capacity available =107 kVA | --> | 0.19 | 0 | 0.027 | 0 | 0 | Constrained, otherwise capacity available =157 kW | --> | E12 ex PORTLAOISE | Portlaoise [T423,T424] | PORTLAOISE |  | 53.0145 | -7.1497
137326 | MV/LV Substation BA***326 |  | 10 kV | _ | LV | 100 kVA :Pole Substation | 0.1 | --> | 0.1 | 0.083 | 3.74 |  | --> | 0.095 | 0 | 0 | 0 | 0 | Constrained, otherwise capacity available =93 kW | --> | C12 ex KILFLYNN | Kilflynn [T41,T42] | TRALEE |  | 52.3882 | -9.5485
067996Y | MV/LV Substation FI***996Y |  | 10 kV | _ | LV | 630 kVA :Kiosk Substation | 0.63 | --> | 0.63 | 0 | 0 | Constrained, otherwise capacity available =505 kVA | --> | 0.598 | 0 | 0.005 | 0 | 0 | Constrained, otherwise capacity available =577 kW | --> | C17 ex CORBALLY | Corbally [T41,T42] | ARDNACRUSHA |  | 52.6688 | -8.6167
0534143 | MV/LV Substation RA***4143 |  | 20 kV | _ | LV | 50 kVA :Pole Substation | 0.05 | --> | 0.05 | 0 | 0 | Constrained, otherwise capacity available =40 kVA | --> | 0.048 | 0 | 0 | 0.046 | 0 |  | --> | E20 ex CLONMINCH | Clonminch [T41,T422] | THORNSBERRY |  | 53.3022 | -7.3699
003468 | MV/LV Substation BA***468 |  | 10 kV | _ | LV | 50 kVA :Pole Substation | 0.05 | --> | 0.05 | 0 | 11.58 |  | --> | 0.048 | 0 | 0 | 0 | 0 | Constrained, otherwise capacity available =38 kW | --> | C25 ex BALLYBEG | Ballybeg [T101,T102] | CARRICKMINES |  | 52.9883 | -6.0524
034075 | MV/LV Substation AR***075 |  | 10 kV | _ | LV | 200 kVA :Kiosk Substation | 0.2 | --> | 0.2 | 0.157 | 0.57 |  | --> | 0.19 | 0 | 0.024 | 0 | 0 | Constrained, otherwise capacity available =166 kW | --> | C16 ex LAWLESSTOWN | Lawlesstown [T42,T421] | DOON |  | 52.3649 | -7.7126
244814X | MV/LV Substation AR***814X |  | 20 kV | _ | LV | 200 kVA :Kiosk Substation | 0.2 | --> | 0.2 | 0 | 0 | Constrained, otherwise capacity available =170 kVA | --> | 0.19 | 0 | 0.022 | 0 | 0 | Constrained, otherwise capacity available =170 kW | --> | E16 ex MILLTOWN (SR) | Milltown (sr) [T421,T422] | OUGHTRAGH |  | 52.0979 | -9.7846
020226 | MV/LV Substation MO***226 |  | 10 kV | _ | LV | 100 kVA :Pole Substation | 0.1 | --> | 0.1 | 0 | 0 | Constrained, otherwise capacity available =82 kVA | --> | 0.095 | 0 | 0.016 | 0 | 0 | Constrained, otherwise capacity available =81 kW | --> | C11 ex COOLCORCORAN | Coolcorcoran [T41,T42] | KNOCKEARAGH |  | 52.0626 | -9.5034
255212X | MV/LV Substation RO***212X |  | 10 kV | _ | LV | 50 kVA :Pole Substation | 0.05 | --> | 0.05 | 0.05 | 2.09 |  | --> | 0.048 | 0 | 0 | 0 | 0 | Constrained, otherwise capacity available =48 kW | --> | C17 ex KILCAR | Kilcar [T41] | BINBANE |  | 54.6473 | -8.6249
249014 | MV/LV Substation LI***014 |  | 10 kV | _ | LV | 400 kVA :Kiosk Substation | 0.4 | --> | 0.4 | 0 | 0 | Constrained, otherwise capacity available =382 kVA | --> | 0.38 | 0 | 0 | 0 | 0 | Constrained, otherwise capacity available =378 kW | --> | C22 ex LISMORE | Lismore [T41,T42] | DUNGARVAN |  | 52.1408 | -7.9328
093141Y | MV/LV Substation M.***141Y |  | 10 kV | _ | LV | 200 kVA :Pole Substation | 0.2 | --> | 0.2 | 0.143 | 5.82 |  | --> | 0.19 | 0 | 0.009 | 0.175 | 0 |  | --> | C22 ex COOLOCK | Coolock [T41,T42] | FINGLAS |  | 53.3891 | -6.1776
048138 | MV/LV Substation SE***138 |  | 20 kV | _ | LV | 50 kVA :Pole Substation | 0.05 | --> | 0.05 | 0.023 | 2.03 |  | --> | 0.048 | 0 | 0 | 0 | 0 | Constrained, otherwise capacity available =44 kW | --> | E15 ex MOHILL | Mohill [T421,T422] | CARRICK ON SHANNON |  | 54.0498 | -7.8118
209815X | MV/LV Substation FI***815X |  | 10 kV | _ | LV | 200 kVA :Pole Substation | 0.2 | --> | 0.2 | 0 | 0 | Constrained, otherwise capacity available =151 kVA | --> | 0.19 | 0 | 0 | 0 | 0 | Constrained, otherwise capacity available =183 kW | --> | C19 ex MILFORD (NR) | Milford (nr) [T41,T42] | LETTERKENNY |  | 55.0198 | -7.6531
010045 | MV/LV Substation BR***045 |  | 10 kV | _ | LV | 400 kVA :Kiosk Substation | 0.4 | --> | 0.4 | 0 | 0 | Constrained, otherwise capacity available =312 kVA | --> | 0.38 | 0 | 0.011 | 0 | 0 | Constrained, otherwise capacity available =360 kW | --> | C11 ex GRAIGUENAMANAGH | Graiguenamanagh [T41,T42] | KILKENNY |  | 52.5386 | -6.9625
014838Z | MV/LV Substation DR***838Z |  | 10 kV | _ | LV | 400 kVA :Building Structure | 0.4 | --> | 0.4 | 0 | 0 | Constrained, otherwise capacity available =299 kVA | --> | 0.38 | 0 | 0 | 0 | 0 | Constrained, otherwise capacity available =366 kW | --> | C17 ex MORRISTOWN | Morristown [T41,T42] | NEWBRIDGE |  | 53.1771 | -6.8015
046067 | MV/LV Substation HE***067 |  | 10 kV | _ | LV | 200 kVA :Building Structure | 0.2 | --> | 0.2 | 0 | 0 | Constrained, otherwise capacity available =172 kVA | --> | 0.19 | 0 | 0 | 0.186 | 0 |  | --> | C11 ex FINISKLIN | Finisklin [T41,T42] | SLIGO |  | 54.276 | -8.484
026561 | MV/LV Substation LI***561 |  | 10 kV | _ | LV | 100 kVA :Pole Substation | 0.1 | --> | 0.1 | 0.079 | 8.66 |  | --> | 0.095 | 0 | 0.056 | 0 | 0 | Constrained, otherwise capacity available =51 kW | --> | C17 ex BANDON | Bandon [T101,T42] | BANDON |  | 51.7773 | -8.7247
0824508 | MV/LV Substation OT***4508 |  | 20 kV | _ | LV | 50 kVA :Pole Substation | 0.05 | --> | 0.05 | 0 | 0 | Constrained, otherwise capacity available =50 kVA | --> | 0.048 | 0 | 0 | 0 | 0 | Constrained, otherwise capacity available =48 kW | --> | E19 ex SLANE | Slane [T421] | DRYBRIDGE |  | 53.7302 | -6.6537
021701X | MV/LV Substation DE***701X |  | 10 kV | _ | LV | 630 kVA :Kiosk Substation | 0.63 | --> | 0.63 | 0 | 0 | Constrained, otherwise capacity available =476 kVA | --> | 0.598 | 0 | 0.02 | 0.5 | 0 |  | --> | C17 ex KILBARRY | Kilbarry [T101,T43] | KILBARRY |  | 51.9162 | -8.4693
007021Y | MV/LV Substation NO***021Y |  | 10 kV | _ | LV | 200 kVA :Kiosk Substation | 0.2 | --> | 0.2 | 0 | 0 | Constrained, otherwise capacity available =149 kVA | --> | 0.19 | 0 | 0 | 0 | 0 | Constrained, otherwise capacity available =183 kW | --> | C11 ex MULGANNON | Mulgannon [T41,T42] | WEXFORD |  | 52.3347 | -6.4751
256487 | MV/LV Substation BA***487 |  | 20 kV | _ | LV | 200 kVA :Pole Substation | 0.2 | --> | 0.2 | 0.156 | 1.28 |  | --> | 0.19 | 0 | 0.005 | 0 | 0 | Constrained, otherwise capacity available =180 kW | --> | C22 ex CASTLEREA | Castlerea [T41,T42] | CARRICK ON SHANNON |  | 53.8382 | -8.3822
039764 | MV/LV Substation LA***764 |  | 10 kV | _ | LV | 400 kVA :Kiosk Substation | 0.4 | --> | 0.4 | 0 | 0 | Constrained, otherwise capacity available =365 kVA | --> | 0.38 | 0 | 0 | 0 | 0 | Constrained, otherwise capacity available =375 kW | --> | C18 ex HEADFORD ROAD | Headford Road [T41,T42] | GALWAY 110KV |  | 53.3088 | -9.0672
0324075 | MV/LV Substation DU***4075 |  | 20 kV | _ | LV | 400 kVA :Building Structure | 0.4 | --> | 0.4 | 0 | 0 | Constrained, otherwise capacity available =400 kVA | --> | 0.38 | 0 | 0 | 0 | 0 | Constrained, otherwise capacity available =380 kW | --> | E13 ex KILCARRAGH | Kilcarragh [T421,T422] | BUTLERSTOWN |  | 52.1466 | -6.9908
2334103 | MV/LV Substation KE***4103 |  | 20 kV | _ | LV | 400 kVA :Kiosk Substation | 0.4 | --> | 0.4 | 0 | 0 | Constrained, otherwise capacity available =387 kVA | --> | 0.38 | 0 | 0 | 0 | 0 | Constrained, otherwise capacity available =378 kW | --> | C21 ex CASTLEISLAND | Castleisland [T41,T42] | TRALEE |  | 52.1941 | -9.5372
127948X | MV/LV Substation PU***948X |  | 10 kV | _ | LV | 400 kVA :Building Structure | 0.4 | --> | 0.4 | 0 | 0 | Constrained, otherwise capacity available =355 kVA | --> | 0.38 | 0 | 0.005 | 0 | 0 | Constrained, otherwise capacity available =370 kW | --> | C15 ex LOUGHTAGALLA | Loughtagalla [T41,T42] | THURLES |  | 52.6788 | -7.7912
028043 | MV/LV Substation SP***043 |  | 10 kV | _ | LV | 400 kVA :Kiosk Substation | 0.4 | --> | 0.4 | 0.289 | 19.7 |  | --> | 0.38 | 0 | 0.027 | 0.344 | 0 |  | --> | C12 ex COW CROSS | Cow Cross [T102,T41] | COW CROSS |  | 51.8516 | -8.3062
365746X | MV/LV Substation UP***746X |  | 10 kV | _ | LV | 630 kVA :Building Structure | 0.63 | --> | 0.63 | 0 | 0 | Constrained, otherwise capacity available =522 kVA | --> | 0.598 | 0 | 0 | 0.5 | 0 |  | --> | C16 ex OLDBAWN | Oldbawn [T41,T42] | COOKSTOWN |  | 53.2882 | -6.3649
293127Z | MV/LV Substation BA***127Z |  | 20 kV | _ | LV | 50 kVA :Pole Substation | 0.05 | --> | 0.05 | 0 | 0 | Constrained, otherwise capacity available =46 kVA | --> | 0.048 | 0 | 0 | 0 | 0 | Constrained, otherwise capacity available =47 kW | --> | E17 ex BALTINGLASS | Baltinglass [T421,T422] | STRATFORD |  | 52.9323 | -6.6815
032640 | MV/LV Substation I/***640 |  | 20 kV | _ | LV | 50 kVA :Pole Substation | 0.05 | --> | 0.05 | 0 | 0 | Constrained, otherwise capacity available =44 kVA | --> | 0.048 | 0 | 0.006 | 0 | 0 | Constrained, otherwise capacity available =42 kW | --> | C21 ex TRAMORE | Tramore [T41,T42] | BUTLERSTOWN |  | 52.1548 | -7.2026
0294022 | MV/LV Substation BA***4022 |  | 20 kV | _ | LV | 50 kVA :Pole Substation | 0.05 | --> | 0.05 | 0 | 0 | Constrained, otherwise capacity available =47 kVA | --> | 0.048 | 0 | 0 | 0 | 0 | Constrained, otherwise capacity available =47 kW | --> | C13 ex CLOYNE | Cloyne [T41] | MIDLETON |  | 51.869 | -8.0673
136804X | MV/LV Substation HA***804X |  | 10 kV | _ | LV | 400 kVA :Kiosk Substation | 0.4 | --> | 0.4 | 0 | 0 | Constrained, otherwise capacity available =325 kVA | --> | 0.38 | 0 | 0.044 | 0 | 0 | Constrained, otherwise capacity available =337 kW | --> | C17 ex ROSCOMMON | Roscommon [T41,T42] | LANESBORO |  | 53.6271 | -8.1677
052027Y | MV/LV Substation HE***027Y |  | 10 kV | _ | LV | 50 kVA :Pole Substation | 0.05 | --> | 0.05 | 0 | 0 | Constrained, otherwise capacity available =50 kVA | --> | 0.048 | 0 | 0 | 0 | 0 | Constrained, otherwise capacity available =48 kW | --> | C17 ex DELVIN | Delvin [T41,T42] | MULLINGAR |  | 53.6697 | -7.0181
012160 | MV/LV Substation BE***160 |  | 10 kV | _ | LV | 200 kVA :Kiosk Substation | 0.2 | --> | 0.2 | 0 | 0 | Constrained, otherwise capacity available =68 kVA | --> | 0.19 | 0 | 0.025 | 0 | 0 | Constrained, otherwise capacity available =153 kW | --> | C11 ex POLLERTON | Pollerton [T41,T42] | CARLOW |  | 52.8471 | -6.901
334049 | MV/LV Substation OF***049 |  | 10 kV | _ | LV | 400 kVA :Kiosk Substation | 0.4 | --> | 0.4 | 0 | 0 | Constrained, otherwise capacity available =325 kVA | --> | 0.38 | 0 | 0.024 | 0.352 | 0 |  | --> | C11 ex SUTTON | Sutton [T41,T42] | GRANGE (DR) |  | 53.3843 | -6.0923
125250 | MV/LV Substation CO***250 |  | 20 kV | _ | LV | 50 kVA :Pole Substation | 0.05 | --> | 0.05 | 0.047 | 0.22 |  | --> | 0.048 | 0 | 0 | 0 | 0 | Constrained, otherwise capacity available =47 kW | --> | C16 ex KILSHANNY | Kilshanny [T41,T42] | CAHIR |  | 52.2848 | -8.1458
0124140 | MV/LV Substation DO***4140 |  | 10 kV | _ | LV | 200 kVA :Kiosk Substation | 0.2 | --> | 0.2 | 0 | 0 | Constrained, otherwise capacity available =148 kVA | --> | 0.19 | 0 | 0 | 0 | 0 | Constrained, otherwise capacity available =183 kW | --> | C24 ex POLLERTON | Pollerton [T41,T42] | CARLOW |  | 52.84 | -6.8964
026095 | MV/LV Substation SC***095 |  | 10 kV | _ | LV | 200 kVA :Pole Substation | 0.2 | --> | 0.2 | 0 | 0 | Constrained, otherwise capacity available =70 kVA | --> | 0.19 | 0 | 0.045 | 0 | 0 | Constrained, otherwise capacity available =138 kW | --> | C15 ex KINSALE | Kinsale [T41,T42] | BANDON |  | 51.7053 | -8.5163
062155X | MV/LV Substation LI***155X |  | 20 kV | _ | LV | 50 kVA :Pole Substation | 0.05 | --> | 0.05 | 0.045 | 2.33 |  | --> | 0.048 | 0 | 0.004 | 0 | 0 | Constrained, otherwise capacity available =44 kW | --> | C26 ex DUNDALK | Dundalk [T41,T42] | DUNDALK |  | 54.0078 | -6.4304
2544111 | MV/LV Substation GO***4111 |  | 10 kV | _ | LV | 400 kVA :Kiosk Substation | 0.4 | --> | 0.4 | 0 | 0 | Constrained, otherwise capacity available =368 kVA | --> | 0.38 | 0 | 0.01 | 0 | 0 | Constrained, otherwise capacity available =368 kW | --> | C18 ex HEADFORD | Headford [T41,T42] | CLOON |  | 53.4743 | -9.0992
2884007 | MV/LV Substation SU***4007 |  | 10 kV | _ | LV | 400 kVA :Building Structure | 0.4 | --> | 0.4 | 0.347 | 1.16 |  | --> | 0.38 | 0 | 0 | 0.373 | 0 |  | --> | C19 ex BREWERY ROAD | Brewery Road [T41,T42] | CARRICKMINES |  | 53.2736 | -6.1956
118454 | MV/LV Substation GA***454 |  | 20 kV | _ | LV | 50 kVA :Pole Substation | 0.05 | --> | 0.05 | 0 | 0 | Constrained, otherwise capacity available =46 kVA | --> | 0.048 | 0 | 0 | 0 | 0 | Constrained, otherwise capacity available =47 kW | --> | E18 ex CREAGH | Creagh [T421,T422] | ATHLONE |  | 53.4018 | -8.4281
0144021 | MV/LV Substation ST***4021 |  | 10 kV | _ | LV | 100 kVA :Pole Substation | 0.1 | --> | 0.1 | 0 | 0 | Constrained, otherwise capacity available =81 kVA | --> | 0.095 | 0 | 0 | 0 | 0 | Constrained, otherwise capacity available =92 kW | --> | C14 ex ATHGARVAN | Athgarvan [T41,T44] | NEWBRIDGE |  | 53.1496 | -6.7971
025584 | MV/LV Substation PO***584 |  | 10 kV | _ | LV | 100 kVA :Pole Substation | 0.1 | --> | 0.1 | 0.092 | 1.93 |  | --> | 0.095 | 0 | 0 | 0 | 0 | Constrained, otherwise capacity available =94 kW | --> | C17 ex MILFORD (MWR) | Milford (mwr) [T41] | CHARLEVILLE |  | 52.343 | -8.9134
015775X | MV/LV Substation AS***775X |  | 10 kV | _ | LV | 400 kVA :Kiosk Substation | 0.4 | --> | 0.4 | 0.349 | 12.6 |  | --> | 0.38 | 0 | 0.027 | 0.353 | 0 |  | --> | C12 ex MONREAD | Monread [T101,T102] | MONREAD |  | 53.2252 | -6.6573
062422 | MV/LV Substation GO***422 |  | 10 kV | _ | LV | 100 kVA :Pole Substation | 0.1 | --> | 0.1 | 0.078 | 3.12 |  | --> | 0.095 | 0 | 0.137 | 0 | 0 |  | --> | C21 ex MARSHES | Marshes [T41,T42] | DUNDALK |  | 53.972 | -6.3731
032247 | MV/LV Substation GR***247 |  | 20 kV | _ | LV | 50 kVA :Pole Substation | 0.05 | --> | 0.05 | 0 | 0 | Constrained, otherwise capacity available =34 kVA | --> | 0.048 | 0 | 0.011 | 0 | 0 | Constrained, otherwise capacity available =37 kW | --> | C19 ex TRAMORE | Tramore [T41,T42] | BUTLERSTOWN |  | 52.215 | -7.1208
066047Z | MV/LV Substation RA***047Z |  | 10 kV | _ | LV | 200 kVA :Kiosk Substation | 0.2 | --> | 0.2 | 0 | 0 | Constrained, otherwise capacity available =145 kVA | --> | 0.19 | 0 | 0.005 | 0 | 0 | Constrained, otherwise capacity available =179 kW | --> | C19 ex SWORDS | Swords [T41,T42] | GLASMORE |  | 53.4619 | -6.23
093331X | MV/LV Substation PR***331X |  | 10 kV | _ | LV | 400 kVA :Building Structure | 0.4 | --> | 0.4 | 0.386 | 5.82 |  | --> | 0.38 | 0 | 0 | 0.378 | 0 |  | --> | C11 ex COOLOCK | Coolock [T41,T42] | FINGLAS |  | 53.3959 | -6.1905
1804114 | MV/LV Substation NE***4114 |  | 10 kV | _ | LV | 50 kVA :Pole Substation | 0.05 | --> | 0.05 | 0.05 | 0.68 |  | --> | 0.048 | 0 | 0 | 0 | 0 | Constrained, otherwise capacity available =48 kW | --> | C24 ex MULLAGH | Mullagh [T44] | MEATH HILL |  | 53.7677 | -6.845
503572 | MV/LV Substation CO***572 |  | 10 kV | _ | LV | 100 kVA :Pole Substation | 0.1 | --> | 0.1 | 0.072 | 1.69 |  | --> | 0.095 | 0 | 0 | 0 | 0 | Constrained, otherwise capacity available =91 kW | --> | C16 ex NEWTOWNCUNNINGHAM | Newtowncunningham [T41,T42] | LETTERKENNY |  | 54.984 | -7.5337
377333 | MV/LV Substation KN***333 |  | 20 kV | _ | LV | 50 kVA :Pole Substation | 0.05 | --> | 0.05 | 0 | 0 | Constrained, otherwise capacity available =50 kVA | --> | 0.048 | 0 | 0 | 0 | 0 | Constrained, otherwise capacity available =48 kW | --> | E18 ex GURRANEBANE | Gurranebane [T421,T422] | OUGHTRAGH |  | 51.8892 | -10.3165
136449X | MV/LV Substation KN***449X |  | 20 kV | _ | LV | 100 kVA :Pole Substation | 0.1 | --> | 0.1 | 0 | 0 | Constrained, otherwise capacity available =40 kVA | --> | 0.095 | 0 | 0 | 0 | 0 | Constrained, otherwise capacity available =86 kW | --> | C18 ex ROSCOMMON | Roscommon [T41,T42] | LANESBORO |  | 53.5757 | -8.0955
069022 | MV/LV Substation SY***022 |  | 10 kV | _ | LV | 630 kVA :Kiosk Substation | 0.63 | --> | 0.63 | 0 | 0 | Constrained, otherwise capacity available =315 kVA | --> | 0.598 | 0 | 0.084 | 0.492 | 0 |  | --> | C18 ex DONNYBROOK | Donnybrook [T41,T42] | MILLTOWN (DR) |  | 53.3209 | -6.2115
355174X | MV/LV Substation MA***174X |  | 10 kV | _ | LV | 200 kVA :Kiosk Substation | 0.2 | --> | 0.2 | 0.06 | 0.06 | Constrained, otherwise capacity available =195 kVA | --> | 0.19 | 0 | 0 | 0 | 0 | Constrained, otherwise capacity available =189 kW | --> | C15 ex TUBBERCURRY | Tubbercurry [T41,T42] | TONROE |  | 54.0555 | -8.7325
015864Y | MV/LV Substation PU***864Y |  | 10 kV | _ | LV | 50 kVA :Pole Substation | 0.05 | --> | 0.05 | 0 | 0 | Constrained, otherwise capacity available =48 kVA | --> | 0.048 | 0 | 0 | 0 | 0 | Constrained, otherwise capacity available =47 kW | --> | C16 ex JOHNSTOWN | Johnstown [T41,T42] | KILTEEL |  | 53.2552 | -6.5906
210372Y | MV/LV Substation CL***372Y |  | 10 kV | _ | LV | 100 kVA :Pole Substation | 0.1 | --> | 0.1 | 0 | 0 | Constrained, otherwise capacity available =47 kVA | --> | 0.095 | 0 | 0.061 | 0 | 0 | Constrained, otherwise capacity available =42 kW | --> | C19 ex CARRICKMACROSS | Carrickmacross [T41,T42] | MEATH HILL |  | 53.949 | -6.7596
093545 | MV/LV Substation ED***545 |  | 10 kV | _ | LV | 100 kVA :Pole Substation | 0.1 | --> | 0.1 | 0 | 0 | Constrained, otherwise capacity available =93 kVA | --> | 0.095 | 0 | 0 | 0 | 0 | Constrained, otherwise capacity available =94 kW | --> | C20 ex CLONSHAUGH | Clonshaugh [T41,T42] | FINGLAS |  | 53.4165 | -6.2133
062250Y | MV/LV Substation ME***250Y |  | 10 kV | _ | LV | 200 kVA :Kiosk Substation | 0.2 | --> | 0.2 | 0.17 | 0.72 |  | --> | 0.19 | 0 | 0 | 0 | 0 | Constrained, otherwise capacity available =186 kW | --> | C11 ex COES ROAD | Coes Road [T41,T42] | DUNDALK |  | 54.0053 | -6.3706
237264X | MV/LV Substation BE***264X |  | 10 kV | _ | LV | 200 kVA :Kiosk Substation | 0.2 | --> | 0.2 | 0 | 0 | Constrained, otherwise capacity available =177 kVA | --> | 0.19 | 0 | 0 | 0 | 0 | Constrained, otherwise capacity available =187 kW | --> | C12 ex KILSARAN | Kilsaran [T42] | DRYBRIDGE |  | 53.8959 | -6.3885
244800X | MV/LV Substation FA***800X |  | 20 kV | _ | LV | 50 kVA :Pole Substation | 0.05 | --> | 0.05 | 0 | 0 | Constrained, otherwise capacity available =41 kVA | --> | 0.048 | 0 | 0.01 | 0 | 0 | Constrained, otherwise capacity available =39 kW | --> | E21 ex MILLTOWN (SR) | Milltown (sr) [T421,T422] | OUGHTRAGH |  | 52.1009 | -9.6305
069661 | MV/LV Substation WO***661 |  | 10 kV | _ | LV | 400 kVA :Kiosk Substation | 0.4 | --> | 0.4 | 0.306 | 2.93 |  | --> | 0.38 | 0 | 0.056 | 0.325 | 0 |  | --> | C13 ex DODDER ROAD | Dodder Road [T42] | MILLTOWN (DR) |  | 53.3014 | -6.275
023777 | MV/LV Substation CU***777 |  | 20 kV | _ | LV | 50 kVA :Pole Substation | 0.05 | --> | 0.05 | 0 | 0 | Constrained, otherwise capacity available =48 kVA | --> | 0.048 | 0 | 0 | 0 | 0 | Constrained, otherwise capacity available =47 kW | --> | C14 ex FERMOY NORTH | Fermoy North [T41,T42] | BARRYMORE |  | 52.1927 | -8.33
004504 | MV/LV Substation CR***504 |  | 20 kV | _ | LV | 100 kVA :Pole Substation | 0.1 | --> | 0.1 | 0 | 0 | Constrained, otherwise capacity available =86 kVA | --> | 0.095 | 0 | 0 | 0 | 0 | Constrained, otherwise capacity available =93 kW | --> | E13 ex SHILLELAGH | Shillelagh [T421,T422] | CARLOW |  | 52.7644 | -6.4264
0814145 | MV/LV Substation CO***4145 |  | 10 kV | _ | LV | 400 kVA :Building Structure | 0.4 | --> | 0.4 | 0 | 0 | Constrained, otherwise capacity available =390 kVA | --> | 0.38 | 0 | 0 | 0.379 | 0 |  | --> | C19 ex SEMPERIT | Semperit [T41,T42,T43] | GRANGE CASTLE |  | 53.3444 | -6.3503
0664302 | MV/LV Substation ST***4302 |  | 10 kV | _ | LV | 630 kVA :Kiosk Substation | 0.63 | --> | 0.63 | 0 | 0 | Constrained, otherwise capacity available =539 kVA | --> | 0.598 | 0 | 0.008 | 0 | 0 | Constrained, otherwise capacity available =580 kW | --> | C15 ex MALAHIDE | Malahide [T41,T42] | GLASMORE |  | 53.4176 | -6.1488
029493 | MV/LV Substation BA***493 |  | 20 kV | _ | LV | 50 kVA :Pole Substation | 0.05 | --> | 0.05 | 0 | 0 | Constrained, otherwise capacity available =42 kVA | --> | 0.048 | 0 | 0 | 0 | 0 | Constrained, otherwise capacity available =46 kW | --> | C13 ex CLOYNE | Cloyne [T41] | MIDLETON |  | 51.8694 | -8.0641
066495Z | MV/LV Substation HO***495Z |  | 10 kV | _ | LV | 400 kVA :Kiosk Substation | 0.4 | --> | 0.4 | 0 | 0 | Constrained, otherwise capacity available =362 kVA | --> | 0.38 | 0 | 0 | 0.375 | 0 |  | --> | C11 ex SUTTON | Sutton [T41,T42] | GRANGE (DR) |  | 53.3908 | -6.0844
068918X | MV/LV Substation NE***918X |  | 10 kV | _ | LV | 630 kVA :Kiosk Substation | 0.63 | --> | 0.63 | 0.351 | 11.14 |  | --> | 0.598 | 0 | 0.045 | 0.5 | 0 |  | --> | C11 ex CABRA | Cabra [T101,T102] | FINGLAS |  | 53.3647 | -6.3079
2584012 | MV/LV Substation FI***4012 |  | 20 kV | _ | LV | 50 kVA :Pole Substation | 0.05 | --> | 0.05 | 0.05 | 1.86 |  | --> | 0.048 | 0 | 0 | 0 | 0 | Constrained, otherwise capacity available =48 kW | --> | E17 ex CREESLOUGH | Creeslough [T421] | ARDNAGAPPARY |  | 55.1824 | -7.9869
149714 | MV/LV Substation CL***714 |  | 10 kV | _ | LV | 200 kVA :Pole Substation | 0.2 | --> | 0.2 | 0 | 0 | Constrained, otherwise capacity available =151 kVA | --> | 0.19 | 0 | 0.006 | 0 | 0 | Constrained, otherwise capacity available =179 kW | --> | C13 ex DONEGAL | Donegal [T41,T42] | CATHALEENS FALL |  | 54.6775 | -8.0464
281251X | MV/LV Substation MA***251X |  | 10 kV | _ | LV | 630 kVA :Kiosk Substation | 0.63 | --> | 0.63 | 0 | 0 | Constrained, otherwise capacity available =563 kVA | --> | 0.598 | 0 | 0.006 | 0 | 0 | Constrained, otherwise capacity available =585 kW | --> | C19 ex KILMONEY | Kilmoney [T41,T42] | TRABEG |  | 51.811 | -8.3959
196098X | MV/LV Substation CA***098X |  | 10 kV | _ | LV | 50 kVA :Pole Substation | 0.05 | --> | 0.05 | 0 | 0 | Constrained, otherwise capacity available =42 kVA | --> | 0.048 | 0 | 0 | 0 | 0 | Constrained, otherwise capacity available =46 kW | --> | C15 ex TRIM | Trim [T41,T42] | NAVAN |  | 53.5834 | -6.7772
023868X | MV/LV Substation CO***868X |  | 20 kV | _ | LV | 50 kVA :Pole Substation | 0.05 | --> | 0.05 | 0 | 0 | Constrained, otherwise capacity available =36 kVA | --> | 0.048 | 0 | 0.006 | 0 | 0 | Constrained, otherwise capacity available =41 kW | --> | C18 ex COOLCARRON | Coolcarron [T41,T42] | BARRYMORE |  | 52.1262 | -8.1899
041055Y | MV/LV Substation BA***055Y |  | 20 kV | _ | LV | 200 kVA :Pole Substation | 0.2 | --> | 0.2 | 0 | 0 | Constrained, otherwise capacity available =151 kVA | --> | 0.19 | 0 | 0 | 0 | 0 | Constrained, otherwise capacity available =183 kW | --> | E14 ex DALTON | Dalton [T421,T422] | DALTON |  | 53.7525 | -8.9653
002931 | MV/LV Substation BR***931 |  | 10 kV | _ | LV | 200 kVA :Kiosk Substation | 0.2 | --> | 0.2 | 0.172 | 2.36 |  | --> | 0.19 | 0 | 0 | 0.186 | 0 |  | --> | C12 ex BRAY | Bray [T41,T42] | FASSAROE |  | 53.1989 | -6.1241
1204076 | MV/LV Substation CL***4076 |  | 20 kV | _ | LV | 50 kVA :Pole Substation | 0.05 | --> | 0.05 | 0 | 0 | Constrained, otherwise capacity available =39 kVA | --> | 0.048 | 0 | 0.003 | 0 | 0 | Constrained, otherwise capacity available =44 kW | --> | E20 ex EDENDERRY | Edenderry [T421,T422] | BLAKE |  | 53.2805 | -7.0689
0694156 | MV/LV Substation ME***4156 |  | 10 kV | _ | LV | 1000 kVA :Building Structure | 1 | --> | 1 | 0 | 0 | Constrained, otherwise capacity available =1000 kVA | --> | 0.95 | 0 | 0 | 0.5 | 0 |  | --> | C18 ex DONNYBROOK | Donnybrook [T41,T42] | MILLTOWN (DR) |  | 53.3257 | -6.2227
049061Y | MV/LV Substation DR***061Y |  | 20 kV | _ | LV | 50 kVA :Pole Substation | 0.05 | --> | 0.05 | 0.044 | 0.21 |  | --> | 0.048 | 0 | 0.02 | 0 | 0 | Constrained, otherwise capacity available =32 kW | --> | E12 ex LONGFORD | Longford [T421,T422] | RICHMOND |  | 53.8968 | -7.6592
060316 | MV/LV Substation CL***316 |  | 10 kV | _ | LV | 100 kVA :Pole Substation | 0.1 | --> | 0.1 | 0 | 0 | Constrained, otherwise capacity available =63 kVA | --> | 0.095 | 0 | 0 | 0 | 0 | Constrained, otherwise capacity available =90 kW | --> | C16 ex CLONES | Clones [T41,T42] | SHANKILL |  | 54.1783 | -7.2538
007577Y | MV/LV Substation RA***577Y |  | 20 kV | _ | LV | 200 kVA :Kiosk Substation | 0.2 | --> | 0.2 | 0.081 | 1.4 |  | --> | 0.19 | 0 | 0.05 | 0 | 0 | Constrained, otherwise capacity available =136 kW | --> | E11 ex KILLINICK | Killinick [T421,T422] | WEXFORD |  | 52.2332 | -6.6006
277075 | MV/LV Substation NE***075 |  | 10 kV | _ | LV | 400 kVA :Building Structure | 0.4 | --> | 0.4 | 0.195 | 5.82 |  | --> | 0.38 | 0 | 0 | 0.351 | 0 |  | --> | C11 ex COOLOCK | Coolock [T41,T42] | FINGLAS |  | 53.3955 | -6.1915
265181 | MV/LV Substation BR***181 |  | 20 kV | _ | LV | 200 kVA :Pole Substation | 0.2 | --> | 0.2 | 0.149 | 2.56 |  | --> | 0.19 | 0 | 0 | 0.183 | 0 |  | --> | C18 ex KILLESHANDRA | Killeshandra [T41,T42] | GORTAWEE |  | 53.9208 | -7.578
149215X | MV/LV Substation BR***215X |  | 10 kV | _ | LV | 400 kVA :Kiosk Substation | 0.4 | --> | 0.4 | 0 | 0 | Constrained, otherwise capacity available =360 kVA | --> | 0.38 | 0 | 0.016 | 0 | 0 | Constrained, otherwise capacity available =363 kW | --> | C13 ex DONEGAL | Donegal [T41,T42] | CATHALEENS FALL |  | 54.6492 | -8.0949
204175X | MV/LV Substation TH***175X |  | 20 kV | _ | LV | 200 kVA :Pole Substation | 0.2 | --> | 0.2 | 0 | 0 | Constrained, otherwise capacity available =176 kVA | --> | 0.19 | 0 | 0.005 | 0 | 0 | Constrained, otherwise capacity available =183 kW | --> | E14 ex BUNCRANA | Buncrana [T421,T422] | TRILLICK |  | 55.1454 | -7.4535
095073Y | MV/LV Substation GO***073Y |  | 10 kV | _ | LV | 400 kVA :Kiosk Substation | 0.4 | --> | 0.4 | 0.365 | 1.1 |  | --> | 0.38 | 0 | 0 | 0 | 0 | Constrained, otherwise capacity available =375 kW | --> | C25 ex KILKEE | Kilkee [T41] | TULLABRACK |  | 52.6761 | -9.6464
058209Y | MV/LV Substation TY***209Y |  | 10 kV | _ | LV | 200 kVA :Kiosk Substation | 0.2 | --> | 0.2 | 0.137 | 3 |  | --> | 0.19 | 0 | 0 | 0 | 0 | Constrained, otherwise capacity available =181 kW | --> | C25 ex NENAGH | Nenagh [T41,T42] | NENAGH |  | 52.8578 | -8.1886
019679 | MV/LV Substation SC***679 |  | 10 kV | _ | LV | 100 kVA :Pole Substation | 0.1 | --> | 0.1 | 0.047 | 0.05 | Constrained, otherwise capacity available =90 kVA | --> | 0.095 | 0 | 0.01 | 0 | 0 | Constrained, otherwise capacity available =86 kW | --> | C12 ex BALLYBEGGAN | Ballybeggan [T43,T44] | TRALEE |  | 52.2354 | -9.555
363613 | MV/LV Substation LI***613 |  | 20 kV | _ | LV | 100 kVA :Pole Substation | 0.1 | --> | 0.1 | 0.091 | 3.25 |  | --> | 0.095 | 0 | 0 | 0 | 0 | Constrained, otherwise capacity available =94 kW | --> | E16 ex BALLYBUNION | Ballybunion [T421,T422] | TRIEN |  | 52.4904 | -9.5869
012774X | MV/LV Substation BU***774X |  | 10 kV | _ | LV | 400 kVA :Building Structure | 0.4 | --> | 0.4 | 0 | 0 | Constrained, otherwise capacity available =122 kVA | --> | 0.38 | 0 | 0 | 0 | 0 | Constrained, otherwise capacity available =351 kW | --> | C11 ex POLLERTON | Pollerton [T41,T42] | CARLOW |  | 52.8428 | -6.9073
125461 | MV/LV Substation GL***461 |  | 20 kV | _ | LV | 50 kVA :Pole Substation | 0.05 | --> | 0.05 | 0 | 0 | Constrained, otherwise capacity available =37 kVA | --> | 0.048 | 0 | 0.005 | 0 | 0 | Constrained, otherwise capacity available =42 kW | --> | C15 ex CLOONLOUGH | Cloonlough [T41,T42] | BARRYMORE |  | 52.2544 | -8.3629
019069 | MV/LV Substation HO***069 |  | 10 kV | _ | LV | 400 kVA :Building Structure | 0.4 | --> | 0.4 | 0.047 | 0.05 | Constrained, otherwise capacity available =259 kVA | --> | 0.38 | 0 | 0 | 0 | 0 | Constrained, otherwise capacity available =360 kW | --> | C20 ex BALLYBEGGAN | Ballybeggan [T43,T44] | TRALEE |  | 52.2696 | -9.69
093180Z | MV/LV Substation JA***180Z |  | 10 kV | _ | LV | 630 kVA :Kiosk Substation | 0.63 | --> | 0.63 | 0 | 0 | Constrained, otherwise capacity available =486 kVA | --> | 0.598 | 0 | 0 | 0.5 | 0 |  | --> | C16 ex MERVILLE | Merville [T41,T42] | FINGLAS |  | 53.3835 | -6.2963
037954 | MV/LV Substation WA***954 |  | 10 kV | _ | LV | 400 kVA :Building Structure | 0.4 | --> | 0.4 | 0 | 0 | Constrained, otherwise capacity available =322 kVA | --> | 0.38 | 0 | 0 | 0 | 0 | Constrained, otherwise capacity available =369 kW | --> | C15 ex ENNIS NORTH | Ennis North [T41,T42] | ENNIS |  | 52.8584 | -8.9953
3654107 | MV/LV Substation DO***4107 |  | 10 kV | _ | LV | 400 kVA :Kiosk Substation | 0.4 | --> | 0.4 | 0 | 0 | Constrained, otherwise capacity available =400 kVA | --> | 0.38 | 0 | 0 | 0.38 | 0 |  | --> | C22 ex OLDBAWN | Oldbawn [T41,T42] | COOKSTOWN |  | 53.2701 | -6.3428
081296Z | MV/LV Substation CO***296Z |  | 10 kV | _ | LV | 630 kVA :Kiosk Substation | 0.63 | --> | 0.63 | 0 | 0 | Constrained, otherwise capacity available =555 kVA | --> | 0.598 | 0 | 0 | 0 | 0 | Constrained, otherwise capacity available =588 kW | --> | C15 ex CASTLEKNOCK | Castleknock [T41,T42] | FINGLAS |  | 53.3712 | -6.3684
066580Z | MV/LV Substation AI***580Z |  | 10 kV | _ | LV | 630 kVA :Building Structure | 0.63 | --> | 0.63 | 0 | 0 | Constrained, otherwise capacity available =446 kVA | --> | 0.598 | 0 | 0 | 0.5 | 0 |  | --> | C20 ex MOUNTGORRY | Mountgorry [T41,T42] | GRANGE (DR) |  | 53.4481 | -6.224
006170 | MV/LV Substation DR***170 |  | 20 kV | _ | LV | 200 kVA :Pole Substation | 0.2 | --> | 0.2 | 0 | 0 | Constrained, otherwise capacity available =144 kVA | --> | 0.19 | 0 | 0 | 0 | 0 | Constrained, otherwise capacity available =182 kW | --> | E16 ex CLONROCHE | Clonroche [T421,T422] | WEXFORD |  | 52.4935 | -6.678
046325 | MV/LV Substation HI***325 |  | 10 kV | _ | LV | 50 kVA :Pole Substation | 0.05 | --> | 0.05 | 0.027 | 4.13 |  | --> | 0.048 | 0 | 0.011 | 0.036 | 0 |  | --> | C13 ex AGHAGAD | Aghagad [T41,T42] | SLIGO |  | 54.4642 | -8.4597
0664190 | MV/LV Substation LI***4190 |  | 20 kV | _ | LV | 400 kVA :Kiosk Substation | 0.4 | --> | 0.4 | 0 | 0 | Constrained, otherwise capacity available =263 kVA | --> | 0.38 | 0 | 0.003 | 0 | 0 | Constrained, otherwise capacity available =359 kW | --> | E17 ex BALTRASNA | Baltrasna [T121,T122] | BALTRASNA |  | 53.5128 | -6.542
001007 | MV/LV Substation BA***007 |  | 10 kV | _ | LV | 630 kVA :Kiosk Substation | 0.63 | --> | 0.63 | 0.448 | 1.16 |  | --> | 0.598 | 0 | 0.027 | 0.5 | 0 |  | --> | C17 ex DEANSGRANGE | Deansgrange [T41,T42] | CARRICKMINES |  | 53.2807 | -6.1576
149576 | MV/LV Substation FU***576 |  | 10 kV | _ | LV | 100 kVA :Pole Substation | 0.1 | --> | 0.1 | 0 | 0 | Constrained, otherwise capacity available =93 kVA | --> | 0.095 | 0 | 0 | 0 | 0 | Constrained, otherwise capacity available =94 kW | --> | C11 ex DONEGAL | Donegal [T41,T42] | CATHALEENS FALL |  | 54.6388 | -8.2048
039224 | MV/LV Substation RE***224 |  | 10 kV | _ | LV | 630 kVA :Building Structure | 0.63 | --> | 0.63 | 0.451 | 11.03 |  | --> | 0.598 | 0 | 0.025 | 0.5 | 0 |  | --> | C19 ex SALTHILL | Salthill [T101,T102] | SALTHILL |  | 53.2591 | -9.0824
001671 | MV/LV Substation FA***671 |  | 10 kV | _ | LV | 400 kVA :Kiosk Substation | 0.4 | --> | 0.4 | 0.316 | 15.18 |  | --> | 0.38 | 0 | 0.037 | 0.341 | 0 |  | --> | C14 ex CENTRAL PARK | Central Park [T101,T102] | CARRICKMINES |  | 53.2823 | -6.1924
025199 | MV/LV Substation DR***199 |  | 10 kV | _ | LV | 50 kVA :Pole Substation | 0.05 | --> | 0.05 | 0.043 | 1.93 |  | --> | 0.048 | 0 | 0 | 0 | 0 | Constrained, otherwise capacity available =46 kW | --> | C17 ex MILFORD (MWR) | Milford (mwr) [T41] | CHARLEVILLE |  | 52.3361 | -8.9118
053765Y | MV/LV Substation RE***765Y |  | 10 kV | _ | LV | 200 kVA :Kiosk Substation | 0.2 | --> | 0.2 | 0 | 0 | Constrained, otherwise capacity available =126 kVA | --> | 0.19 | 0 | 0.014 | 0.169 | 0 |  | --> | C23 ex CLONMINCH | Clonminch [T41,T422] | THORNSBERRY |  | 53.2672 | -7.4765
039497 | MV/LV Substation CA***497 |  | 10 kV | _ | LV | 50 kVA :Pole Substation | 0.05 | --> | 0.05 | 0 | 0 | Constrained, otherwise capacity available =35 kVA | --> | 0.048 | 0 | 0 | 0 | 0 | Constrained, otherwise capacity available =45 kW | --> | C20 ex ORANMORE | Oranmore [T41,T44] | GALWAY 110KV |  | 53.3093 | -8.8959
111874Z | MV/LV Substation GU***874Z |  | 20 kV | _ | LV | 50 kVA :Pole Substation | 0.05 | --> | 0.05 | 0 | 0 | Constrained, otherwise capacity available =48 kVA | --> | 0.048 | 0 | 0 | 0 | 0 | Constrained, otherwise capacity available =47 kW | --> | E16 ex BALLYDEHOB | Ballydehob [T421] | DUNMANWAY |  | 51.5615 | -9.4883
254063 | MV/LV Substation MI***063 |  | 20 kV | _ | LV | 200 kVA :Pole Substation | 0.2 | --> | 0.2 | 0 | 0 | Constrained, otherwise capacity available =122 kVA | --> | 0.19 | 0 | 0 | 0 | 0 | Constrained, otherwise capacity available =179 kW | --> | C23 ex TUAM NORTH | Tuam North [T41,T42] | CLOON |  | 53.6184 | -8.917
355085 | MV/LV Substation FU***085 |  | 10 kV | _ | LV | 100 kVA :Pole Substation | 0.1 | --> | 0.1 | 0.06 | 0.06 | Constrained, otherwise capacity available =100 kVA | --> | 0.095 | 0 | 0 | 0 | 0 | Constrained, otherwise capacity available =95 kW | --> | C17 ex TUBBERCURRY | Tubbercurry [T41,T42] | TONROE |  | 54.0389 | -8.7557
066286 | MV/LV Substation AS***286 |  | 10 kV | _ | LV | 400 kVA :Kiosk Substation | 0.4 | --> | 0.4 | 0 | 0 | Constrained, otherwise capacity available =239 kVA | --> | 0.38 | 0 | 0.05 | 0.32 | 0 |  | --> | C20 ex SUTTON | Sutton [T41,T42] | GRANGE (DR) |  | 53.385 | -6.0636
281033 | MV/LV Substation DO***033 |  | 10 kV | _ | LV | 400 kVA :Kiosk Substation | 0.4 | --> | 0.4 | 0.166 | 5.49 |  | --> | 0.38 | 0 | 0.024 | 0.329 | 0 |  | --> | C11 ex TRABEG | Trabeg [T101,T102] | TRABEG |  | 51.8784 | -8.4368
021374Z | MV/LV Substation ES***374Z |  | 10 kV | _ | LV | 100 kVA :Pole Substation | 0.1 | --> | 0.1 | 0 | 0 | Constrained, otherwise capacity available =56 kVA | --> | 0.095 | 0 | 0 | 0.089 | 0 |  | --> | C12 ex KILBARRY | Kilbarry [T101,T43] | KILBARRY |  | 51.9208 | -8.4742
365167 | MV/LV Substation KI***167 |  | 10 kV | _ | LV | 400 kVA :Building Structure | 0.4 | --> | 0.4 | 0 | 0 | Constrained, otherwise capacity available =278 kVA | --> | 0.38 | 0 | 0 | 0.363 | 0 |  | --> | C11 ex FORTUNESTOWN | Fortunestown [T101,T102] | INCHICORE 220KV |  | 53.2946 | -6.4172
206891 | MV/LV Substation BA***891 |  | 20 kV | _ | LV | 200 kVA :Kiosk Substation | 0.2 | --> | 0.2 | 0.013 | 2.76 |  | --> | 0.19 | 0 | 0.016 | 0.151 | 0 |  | --> | E12 ex BANGOR ERRIS | Bangor Erris [T421] | BELLACORICK |  | 54.1441 | -9.7432
009089 | MV/LV Substation JE***089 |  | 10 kV | _ | LV | 630 kVA :Kiosk Substation | 0.63 | --> | 0.63 | 0.34 | 3.82 |  | --> | 0.598 | 0 | 0.011 | 0 | 0 | Constrained, otherwise capacity available =550 kW | --> | C13 ex WATERFORD | Waterford [T41,T42] | WATERFORD |  | 52.2609 | -7.1134
433097X | MV/LV Substation SE***097X |  | 20 kV | _ | LV | 50 kVA :Pole Substation | 0.05 | --> | 0.05 | 0 | 0 | Constrained, otherwise capacity available =42 kVA | --> | 0.048 | 0 | 0 | 0 | 0 | Constrained, otherwise capacity available =46 kW | --> | C12 ex BALLAGHADERREEN | Ballaghaderreen [T41,T42] | TONROE |  | 53.8934 | -8.5865
065416 | MV/LV Substation RI***416 |  | 20 kV | _ | LV | 50 kVA :Pole Substation | 0.05 | --> | 0.05 | 0 | 0 | Constrained, otherwise capacity available =39 kVA | --> | 0.048 | 0 | 0.005 | 0.042 | 0 |  | --> | C26 ex STEPHENSTOWN | Stephenstown [T101,T102] | FINGLAS |  | 53.5824 | -6.2305
068780 | MV/LV Substation BA***780 |  | 10 kV | _ | LV | 400 kVA :Kiosk Substation | 0.4 | --> | 0.4 | 0 | 0 | Constrained, otherwise capacity available =234 kVA | --> | 0.38 | 0 | 0.011 | 0.348 | 0 |  | --> | C17 ex WHITEHALL | Whitehall [T41] | FINGLAS |  | 53.3816 | -6.2754
136768X | MV/LV Substation CL***768X |  | 10 kV | _ | LV | 50 kVA :Pole Substation | 0.05 | --> | 0.05 | 0 | 0 | Constrained, otherwise capacity available =50 kVA | --> | 0.048 | 0 | 0 | 0 | 0 | Constrained, otherwise capacity available =48 kW | --> | C13 ex ROSCOMMON | Roscommon [T41,T42] | LANESBORO |  | 53.6361 | -8.1707
037096Y | MV/LV Substation SP***096Y |  | 20 kV | _ | LV | 100 kVA :Pole Substation | 0.1 | --> | 0.1 | 0 | 0 | Constrained, otherwise capacity available =24 kVA | --> | 0.095 | 0 | 0 | 0 | 0 | Constrained, otherwise capacity available =84 kW | --> | C16 ex ENNIS NORTH | Ennis North [T41,T42] | ENNIS |  | 52.8612 | -9.0043
156634 | MV/LV Substation AG***634 |  | 10 kV | _ | LV | 50 kVA :Pole Substation | 0.05 | --> | 0.05 | 0 | 0 | Constrained, otherwise capacity available =46 kVA | --> | 0.048 | 0 | 0 | 0 | 0 | Constrained, otherwise capacity available =47 kW | --> | C20 ex DRUMBEAR | Drumbear [T41,T42] | LISDRUM |  | 54.2449 | -6.9343
093343X | MV/LV Substation SU***343X |  | 10 kV | _ | LV | 50 kVA :Pole Substation | 0.05 | --> | 0.05 | 0 | 0 | Constrained, otherwise capacity available =16 kVA | --> | 0.048 | 0 | 0.006 | 0.038 | 0 |  | --> | C11 ex SUTTON | Sutton [T41,T42] | GRANGE (DR) |  | 53.392 | -6.1129
064176Y | MV/LV Substation AS***176Y |  | 10 kV | _ | LV | 400 kVA :Kiosk Substation | 0.4 | --> | 0.4 | 0 | 0 | Constrained, otherwise capacity available =232 kVA | --> | 0.38 | 0 | 0.112 | 0 | 0 | Constrained, otherwise capacity available =273 kW | --> | C12 ex DRYBRIDGE | Drybridge [T41,T42] | DRYBRIDGE |  | 53.7208 | -6.3634
0084310 | MV/LV Substation BE***4310 |  | 20 kV | _ | LV | 50 kVA :Pole Substation | 0.05 | --> | 0.05 | 0 | 0 | Constrained, otherwise capacity available =50 kVA | --> | 0.048 | 0 | 0 | 0 | 0 | Constrained, otherwise capacity available =48 kW | --> | E17 ex KNOCKMULLEN | Knockmullen [T42,T421] | GREAT ISLAND |  | 52.3841 | -6.8735
039142 | MV/LV Substation DU***142 |  | 10 kV | _ | LV | 1000 kVA :Building Structure | 1 | --> | 1 | 0 | 0 | Constrained, otherwise capacity available =661 kVA | --> | 0.95 | 0 | 0 | 0 | 0 | Constrained, otherwise capacity available =903 kW | --> | C17 ex MONEENAGEISHA | Moneenageisha [T41,T42] | GALWAY 110KV |  | 53.2831 | -9.0461
118187Y | MV/LV Substation ST***187Y |  | 20 kV | _ | LV | 200 kVA :Pole Substation | 0.2 | --> | 0.2 | 0 | 0 | Constrained, otherwise capacity available =167 kVA | --> | 0.19 | 0 | 0 | 0 | 0 | Constrained, otherwise capacity available =185 kW | --> | E17 ex CREAGH | Creagh [T421,T422] | ATHLONE |  | 53.287 | -8.24
058290 | MV/LV Substation LI***290 |  | 10 kV | _ | LV | 200 kVA :Pole Substation | 0.2 | --> | 0.2 | 0.082 | 3 |  | --> | 0.19 | 0 | 0 | 0 | 0 | Constrained, otherwise capacity available =173 kW | --> | C25 ex NENAGH | Nenagh [T41,T42] | NENAGH |  | 52.8764 | -8.0829
281170 | MV/LV Substation WI***170 |  | 10 kV | _ | LV | 200 kVA :Kiosk Substation | 0.2 | --> | 0.2 | 0 | 0 | Constrained, otherwise capacity available =168 kVA | --> | 0.19 | 0 | 0.004 | 0.182 | 0 |  | --> | C21 ex BISHOPSTOWN | Bishopstown [T41,T42] | KILBARRY |  | 51.8832 | -8.5139
081092Z | MV/LV Substation MU***092Z |  | 10 kV | _ | LV | 630 kVA :Building Structure | 0.63 | --> | 0.63 | 0 | 0 | Constrained, otherwise capacity available =464 kVA | --> | 0.598 | 0 | 0.006 | 0.5 | 0 |  | --> | C13 ex BALLYMOUNT | Ballymount [T41,T42] | INCHICORE 220KV |  | 53.3196 | -6.3474
157098 | MV/LV Substation CO***098 |  | 20 kV | _ | LV | 50 kVA :Pole Substation | 0.05 | --> | 0.05 | 0.047 | 1.55 |  | --> | 0.048 | 0 | 0.005 | 0 | 0 | Constrained, otherwise capacity available =43 kW | --> | E11 ex CARRIGALLEN | Carrigallen [T421] | CARRICK ON SHANNON |  | 54.0582 | -7.7686
033224 | MV/LV Substation TI***224 |  | 10 kV | _ | LV | 400 kVA :Kiosk Substation | 0.4 | --> | 0.4 | 0 | 0 | Constrained, otherwise capacity available =325 kVA | --> | 0.38 | 0 | 0.07 | 0.059 | 0 | Constrained, otherwise capacity available =318 kW | --> | C16 ex CREGG ROAD | Cregg Road [T41,T42] | BALLYDINE |  | 52.3494 | -7.3933
071927 | MV/LV Substation LI***927 |  | 10 kV | _ | LV | 630 kVA :Building Structure | 0.63 | --> | 0.63 | 0 | 0 | Constrained, otherwise capacity available =391 kVA | --> | 0.598 | 0 | 0.006 | 0.5 | 0 |  | --> | C15 ex GREYSTONES | Greystones [T41,T42] | FASSAROE |  | 53.1525 | -6.0831
074027 | MV/LV Substation ST***027 |  | 10 kV | _ | LV | 100 kVA :Pole Substation | 0.1 | --> | 0.1 | 0 | 0 | Constrained, otherwise capacity available =46 kVA | --> | 0.095 | 0 | 0 | 0 | 0 | Constrained, otherwise capacity available =87 kW | --> | C14 ex CARRICK ON SHANNON | Carrick On Shannon [T41,T42] | CARRICK ON SHANNON |  | 53.9503 | -8.0942
039988X | MV/LV Substation RE***988X |  | 10 kV | _ | LV | 630 kVA :Kiosk Substation | 0.63 | --> | 0.63 | 0 | 0 | Constrained, otherwise capacity available =542 kVA | --> | 0.598 | 0 | 0.069 | 0 | 0 | Constrained, otherwise capacity available =535 kW | --> | C12 ex ORANMORE | Oranmore [T41,T44] | GALWAY 110KV |  | 53.274 | -8.9754
366254X | MV/LV Substation FO***254X |  | 20 kV | _ | LV | 50 kVA :Pole Substation | 0.05 | --> | 0.05 | 0.048 | 1.47 |  | --> | 0.048 | 0 | 0.006 | 0.043 | 0 |  | --> | C16 ex SCREEB | Screeb [T41] | SCREEB |  | 53.2453 | -9.7232
0544435 | MV/LV Substation GO***4435 |  | 10 kV | _ | LV | 630 kVA :Kiosk Substation | 0.63 | --> | 0.63 | 0 | 0 | Constrained, otherwise capacity available =630 kVA | --> | 0.598 | 0 | 0 | 0 | 0 | Constrained, otherwise capacity available =598 kW | --> | C23 ex PORTLAOISE | Portlaoise [T41,T42] | PORTLAOISE |  | 53.0371 | -7.299
144638X | MV/LV Substation MO***638X |  | 10 kV | _ | LV | 50 kVA :Pole Substation | 0.05 | --> | 0.05 | 0 | 0 | Constrained, otherwise capacity available =40 kVA | --> | 0.048 | 0 | 0.005 | 0 | 0 | Constrained, otherwise capacity available =42 kW | --> | C11 ex CASTLECOMER | Castlecomer [T41,T42] | BALLYRAGGET |  | 52.839 | -7.072
046300X | MV/LV Substation MO***300X |  | 10 kV | _ | LV | 50 kVA :Pole Substation | 0.05 | --> | 0.05 | 0.036 | 5.78 |  | --> | 0.048 | 0 | 0 | 0.046 | 0 |  | --> | C20 ex OAKFIELD | Oakfield [T41,T42] | SLIGO |  | 54.2761 | -8.596
433959 | MV/LV Substation PU***959 |  | 10 kV | _ | LV | 50 kVA :Pole Substation | 0.05 | --> | 0.05 | 0 | 0 | Constrained, otherwise capacity available =50 kVA | --> | 0.048 | 0 | 0 | 0 | 0 | Constrained, otherwise capacity available =48 kW | --> | C15 ex BALLAGHADERREEN | Ballaghaderreen [T41,T42] | TONROE |  | 53.9074 | -8.4835
182967 | MV/LV Substation MC***967 |  | 10 kV | _ | LV | 50 kVA :Pole Substation | 0.05 | --> | 0.05 | 0 | 0 | Constrained, otherwise capacity available =45 kVA | --> | 0.048 | 0 | 0 | 0 | 0 | Constrained, otherwise capacity available =47 kW | --> | C11 ex SCARIFF | Scariff [T42] | ENNIS |  | 52.8921 | -8.526
025750Y | MV/LV Substation BA***750Y |  | 20 kV | _ | LV | 630 kVA :Kiosk Substation | 0.63 | --> | 0.63 | 0.5 | 2.96 |  | --> | 0.598 | 0 | 0.05 | 0 | 0 | Constrained, otherwise capacity available =553 kW | --> | E11 ex CHARLEVILLE | Charleville [T421,T422] | CHARLEVILLE |  | 52.3506 | -8.6595
012164Y | MV/LV Substation BA***164Y |  | 20 kV | _ | LV | 400 kVA :Kiosk Substation | 0.4 | --> | 0.4 | 0.35 | 2.83 |  | --> | 0.38 | 0 | 0.045 | 0 | 0 | Constrained, otherwise capacity available =340 kW | --> | E11 ex BAGENALSTOWN | Bagenalstown [T421,T422] | CARLOW |  | 52.6978 | -6.9748
007554 | MV/LV Substation RI***554 |  | 20 kV | _ | LV | 50 kVA :Pole Substation | 0.05 | --> | 0.05 | 0.049 | 1.4 |  | --> | 0.048 | 0 | 0 | 0 | 0 | Constrained, otherwise capacity available =47 kW | --> | E11 ex KILLINICK | Killinick [T421,T422] | WEXFORD |  | 52.2109 | -6.611
066303 | MV/LV Substation OF***303 |  | 10 kV | _ | LV | 400 kVA :Kiosk Substation | 0.4 | --> | 0.4 | 0 | 0 | Constrained, otherwise capacity available =278 kVA | --> | 0.38 | 0 | 0.045 | 0.33 | 0 |  | --> | C11 ex SUTTON | Sutton [T41,T42] | GRANGE (DR) |  | 53.3859 | -6.0954
046989 | MV/LV Substation CA***989 |  | 10 kV | _ | LV | 200 kVA :Kiosk Substation | 0.2 | --> | 0.2 | 0.155 | 5.48 |  | --> | 0.19 | 0 | 0 | 0.184 | 0 |  | --> | C17 ex BALLYTIVNAN | Ballytivnan [T41,T42] | SLIGO |  | 54.3072 | -8.5703
039569X | MV/LV Substation BA***569X |  | 10 kV | _ | LV | 50 kVA :Pole Substation | 0.05 | --> | 0.05 | 0 | 0 | Constrained, otherwise capacity available =50 kVA | --> | 0.048 | 0 | 0 | 0.048 | 0 |  | --> | C28 ex GALWAY 110KV | Galway 110kv [T102,T103] | GALWAY 110KV |  | 53.3048 | -9.0182
011558Y | MV/LV Substation RI***558Y |  | 10 kV | _ | LV | 200 kVA :Kiosk Substation | 0.2 | --> | 0.2 | 0 | 0 | Constrained, otherwise capacity available =111 kVA | --> | 0.19 | 0 | 0.042 | 0 | 0 | Constrained, otherwise capacity available =146 kW | --> | C21 ex TALBOTS INCH | Talbots Inch [T41,T42] | KILKENNY |  | 52.669 | -7.2538
071916 | MV/LV Substation CH***916 |  | 10 kV | _ | LV | 400 kVA :Kiosk Substation | 0.4 | --> | 0.4 | 0 | 0 | Constrained, otherwise capacity available =178 kVA | --> | 0.38 | 0 | 0.028 | 0.328 | 0 |  | --> | C22 ex GREYSTONES | Greystones [T41,T42] | FASSAROE |  | 53.1267 | -6.0681
068176 | MV/LV Substation SC***176 |  | 10 kV | _ | LV | 1000 kVA :Building Structure | 1 | --> | 1 | 0.5 | 2.6 |  | --> | 0.95 | 0 | 0 | 0.5 | 0 |  | --> | C26 ex WOLFE TONE STREET | Wolfe Tone Street [T101,T102] | FINGLAS |  | 53.3475 | -6.264
053387 | MV/LV Substation TU***387 |  | 10 kV | _ | LV | 200 kVA :Pole Substation | 0.2 | --> | 0.2 | 0 | 0 | Constrained, otherwise capacity available =196 kVA | --> | 0.19 | 0 | 0.006 | 0.185 | 0 |  | --> | C21 ex CLONMINCH | Clonminch [T41,T422] | THORNSBERRY |  | 53.236 | -7.4045
041720X | MV/LV Substation RU***720X |  | 20 kV | _ | LV | 200 kVA :Kiosk Substation | 0.2 | --> | 0.2 | 0 | 0 | Constrained, otherwise capacity available =173 kVA | --> | 0.19 | 0 | 0.011 | 0 | 0 | Constrained, otherwise capacity available =178 kW | --> | E19 ex DALTON | Dalton [T421,T422] | DALTON |  | 53.705 | -9
033261Y | MV/LV Substation OW***261Y |  | 20 kV | _ | LV | 50 kVA :Pole Substation | 0.05 | --> | 0.05 | 0 | 0 | Constrained, otherwise capacity available =48 kVA | --> | 0.048 | 0 | 0 | 0 | 0 | Constrained, otherwise capacity available =47 kW | --> | C18 ex DEERPARK | Deerpark [T41,T42] | BALLYDINE |  | 52.3911 | -7.3496
005232X | MV/LV Substation RE***232X |  | 20 kV | _ | LV | 100 kVA :Pole Substation | 0.1 | --> | 0.1 | 0.091 | 17.8 |  | --> | 0.095 | 0 | 0.005 | 0.09 | 0 |  | --> | E13 ex BANOGE | Banoge [T121,T122] | BANOGE |  | 52.6431 | -6.2367
305870 | MV/LV Substation LE***870 |  | 20 kV | _ | LV | 200 kVA :Pole Substation | 0.2 | --> | 0.2 | 0.182 | 4.61 |  | --> | 0.19 | 0 | 0 | 0 | 0 | Constrained, otherwise capacity available =188 kW | --> | E12 ex LUMCLOON | Lumcloon [T421,T422] | DALLOW |  | 53.2818 | -7.7789
064585 | MV/LV Substation NE***585 |  | 20 kV | _ | LV | 100 kVA :Pole Substation | 0.1 | --> | 0.1 | 0 | 0 | Constrained, otherwise capacity available =60 kVA | --> | 0.095 | 0 | 0.067 | 0 | 0 | Constrained, otherwise capacity available =40 kW | --> | E15 ex DULEEK | Duleek [T421,T422] | DRYBRIDGE |  | 53.6617 | -6.3961
046895 | MV/LV Substation AI***895 |  | 10 kV | _ | LV | 630 kVA :Kiosk Substation | 0.63 | --> | 0.63 | 0.5 | 5.78 |  | --> | 0.598 | 0 | 0 | 0.5 | 0 |  | --> | C20 ex OAKFIELD | Oakfield [T41,T42] | SLIGO |  | 54.2779 | -8.5983
288287X | MV/LV Substation BR***287X |  | 10 kV | _ | LV | 400 kVA :Building Structure | 0.4 | --> | 0.4 | 0 | 0 | Constrained, otherwise capacity available =344 kVA | --> | 0.38 | 0 | 0 | 0.372 | 0 |  | --> | C19 ex SANDYFORD | Sandyford [T41,T42] | CARRICKMINES |  | 53.2689 | -6.243
110131X | MV/LV Substation GO***131X |  | 20 kV | _ | LV | 400 kVA :Building Structure | 0.4 | --> | 0.4 | 0.373 | 0.76 |  | --> | 0.38 | 0 | 0 | 0 | 0 | Constrained, otherwise capacity available =376 kW | --> | E19 ex KENMARE | Kenmare [T421] | KNOCKEARAGH |  | 51.834 | -9.8997
206457 | MV/LV Substation PU***457 |  | 20 kV | _ | LV | 400 kVA :Building Structure | 0.4 | --> | 0.4 | 0.4 | 7.61 |  | --> | 0.38 | 0 | 0 | 0 | 0 | Constrained, otherwise capacity available =380 kW | --> | E14 ex BELLACORICK | Bellacorick [T122] | BELLACORICK |  | 54.2116 | -9.8104
017911 | MV/LV Substation KI***911 |  | 10 kV | _ | LV | 50 kVA :Pole Substation | 0.05 | --> | 0.05 | 0.019 | 1.05 |  | --> | 0.048 | 0 | 0 | 0 | 0 | Constrained, otherwise capacity available =43 kW | --> | C19 ex NEWCASTLEWEST | Newcastlewest [T41,T42] | RATHKEALE |  | 52.4435 | -9.0446
059185X | MV/LV Substation NO***185X |  | 20 kV | _ | LV | 50 kVA :Pole Substation | 0.05 | --> | 0.05 | 0.047 | 0.07 |  | --> | 0.048 | 0 | 0 | 0 | 0 | Constrained, otherwise capacity available =47 kW | --> | E15 ex BALLYCONNELL | Ballyconnell [T421,T422] | GORTAWEE |  | 54.1055 | -7.4393
012991 | MV/LV Substation M ***991 |  | 10 kV | _ | LV | 100 kVA :Pole Substation | 0.1 | --> | 0.1 | 0 | 0 | Constrained, otherwise capacity available =92 kVA | --> | 0.095 | 0 | 0 | 0 | 0 | Constrained, otherwise capacity available =94 kW | --> | C11 ex POLLERTON | Pollerton [T41,T42] | CARLOW |  | 52.8379 | -6.8981
281524 | MV/LV Substation AG***524 |  | 10 kV | _ | LV | 50 kVA :Pole Substation | 0.05 | --> | 0.05 | 0 | 0 | Constrained, otherwise capacity available =37 kVA | --> | 0.048 | 0 | 0 | 0 | 0 | Constrained, otherwise capacity available =46 kW | --> | C17 ex CARRIGALINE | Carrigaline [T41,T42] | BARNAHELY |  | 51.7993 | -8.3368
127015 | MV/LV Substation BO***015 |  | 20 kV | _ | LV | 50 kVA :Pole Substation | 0.05 | --> | 0.05 | 0.048 | 5.89 |  | --> | 0.048 | 0 | 0 | 0 | 0 | Constrained, otherwise capacity available =47 kW | --> | C14 ex CASHEL | Cashel [T41,T42] | CAHIR |  | 52.5736 | -7.8927
059625X | MV/LV Substation CA***625X |  | 20 kV | _ | LV | 400 kVA :Kiosk Substation | 0.4 | --> | 0.4 | 0 | 0 | Constrained, otherwise capacity available =324 kVA | --> | 0.38 | 0 | 0 | 0 | 0 | Constrained, otherwise capacity available =376 kW | --> | E17 ex CAVAN | Cavan [T42,T421] | SHANKILL |  | 54.0141 | -7.3572
062707Y | MV/LV Substation DO***707Y |  | 20 kV | _ | LV | 50 kVA :Pole Substation | 0.05 | --> | 0.05 | 0.05 | 4.25 |  | --> | 0.048 | 0 | 0 | 0 | 0 | Constrained, otherwise capacity available =48 kW | --> | E15 ex JENKINSTOWN | Jenkinstown [T421,T422] | DUNDALK |  | 54.0366 | -6.4013
0204036 | MV/LV Substation CO***4036 |  | 10 kV | _ | LV | 50 kVA :Pole Substation | 0.05 | --> | 0.05 | 0 | 0 | Constrained, otherwise capacity available =47 kVA | --> | 0.048 | 0 | 0.01 | 0 | 0 | Constrained, otherwise capacity available =40 kW | --> | C18 ex COOLCORCORAN | Coolcorcoran [T41,T42] | KNOCKEARAGH |  | 52.065 | -9.6386
180011 | MV/LV Substation CA***011 |  | 10 kV | _ | LV | 200 kVA :Pole Substation | 0.2 | --> | 0.2 | 0.078 | 3.27 |  | --> | 0.19 | 0 | 0 | 0 | 0 | Constrained, otherwise capacity available =173 kW | --> | C11 ex LLOYD | Lloyd [T41,T42] | NAVAN |  | 53.7291 | -6.8771
066732X | MV/LV Substation RA***732X |  | 20 kV | _ | LV | 200 kVA :Pole Substation | 0.2 | --> | 0.2 | 0 | 0 | Constrained, otherwise capacity available =146 kVA | --> | 0.19 | 0 | 0 | 0 | 0 | Constrained, otherwise capacity available =182 kW | --> | E18 ex BALTRASNA | Baltrasna [T121,T122] | BALTRASNA |  | 53.5061 | -6.4648
034034 | MV/LV Substation FE***034 |  | 20 kV | _ | LV | 200 kVA :Pole Substation | 0.2 | --> | 0.2 | 0.07 | 0.57 |  | --> | 0.19 | 0 | 0.015 | 0 | 0 | Constrained, otherwise capacity available =160 kW | --> | E19 ex LAWLESSTOWN | Lawlesstown [T42,T421] | DOON |  | 52.4648 | -7.6972
037022 | MV/LV Substation GR***022 |  | 10 kV | _ | LV | 200 kVA :Pole Substation | 0.2 | --> | 0.2 | 0.102 | 13.05 |  | --> | 0.19 | 0 | 0.092 | 0.108 | 0 |  | --> | C18 ex ENNIS | Ennis [T101,T102] | ENNIS |  | 52.8553 | -8.9586
067721Y | MV/LV Substation WE***721Y |  | 10 kV | _ | LV | 400 kVA :Building Structure | 0.4 | --> | 0.4 | 0 | 0 | Constrained, otherwise capacity available =378 kVA | --> | 0.38 | 0 | 0.005 | 0 | 0 | Constrained, otherwise capacity available =373 kW | --> | C20 ex CAHERDAVIN | Caherdavin [T41,T42] | ARDNACRUSHA |  | 52.6748 | -8.6875
244715 | MV/LV Substation DR***715 |  | 20 kV | _ | LV | 50 kVA :Pole Substation | 0.05 | --> | 0.05 | 0 | 0 | Constrained, otherwise capacity available =44 kVA | --> | 0.048 | 0 | 0 | 0 | 0 | Constrained, otherwise capacity available =47 kW | --> | E16 ex MILLTOWN (SR) | Milltown (sr) [T421,T422] | OUGHTRAGH |  | 52.1059 | -9.771
011068 | MV/LV Substation BI***068 |  | 10 kV | _ | LV | 200 kVA :Kiosk Substation | 0.2 | --> | 0.2 | 0 | 0 | Constrained, otherwise capacity available =200 kVA | --> | 0.19 | 0 | 0 | 0 | 0 | Constrained, otherwise capacity available =190 kW | --> | C16 ex TALBOTS INCH | Talbots Inch [T41,T42] | KILKENNY |  | 52.6599 | -7.2565
032295 | MV/LV Substation MA***295 |  | 10 kV | _ | LV | 630 kVA :Kiosk Substation | 0.63 | --> | 0.63 | 0 | 0 | Constrained, otherwise capacity available =401 kVA | --> | 0.598 | 0 | 0.02 | 0 | 0 | Constrained, otherwise capacity available =552 kW | --> | C16 ex TRAMORE | Tramore [T41,T42] | BUTLERSTOWN |  | 52.1615 | -7.1527
015139Y | MV/LV Substation CO***139Y |  | 10 kV | _ | LV | 50 kVA :Pole Substation | 0.05 | --> | 0.05 | 0 | 0 | Constrained, otherwise capacity available =44 kVA | --> | 0.048 | 0 | 0 | 0 | 0 | Constrained, otherwise capacity available =47 kW | --> | E18 ex BLESSINGTON | Blessington [T421,T422] | KILTEEL |  | 53.202 | -6.4809
006453X | MV/LV Substation CO***453X |  | 20 kV | _ | LV | 200 kVA :Pole Substation | 0.2 | --> | 0.2 | 0.131 | 4.38 |  | --> | 0.19 | 0 | 0.105 | 0.103 | 0 |  | --> | E13 ex CRANE | Crane [T122] | CRANE |  | 52.5115 | -6.52
042033 | MV/LV Substation RA***033 |  | 10 kV | _ | LV | 630 kVA :Kiosk Substation | 0.63 | --> | 0.63 | 0.414 | 1.51 |  | --> | 0.598 | 0 | 0.015 | 0 | 0 | Constrained, otherwise capacity available =557 kW | --> | C19 ex TURLOUGH ROAD | Turlough Road [T43] | CASTLEBAR |  | 53.86 | -9.301
064877 | MV/LV Substation BE***877 |  | 20 kV | _ | LV | 100 kVA :Pole Substation | 0.1 | --> | 0.1 | 0 | 0 | Constrained, otherwise capacity available =84 kVA | --> | 0.095 | 0 | 0.016 | 0 | 0 | Constrained, otherwise capacity available =81 kW | --> | E18 ex JULIANSTOWN | Julianstown [T421,T422] | DRYBRIDGE |  | 53.6841 | -6.3562
281842Z | MV/LV Substation LE***842Z |  | 10 kV | _ | LV | 400 kVA :Building Structure | 0.4 | --> | 0.4 | 0 | 0 | Constrained, otherwise capacity available =280 kVA | --> | 0.38 | 0 | 0 | 0.363 | 0 |  | --> | C17 ex BISHOPSTOWN | Bishopstown [T41,T42] | KILBARRY |  | 51.8855 | -8.5777
136890Y | MV/LV Substation GR***890Y |  | 10 kV | _ | LV | 200 kVA :Pole Substation | 0.2 | --> | 0.2 | 0 | 0 | Constrained, otherwise capacity available =163 kVA | --> | 0.19 | 0 | 0 | 0 | 0 | Constrained, otherwise capacity available =185 kW | --> | C22 ex ROSCOMMON | Roscommon [T41,T42] | LANESBORO |  | 53.6393 | -8.1618
281607X | MV/LV Substation HI***607X |  | 10 kV | _ | LV | 100 kVA :Pole Substation | 0.1 | --> | 0.1 | 0 | 0 | Constrained, otherwise capacity available =62 kVA | --> | 0.095 | 0 | 0.042 | 0.059 | 0 |  | --> | C17 ex BISHOPSTOWN | Bishopstown [T41,T42] | KILBARRY |  | 51.8917 | -8.5594
093207X | MV/LV Substation M.***207X |  | 10 kV | _ | LV | 400 kVA :Building Structure | 0.4 | --> | 0.4 | 0 | 0 | Constrained, otherwise capacity available =340 kVA | --> | 0.38 | 0 | 0 | 0.372 | 0 |  | --> | C19 ex KILMORE | Kilmore [T101,T102,T103] | FINGLAS |  | 53.4073 | -6.2341
058354 | MV/LV Substation YO***354 |  | 10 kV | _ | LV | 50 kVA :Pole Substation | 0.05 | --> | 0.05 | 0.044 | 3 |  | --> | 0.048 | 0 | 0 | 0 | 0 | Constrained, otherwise capacity available =47 kW | --> | C21 ex NENAGH | Nenagh [T41,T42] | NENAGH |  | 52.8934 | -8.2961
209831 | MV/LV Substation CA***831 |  | 20 kV | _ | LV | 630 kVA :Kiosk Substation | 0.63 | --> | 0.63 | 0 | 0 | Constrained, otherwise capacity available =574 kVA | --> | 0.598 | 0 | 0 | 0 | 0 | Constrained, otherwise capacity available =591 kW | --> | C14 ex MILFORD (NR) | Milford (nr) [T41,T42] | LETTERKENNY |  | 55.1391 | -7.6693
209428 | MV/LV Substation KE***428 |  | 20 kV | _ | LV | 100 kVA :Pole Substation | 0.1 | --> | 0.1 | 0 | 0 | Constrained, otherwise capacity available =12 kVA | --> | 0.095 | 0 | 0.017 | 0 | 0 | Constrained, otherwise capacity available =70 kW | --> | C14 ex MILFORD (NR) | Milford (nr) [T41,T42] | LETTERKENNY |  | 55.1366 | -7.6665
1574052 | MV/LV Substation WO***4052 |  | 20 kV | _ | LV | 50 kVA :Pole Substation | 0.05 | --> | 0.05 | 0.048 | 1.55 |  | --> | 0.048 | 0 | 0 | 0 | 0 | Constrained, otherwise capacity available =47 kW | --> | E11 ex CARRIGALLEN | Carrigallen [T421] | CARRICK ON SHANNON |  | 54.0528 | -7.6872
007504 | MV/LV Substation BA***504 |  | 10 kV | _ | LV | 100 kVA :Pole Substation | 0.1 | --> | 0.1 | 0.07 | 0.9 |  | --> | 0.095 | 0 | 0.013 | 0 | 0 | Constrained, otherwise capacity available =81 kW | --> | C19 ex CLONARD | Clonard [T41,T42] | WEXFORD |  | 52.2876 | -6.473
365992X | MV/LV Substation CA***992X |  | 10 kV | _ | LV | 400 kVA :Kiosk Substation | 0.4 | --> | 0.4 | 0 | 0 | Constrained, otherwise capacity available =334 kVA | --> | 0.38 | 0 | 0.008 | 0.365 | 0 |  | --> | C14 ex FORTUNESTOWN | Fortunestown [T101,T102] | INCHICORE 220KV |  | 53.2827 | -6.4268
0674228 | MV/LV Substation PA***4228 |  | 10 kV | _ | LV | 400 kVA :Kiosk Substation | 0.4 | --> | 0.4 | 0.369 | 13.8 |  | --> | 0.38 | 0 | 0 | 0.376 | 0 |  | --> | C20 ex SINGLAND | Singland [T101,T102] | SINGLAND |  | 52.6633 | -8.5933
111414Z | MV/LV Substation GU***414Z |  | 20 kV | _ | LV | 50 kVA :Pole Substation | 0.05 | --> | 0.05 | 0 | 0 | Constrained, otherwise capacity available =48 kVA | --> | 0.048 | 0 | 0 | 0 | 0 | Constrained, otherwise capacity available =47 kW | --> | E16 ex BALLYDEHOB | Ballydehob [T421] | DUNMANWAY |  | 51.5202 | -9.5769
158069 | MV/LV Substation TO***069 |  | 20 kV | _ | LV | 50 kVA :Pole Substation | 0.05 | --> | 0.05 | 0 | 0 | Constrained, otherwise capacity available =18 kVA | --> | 0.048 | 0 | 0.005 | 0 | 0 | Constrained, otherwise capacity available =39 kW | --> | C19 ex ENNISTYMON | Ennistymon [T41,T42] | ENNIS |  | 53.113 | -9.1495
151575 | MV/LV Substation MO***575 |  | 10 kV | _ | LV | 50 kVA :Pole Substation | 0.05 | --> | 0.05 | 0 | 0 | Constrained, otherwise capacity available =28 kVA | --> | 0.048 | 0 | 0 | 0 | 0 | Constrained, otherwise capacity available =44 kW | --> | C16 ex GARRYSPILLANE | Garryspillane [T41] | TIPPERARY |  | 52.3748 | -8.4483
093621Z | MV/LV Substation HU***621Z |  | 10 kV | _ | LV | 400 kVA :Building Structure | 0.4 | --> | 0.4 | 0 | 0 | Constrained, otherwise capacity available =145 kVA | --> | 0.38 | 0 | 0.15 | 0 | 0 | Constrained, otherwise capacity available =232 kW | --> | C25 ex BALLYCOOLIN | Ballycoolin [T41,T42,T43] | FINGLAS |  | 53.4044 | -6.3421
002797 | MV/LV Substation HE***797 |  | 10 kV | _ | LV | 400 kVA :Kiosk Substation | 0.4 | --> | 0.4 | 0.234 | 2.36 |  | --> | 0.38 | 0 | 0.013 | 0.347 | 0 |  | --> | C12 ex BRAY | Bray [T41,T42] | FASSAROE |  | 53.2039 | -6.1112
028019Y | MV/LV Substation CO***019Y |  | 10 kV | _ | LV | 200 kVA :Kiosk Substation | 0.2 | --> | 0.2 | 0.116 | 19.7 |  | --> | 0.19 | 0 | 0.016 | 0.166 | 0 |  | --> | C14 ex COW CROSS | Cow Cross [T102,T41] | COW CROSS |  | 51.8556 | -8.291
288231X | MV/LV Substation AL***231X |  | 10 kV | _ | LV | 400 kVA :Building Structure | 0.4 | --> | 0.4 | 0 | 0 | Constrained, otherwise capacity available =291 kVA | --> | 0.38 | 0 | 0 | 0.365 | 0 |  | --> | C17 ex CARRICKMINES | Carrickmines [T41,T42] | CARRICKMINES |  | 53.2414 | -6.2007
238015 | MV/LV Substation CR***015 |  | 20 kV | _ | LV | 200 kVA :Kiosk Substation | 0.2 | --> | 0.2 | 0 | 0 | Constrained, otherwise capacity available =121 kVA | --> | 0.19 | 0 | 0.005 | 0 | 0 | Constrained, otherwise capacity available =175 kW | --> | E13 ex BALLINROBE | Ballinrobe [T421,T422] | DALTON |  | 53.626 | -9.2282
093302X | MV/LV Substation NO***302X |  | 10 kV | _ | LV | 400 kVA :Kiosk Substation | 0.4 | --> | 0.4 | 0 | 0 | Constrained, otherwise capacity available =231 kVA | --> | 0.38 | 0 | 0 | 0 | 0 | Constrained, otherwise capacity available =359 kW | --> | C31 ex CLONSHAUGH | Clonshaugh [T41,T42] | FINGLAS |  | 53.3968 | -6.2152
001341 | MV/LV Substation CA***341 |  | 10 kV | _ | LV | 630 kVA :Building Structure | 0.63 | --> | 0.63 | 0.455 | 1.16 |  | --> | 0.598 | 0 | 0 | 0.5 | 0 |  | --> | C24 ex MOUNT MERRION | Mount Merrion [T41,T42] | CARRICKMINES |  | 53.296 | -6.1866
019257X | MV/LV Substation CL***257X |  | 10 kV | _ | LV | 200 kVA :Kiosk Substation | 0.2 | --> | 0.2 | 0.047 | 0.05 | Constrained, otherwise capacity available =180 kVA | --> | 0.19 | 0 | 0 | 0 | 0 | Constrained, otherwise capacity available =187 kW | --> | C17 ex BALLYBEGGAN | Ballybeggan [T43,T44] | TRALEE |  | 52.2762 | -9.6807
281313Y | MV/LV Substation CA***313Y |  | 10 kV | _ | LV | 400 kVA :Kiosk Substation | 0.4 | --> | 0.4 | 0 | 0 | Constrained, otherwise capacity available =199 kVA | --> | 0.38 | 0 | 0.013 | 0 | 0 | Constrained, otherwise capacity available =342 kW | --> | C19 ex KILMONEY | Kilmoney [T41,T42] | TRABEG |  | 51.8123 | -8.3921
066818X | MV/LV Substation FO***818X |  | 10 kV | _ | LV | 100 kVA :Pole Substation | 0.1 | --> | 0.1 | 0 | 0 | Constrained, otherwise capacity available =97 kVA | --> | 0.095 | 0 | 0 | 0 | 0 | Constrained, otherwise capacity available =95 kW | --> | C14 ex SWORDS | Swords [T41,T42] | GLASMORE |  | 53.4407 | -6.2615
0044286 | MV/LV Substation TH***4286 |  | 10 kV | _ | LV | 400 kVA :Kiosk Substation | 0.4 | --> | 0.4 | 0 | 0 | Constrained, otherwise capacity available =400 kVA | --> | 0.38 | 0 | 0 | 0 | 0 | Constrained, otherwise capacity available =380 kW | --> | C24 ex TINAHASK | Tinahask [T41,T42] | ARKLOW |  | 52.7866 | -6.1693
082830X | MV/LV Substation GI***830X |  | 20 kV | _ | LV | 50 kVA :Pole Substation | 0.05 | --> | 0.05 | 0.046 | 0.64 |  | --> | 0.048 | 0 | 0.01 | 0 | 0 | Constrained, otherwise capacity available =40 kW | --> | E14 ex RANDALSTOWN | Randalstown [T422] | NAVAN |  | 53.7088 | -6.7595
028019 | MV/LV Substation CA***019 |  | 10 kV | _ | LV | 630 kVA :Kiosk Substation | 0.63 | --> | 0.63 | 0.061 | 19.7 |  | --> | 0.598 | 0 | 0.003 | 0.5 | 0 |  | --> | C11 ex COW CROSS | Cow Cross [T102,T41] | N/A |  | 51.8507 | -8.2949
1194208 | MV/LV Substation LI***4208 |  | 10 kV | _ | LV | 100 kVA :Pole Substation | 0.1 | --> | 0.1 | 0.095 | 4.16 |  | --> | 0.095 | 0 | 0 | 0.094 | 0 |  | --> | C20 ex NEWMARKET (SR) | Newmarket (sr) [T41,T42] | GLENLARA |  | 52.2384 | -8.9513
111876Y | MV/LV Substation GO***876Y |  | 20 kV | _ | LV | 50 kVA :Pole Substation | 0.05 | --> | 0.05 | 0 | 0 | Constrained, otherwise capacity available =45 kVA | --> | 0.048 | 0 | 0.01 | 0 | 0 | Constrained, otherwise capacity available =39 kW | --> | C12 ex BANTRY | Bantry [T41,T42] | BALLYLICKY |  | 51.6567 | -9.465
0714071 | MV/LV Substation AR***4071 |  | 10 kV | _ | LV | 630 kVA :Kiosk Substation | 0.63 | --> | 0.63 | 0 | 0 | Constrained, otherwise capacity available =549 kVA | --> | 0.598 | 0 | 0 | 0.5 | 0 |  | --> | C22 ex GREYSTONES | Greystones [T41,T42] | FASSAROE |  | 53.1274 | -6.0755
0394162 | MV/LV Substation DE***4162 |  | 10 kV | _ | LV | 400 kVA :Building Structure | 0.4 | --> | 0.4 | 0 | 0 | Constrained, otherwise capacity available =297 kVA | --> | 0.38 | 0 | 0 | 0 | 0 | Constrained, otherwise capacity available =366 kW | --> | C19 ex HEADFORD ROAD | Headford Road [T41,T42] | GALWAY 110KV |  | 53.2766 | -9.0465
0684280 | MV/LV Substation BR***4280 |  | 10 kV | _ | LV | 1000 kVA :Building Structure | 1 | --> | 1 | 0 | 0 | Constrained, otherwise capacity available =573 kVA | --> | 0.95 | 0 | 0 | 0.5 | 0 |  | --> | C14 ex NEWMARKET (DR) | Newmarket (dr) [T41] | FRANCIS STREET |  | 53.337 | -6.283
013868Y | MV/LV Substation BA***868Y |  | 10 kV | _ | LV | 50 kVA :Pole Substation | 0.05 | --> | 0.05 | 0.047 | 0.12 |  | --> | 0.048 | 0 | 0 | 0.047 | 0 |  | --> | C23 ex ATHY | Athy [T101,T102] | ATHY |  | 52.9547 | -6.9831
0664285 | MV/LV Substation CO***4285 |  | 10 kV | _ | LV | 400 kVA :Building Structure | 0.4 | --> | 0.4 | 0 | 0 | Constrained, otherwise capacity available =400 kVA | --> | 0.38 | 0 | 0 | 0 | 0 | Constrained, otherwise capacity available =380 kW | --> | E11 ex ASHBOURNE | Ashbourne [T421,T422] | FINGLAS |  | 53.4598 | -6.3518
054507Y | MV/LV Substation BU***507Y |  | 20 kV | _ | LV | 50 kVA :Pole Substation | 0.05 | --> | 0.05 | 0 | 0 | Constrained, otherwise capacity available =46 kVA | --> | 0.048 | 0 | 0 | 0 | 0 | Constrained, otherwise capacity available =47 kW | --> | E13 ex ABBEYLEIX | Abbeyleix [T422] | PORTLAOISE |  | 52.9903 | -7.3267
1274321 | MV/LV Substation BA***4321 |  | 20 kV | _ | LV | 50 kVA :Pole Substation | 0.05 | --> | 0.05 | 0.049 | 5.89 |  | --> | 0.048 | 0 | 0 | 0 | 0 | Constrained, otherwise capacity available =47 kW | --> | C14 ex CASHEL | Cashel [T41,T42] | CAHIR |  | 52.5343 | -7.8226
2554094 | MV/LV Substation PU***4094 |  | 10 kV | _ | LV | 50 kVA :Pole Substation | 0.05 | --> | 0.05 | 0.05 | 2.09 |  | --> | 0.048 | 0 | 0 | 0 | 0 | Constrained, otherwise capacity available =48 kW | --> | C16 ex KILCAR | Kilcar [T41] | BINBANE |  | 54.7185 | -8.5863
050385Y | MV/LV Substation WO***385Y |  | 10 kV | _ | LV | 400 kVA :Kiosk Substation | 0.4 | --> | 0.4 | 0.332 | 6.49 |  | --> | 0.38 | 0 | 0.032 | 0 | 0 | Constrained, otherwise capacity available =347 kW | --> | C17 ex BUSHFIELD | Bushfield [T41,T42] | ATHLONE |  | 53.4341 | -7.8977
0844158 | MV/LV Substation WE***4158 |  | 20 kV | _ | LV | 100 kVA :Pole Substation | 0.1 | --> | 0.1 | 0 | 0 | Constrained, otherwise capacity available =100 kVA | --> | 0.095 | 0 | 0 | 0 | 0 | Constrained, otherwise capacity available =95 kW | --> | E11 ex KILCOLGAN | Kilcolgan [T42,T421] | GALWAY 110KV |  | 53.1401 | -8.9239
081522Z | MV/LV Substation ST***522Z |  | 10 kV | _ | LV | 200 kVA :Kiosk Substation | 0.2 | --> | 0.2 | 0 | 0 | Constrained, otherwise capacity available =160 kVA | --> | 0.19 | 0 | 0 | 0 | 0 | Constrained, otherwise capacity available =184 kW | --> | C22 ex LEIXLIP | Leixlip [T41,T42] | GRIFFINRATH |  | 53.3654 | -6.5213
2884233 | MV/LV Substation OA***4233 |  | 10 kV | _ | LV | 400 kVA :Kiosk Substation | 0.4 | --> | 0.4 | 0.4 | 2.36 |  | --> | 0.38 | 0 | 0 | 0.38 | 0 |  | --> | C11 ex BRAY | Bray [T41,T42] | FASSAROE |  | 53.1917 | -6.1718
281423Y | MV/LV Substation GL***423Y |  | 10 kV | _ | LV | 630 kVA :Kiosk Substation | 0.63 | --> | 0.63 | 0 | 0 | Constrained, otherwise capacity available =527 kVA | --> | 0.598 | 0 | 0.092 | 0 | 0 | Constrained, otherwise capacity available =516 kW | --> | C15 ex CARRIGALINE | Carrigaline [T41,T42] | BARNAHELY |  | 51.8203 | -8.3954
0814388 | MV/LV Substation ST***4388 |  | 10 kV | _ | LV | 1000 kVA :Building Structure | 1 | --> | 1 | 0 | 0 | Constrained, otherwise capacity available =938 kVA | --> | 0.95 | 0 | 0 | 0.5 | 0 |  | --> | C13 ex INCHICORE NORTH | Inchicore North [T41] | INCHICORE 220KV |  | 53.3428 | -6.3404
265881 | MV/LV Substation LA***881 |  | 20 kV | _ | LV | 100 kVA :Pole Substation | 0.1 | --> | 0.1 | 0.066 | 0.07 |  | --> | 0.095 | 0 | 0.05 | 0 | 0 | Constrained, otherwise capacity available =53 kW | --> | E15 ex BALLYCONNELL | Ballyconnell [T421,T422] | GORTAWEE |  | 54.1195 | -7.4869
011855Z | MV/LV Substation CO***855Z |  | 10 kV | _ | LV | 100 kVA :Pole Substation | 0.1 | --> | 0.1 | 0.098 | 5.05 |  | --> | 0.095 | 0 | 0 | 0 | 0 | Constrained, otherwise capacity available =95 kW | --> | C20 ex MCDONAGH | Mcdonagh [T41,T42] | KILKENNY |  | 52.7364 | -7.1082
276668 | MV/LV Substation CL***668 |  | 10 kV | _ | LV | 50 kVA :Pole Substation | 0.05 | --> | 0.05 | 0.049 | 0.76 |  | --> | 0.048 | 0 | 0 | 0 | 0 | Constrained, otherwise capacity available =47 kW | --> | C13 ex WOODFORD | Woodford [T41,T42] | KNOCKEARAGH |  | 52.0457 | -9.4468
154392 | MV/LV Substation BL***392 |  | 10 kV | _ | LV | 200 kVA :Kiosk Substation | 0.2 | --> | 0.2 | 0 | 0 | Constrained, otherwise capacity available =127 kVA | --> | 0.19 | 0 | 0.008 | 0 | 0 | Constrained, otherwise capacity available =174 kW | --> | C15 ex COOLMINE | Coolmine [T41,T42] | FINGLAS |  | 53.3978 | -6.4133
001046X | MV/LV Substation MU***046X |  | 10 kV | _ | LV | 630 kVA :Building Structure | 0.63 | --> | 0.63 | 0.5 | 4.37 |  | --> | 0.598 | 0 | 0 | 0.5 | 0 |  | --> | C19 ex DUN LAOGHAIRE | Dun Laoghaire [T41,T42] | BLACKROCK |  | 53.2935 | -6.1403
025309 | MV/LV Substation NE***309 |  | 10 kV | _ | LV | 100 kVA :Pole Substation | 0.1 | --> | 0.1 | 0 | 0 | Constrained, otherwise capacity available =50 kVA | --> | 0.095 | 0 | 0 | 0 | 0 | Constrained, otherwise capacity available =88 kW | --> | C12 ex KILMALLOCK | Kilmallock [T41,T42] | CHARLEVILLE |  | 52.3537 | -8.6016
156314X | MV/LV Substation LI***314X |  | 10 kV | _ | LV | 200 kVA :Pole Substation | 0.2 | --> | 0.2 | 0.152 | 2.04 |  | --> | 0.19 | 0 | 0 | 0 | 0 | Constrained, otherwise capacity available =183 kW | --> | C18 ex BALLYBAY | Ballybay [T41,T42] | LISDRUM |  | 54.1606 | -6.9713
117115Y | MV/LV Substation CO***115Y |  | 20 kV | _ | LV | 100 kVA :Pole Substation | 0.1 | --> | 0.1 | 0 | 0 | Constrained, otherwise capacity available =72 kVA | --> | 0.095 | 0 | 0.005 | 0 | 0 | Constrained, otherwise capacity available =87 kW | --> | E14 ex COLLOONEY | Collooney [T421,T422] | SLIGO |  | 54.1709 | -8.6083
0524093 | MV/LV Substation FA***4093 |  | 10 kV | _ | LV | 200 kVA :Kiosk Substation | 0.2 | --> | 0.2 | 0.143 | 10.9 |  | --> | 0.19 | 0 | 0 | 0.182 | 0 |  | --> | C21 ex MULLINGAR | Mullingar [T101,T102] | MULLINGAR |  | 53.5243 | -7.3497
1964163 | MV/LV Substation EF***4163 |  | 10 kV | _ | LV | 400 kVA :Kiosk Substation | 0.4 | --> | 0.4 | 0 | 0 | Constrained, otherwise capacity available =347 kVA | --> | 0.38 | 0 | 0.099 | 0 | 0 | Constrained, otherwise capacity available =299 kW | --> | C17 ex TRIM | Trim [T41,T42] | NAVAN |  | 53.5469 | -6.7744
026180 | MV/LV Substation BA***180 |  | 10 kV | _ | LV | 100 kVA :Pole Substation | 0.1 | --> | 0.1 | 0 | 0 | Constrained, otherwise capacity available =2 kVA | --> | 0.095 | 0 | 0.008 | 0 | 0 | Constrained, otherwise capacity available =75 kW | --> | C15 ex KINSALE | Kinsale [T41,T42] | BANDON |  | 51.6989 | -8.4991
288138 | MV/LV Substation BA***138 |  | 10 kV | _ | LV | 400 kVA :Building Structure | 0.4 | --> | 0.4 | 0 | 0 | Constrained, otherwise capacity available =264 kVA | --> | 0.38 | 0 | 0 | 0.361 | 0 |  | --> | C19 ex SANDYFORD | Sandyford [T41,T42] | CARRICKMINES |  | 53.276 | -6.2494
067288 | MV/LV Substation CL***288 |  | 10 kV | _ | LV | 400 kVA :Kiosk Substation | 0.4 | --> | 0.4 | 0 | 0 | Constrained, otherwise capacity available =293 kVA | --> | 0.38 | 0 | 0.03 | 0 | 0 | Constrained, otherwise capacity available =343 kW | --> | C11 ex MOYLISH | Moylish [T41,T42] | ARDNACRUSHA |  | 52.6797 | -8.6452
0144312 | MV/LV Substation MI***4312 |  | 10 kV | _ | LV | 50 kVA :Pole Substation | 0.05 | --> | 0.05 | 0 | 0 | Constrained, otherwise capacity available =38 kVA | --> | 0.048 | 0 | 0.005 | 0 | 0 | Constrained, otherwise capacity available =42 kW | --> | C14 ex ATHGARVAN | Athgarvan [T41,T44] | NEWBRIDGE |  | 53.1549 | -6.7712
068377X | MV/LV Substation SH***377X |  | 10 kV | _ | LV | 1000 kVA :Building Structure | 1 | --> | 1 | 0 | 0 | Constrained, otherwise capacity available =900 kVA | --> | 0.95 | 0 | 0 | 0.5 | 0 |  | --> | C21 ex CAMDEN ROW | Camden Row [T41] | FRANCIS STREET |  | 53.3413 | -6.268
046108 | MV/LV Substation MO***108 |  | 10 kV | _ | LV | 400 kVA :Building Structure | 0.4 | --> | 0.4 | 0 | 0 | Constrained, otherwise capacity available =217 kVA | --> | 0.38 | 0 | 0.065 | 0.306 | 0 |  | --> | C18 ex CRANMORE | Cranmore [T41,T42] | SLIGO |  | 54.2731 | -8.4689
1184201 | MV/LV Substation QU***4201 |  | 20 kV | _ | LV | 50 kVA :Pole Substation | 0.05 | --> | 0.05 | 0 | 0 | Constrained, otherwise capacity available =50 kVA | --> | 0.048 | 0 | 0 | 0 | 0 | Constrained, otherwise capacity available =48 kW | --> | E18 ex CREAGH | Creagh [T421,T422] | ATHLONE |  | 53.4099 | -8.3409
281588 | MV/LV Substation BA***588 |  | 20 kV | _ | LV | 200 kVA :Pole Substation | 0.2 | --> | 0.2 | 0 | 0 | Constrained, otherwise capacity available =123 kVA | --> | 0.19 | 0 | 0.005 | 0 | 0 | Constrained, otherwise capacity available =175 kW | --> | C15 ex KILMONEY | Kilmoney [T41,T42] | TRABEG |  | 51.8112 | -8.5311
014188Z | MV/LV Substation CA***188Z |  | 20 kV | _ | LV | 50 kVA :Pole Substation | 0.05 | --> | 0.05 | 0.042 | 0.63 |  | --> | 0.048 | 0 | 0 | 0 | 0 | Constrained, otherwise capacity available =46 kW | --> | E12 ex KILCULLEN | Kilcullen [T41,T42,T424] | STRATFORD |  | 53.0841 | -6.8038
031862 | MV/LV Substation KI***862 |  | 20 kV | _ | LV | 100 kVA :Pole Substation | 0.1 | --> | 0.1 | 0 | 0 | Constrained, otherwise capacity available =65 kVA | --> | 0.095 | 0 | 0.007 | 0 | 0 | Constrained, otherwise capacity available =85 kW | --> | E12 ex KILMACTHOMAS | Kilmacthomas [T421,T422] | DUNGARVAN |  | 52.2047 | -7.4216
027845X | MV/LV Substation DR***845X |  | 10 kV | _ | LV | 50 kVA :Pole Substation | 0.05 | --> | 0.05 | 0.05 | 7.79 |  | --> | 0.048 | 0 | 0 | 0 | 0 | Constrained, otherwise capacity available =48 kW | --> | C11 ex DUNMANWAY | Dunmanway [T422,T43] | DUNMANWAY |  | 51.7149 | -9.1464
082644Y | MV/LV Substation GL***644Y |  | 20 kV | _ | LV | 50 kVA :Pole Substation | 0.05 | --> | 0.05 | 0 | 0 | Constrained, otherwise capacity available =38 kVA | --> | 0.048 | 0 | 0 | 0 | 0 | Constrained, otherwise capacity available =46 kW | --> | E17 ex ACADEMY STREET | Academy Street [T421,T422,T44] | NAVAN |  | 53.5557 | -6.6593
127418Y | MV/LV Substation BA***418Y |  | 10 kV | _ | LV | 50 kVA :Pole Substation | 0.05 | --> | 0.05 | 0 | 0 | Constrained, otherwise capacity available =50 kVA | --> | 0.048 | 0 | 0 | 0 | 0 | Constrained, otherwise capacity available =48 kW | --> | C11 ex LOUGHTAGALLA | Loughtagalla [T41,T42] | THURLES |  | 52.6286 | -7.7491
064331Y | MV/LV Substation RO***331Y |  | 20 kV | _ | LV | 630 kVA :Kiosk Substation | 0.63 | --> | 0.63 | 0 | 0 | Constrained, otherwise capacity available =572 kVA | --> | 0.598 | 0 | 0 | 0 | 0 | Constrained, otherwise capacity available =590 kW | --> | E14 ex DULEEK | Duleek [T421,T422] | DRYBRIDGE |  | 53.6644 | -6.4367
015137Z | MV/LV Substation LA***137Z |  | 10 kV | _ | LV | 50 kVA :Pole Substation | 0.05 | --> | 0.05 | 0 | 0 | Constrained, otherwise capacity available =49 kVA | --> | 0.048 | 0 | 0 | 0 | 0 | Constrained, otherwise capacity available =47 kW | --> | C17 ex NAAS | Naas [T41,T42] | KILTEEL |  | 53.2108 | -6.7391
004266Y | MV/LV Substation GL***266Y |  | 10 kV | _ | LV | 400 kVA :Kiosk Substation | 0.4 | --> | 0.4 | 0.207 | 18.08 |  | --> | 0.38 | 0 | 0.005 | 0.349 | 0 |  | --> | C22 ex ARKLOW | Arklow [T101,T102] | ARKLOW |  | 52.7976 | -6.1694
013803Y | MV/LV Substation GR***803Y |  | 10 kV | _ | LV | 50 kVA :Pole Substation | 0.05 | --> | 0.05 | 0.038 | 0.12 |  | --> | 0.048 | 0 | 0.015 | 0.035 | 0 |  | --> | C23 ex ATHY | Athy [T101,T102] | ATHY |  | 52.948 | -7.0143
006183 | MV/LV Substation EN***183 |  | 10 kV | _ | LV | 630 kVA :Building Structure | 0.63 | --> | 0.63 | 0.5 | 1.29 |  | --> | 0.598 | 0 | 0 | 0 | 0 | Constrained, otherwise capacity available =591 kW | --> | C24 ex MONFIN | Monfin [T41,T42] | WEXFORD |  | 52.4884 | -6.5716
042760X | MV/LV Substation DE***760X |  | 20 kV | _ | LV | 50 kVA :Pole Substation | 0.05 | --> | 0.05 | 0 | 0 | Constrained, otherwise capacity available =50 kVA | --> | 0.048 | 0 | 0 | 0 | 0 | Constrained, otherwise capacity available =48 kW | --> | E17 ex WINDSOR | Windsor [T421,T422] | CASTLEBAR |  | 53.8643 | -9.2317
022867 | MV/LV Substation SP***867 |  | 10 kV | _ | LV | 200 kVA :Pole Substation | 0.2 | --> | 0.2 | 0 | 0 | Constrained, otherwise capacity available =174 kVA | --> | 0.19 | 0 | 0.02 | 0 | 0 | Constrained, otherwise capacity available =172 kW | --> | C15 ex SCARTEEN | Scarteen [T41,T42] | MALLOW |  | 52.1266 | -8.6639
160693Y | MV/LV Substation RO***693Y |  | 20 kV | _ | LV | 200 kVA :Pole Substation | 0.2 | --> | 0.2 | 0 | 0 | Constrained, otherwise capacity available =200 kVA | --> | 0.19 | 0 | 0 | 0 | 0 | Constrained, otherwise capacity available =190 kW | --> | C23 ex PORTARLINGTON | Portarlington [T43] | BLAKE |  | 53.1141 | -7.0993
0664170 | MV/LV Substation TH***4170 |  | 20 kV | _ | LV | 400 kVA :Kiosk Substation | 0.4 | --> | 0.4 | 0 | 0 | Constrained, otherwise capacity available =366 kVA | --> | 0.38 | 0 | 0.005 | 0 | 0 | Constrained, otherwise capacity available =372 kW | --> | E15 ex BATTER LANE TEMPORARY | Batter Lane Temporary 38kv [T421] | GLASMORE |  | 53.5214 | -6.1668
019087 | MV/LV Substation BA***087 |  | 10 kV | _ | LV | 200 kVA :Kiosk Substation | 0.2 | --> | 0.2 | 0.047 | 0.05 | Constrained, otherwise capacity available =134 kVA | --> | 0.19 | 0 | 0.01 | 0 | 0 | Constrained, otherwise capacity available =173 kW | --> | C20 ex BALLYBEGGAN | Ballybeggan [T43,T44] | TRALEE |  | 52.2698 | -9.6836
082035 | MV/LV Substation CO***035 |  | 10 kV | _ | LV | 630 kVA :Building Structure | 0.63 | --> | 0.63 | 0.223 | 2.01 |  | --> | 0.598 | 0 | 0 | 0 | 0 | Constrained, otherwise capacity available =540 kW | --> | C15 ex ABBEYLAND | Abbeyland [T41,T42] | NAVAN |  | 53.6527 | -6.6828
081285Y | MV/LV Substation FR***285Y |  | 10 kV | _ | LV | 50 kVA :Pole Substation | 0.05 | --> | 0.05 | 0 | 0 | Constrained, otherwise capacity available =40 kVA | --> | 0.048 | 0 | 0 | 0 | 0 | Constrained, otherwise capacity available =46 kW | --> | C19 ex CELBRIDGE | Celbridge [T41,T42] | GRIFFINRATH |  | 53.3114 | -6.5808
109062 | MV/LV Substation RA***062 |  | 10 kV | _ | LV | 100 kVA :Building Structure | 0.1 | --> | 0.1 | 0.09 | 0.38 |  | --> | 0.095 | 0 | 0 | 0.094 | 0 |  | --> | C22 ex RINEANNA | Rineanna [T41,T42] | DRUMLINE |  | 52.7014 | -8.9369
034037 | MV/LV Substation MA***037 |  | 10 kV | _ | LV | 400 kVA :Kiosk Substation | 0.4 | --> | 0.4 | 0.342 | 0.95 |  | --> | 0.38 | 0 | 0 | 0 | 0 | Constrained, otherwise capacity available =372 kW | --> | C17 ex SPA ROAD | Spa Road [T41,T42] | DOON |  | 52.3546 | -7.693
154291 | MV/LV Substation BL***291 |  | 10 kV | _ | LV | 200 kVA :Kiosk Substation | 0.2 | --> | 0.2 | 0 | 0 | Constrained, otherwise capacity available =120 kVA | --> | 0.19 | 0 | 0.026 | 0 | 0 | Constrained, otherwise capacity available =160 kW | --> | C18 ex COOLMINE | Coolmine [T41,T42] | FINGLAS |  | 53.3956 | -6.4085
093130Y | MV/LV Substation LO***130Y |  | 10 kV | _ | LV | 400 kVA :Kiosk Substation | 0.4 | --> | 0.4 | 0 | 0 | Constrained, otherwise capacity available =225 kVA | --> | 0.38 | 0 | 0.045 | 0.322 | 0 |  | --> | C14 ex SANTRY | Santry [T41,T42] | FINGLAS |  | 53.3921 | -6.2351
0934047 | MV/LV Substation PA***4047 |  | 10 kV | _ | LV | 400 kVA :Kiosk Substation | 0.4 | --> | 0.4 | 0 | 0 | Constrained, otherwise capacity available =296 kVA | --> | 0.38 | 0 | 0.024 | 0.348 | 0 |  | --> | C13 ex GRANGE (DR) | Grange (dr) [T41,T42] | GRANGE (DR) |  | 53.4065 | -6.1576
035691X | MV/LV Substation TA***691X |  | 10 kV | _ | LV | 200 kVA :Pole Substation | 0.2 | --> | 0.2 | 0.181 | 6.17 |  | --> | 0.19 | 0 | 0 | 0 | 0 | Constrained, otherwise capacity available =187 kW | --> | C17 ex CAHIR | Cahir [T41,T42] | CAHIR |  | 52.3951 | -7.944
007439Z | MV/LV Substation HE***439Z |  | 10 kV | _ | LV | 200 kVA :Kiosk Substation | 0.2 | --> | 0.2 | 0 | 0 | Constrained, otherwise capacity available =167 kVA | --> | 0.19 | 0 | 0.011 | 0 | 0 | Constrained, otherwise capacity available =177 kW | --> | C11 ex MULGANNON | Mulgannon [T41,T42] | WEXFORD |  | 52.3279 | -6.4655
082685Y | MV/LV Substation BA***685Y |  | 20 kV | _ | LV | 400 kVA :Kiosk Substation | 0.4 | --> | 0.4 | 0 | 0 | Constrained, otherwise capacity available =220 kVA | --> | 0.38 | 0 | 0.075 | 0 | 0 | Constrained, otherwise capacity available =299 kW | --> | E16 ex ACADEMY STREET | Academy Street [T421,T422,T44] | NAVAN |  | 53.6353 | -6.6914
0524635 | MV/LV Substation AR***4635 |  | 10 kV | _ | LV | 400 kVA :Kiosk Substation | 0.4 | --> | 0.4 | 0 | 0 | Constrained, otherwise capacity available =400 kVA | --> | 0.38 | 0 | 0 | 0 | 0 | Constrained, otherwise capacity available =380 kW | --> | C23 ex BALLINDERRY | Ballinderry [T41,T422] | MULLINGAR |  | 53.5189 | -7.3118
004168Y | MV/LV Substation TI***168Y |  | 10 kV | _ | LV | 50 kVA :Pole Substation | 0.05 | --> | 0.05 | 0.05 | 0.45 |  | --> | 0.048 | 0 | 0 | 0 | 0 | Constrained, otherwise capacity available =47 kW | --> | C12 ex KILMAGIG | Kilmagig [T42] | ARKLOW |  | 52.8606 | -6.2157
065129Z | MV/LV Substation LA***129Z |  | 20 kV | _ | LV | 400 kVA :Kiosk Substation | 0.4 | --> | 0.4 | 0 | 0 | Constrained, otherwise capacity available =324 kVA | --> | 0.38 | 0 | 0 | 0 | 0 | Constrained, otherwise capacity available =370 kW | --> | E17 ex BALTRASNA | Baltrasna [T121,T122] | BALTRASNA |  | 53.5418 | -6.4629
039314X | MV/LV Substation WA***314X |  | 10 kV | _ | LV | 1000 kVA :Building Structure | 1 | --> | 1 | 0.5 | 3.45 |  | --> | 0.95 | 0 | 0.015 | 0.5 | 0 |  | --> | C11 ex TRIMMS LANE | Trimms Lane [T41,T42] | SALTHILL |  | 53.2589 | -9.079
065091 | MV/LV Substation TA***091 |  | 10 kV | _ | LV | 400 kVA :Kiosk Substation | 0.4 | --> | 0.4 | 0 | 0 | Constrained, otherwise capacity available =337 kVA | --> | 0.38 | 0 | 0.025 | 0 | 0 | Constrained, otherwise capacity available =353 kW | --> | C15 ex BALBRIGGAN | Balbriggan [T41] | GLASMORE |  | 53.6064 | -6.1905
074063X | MV/LV Substation DR***063X |  | 20 kV | _ | LV | 50 kVA :Pole Substation | 0.05 | --> | 0.05 | 0.049 | 2.03 |  | --> | 0.048 | 0 | 0 | 0 | 0 | Constrained, otherwise capacity available =47 kW | --> | E16 ex MOHILL | Mohill [T421,T422] | CARRICK ON SHANNON |  | 53.9208 | -7.9626
365619X | MV/LV Substation TV***619X |  | 10 kV | _ | LV | 630 kVA :Kiosk Substation | 0.63 | --> | 0.63 | 0 | 0 | Constrained, otherwise capacity available =400 kVA | --> | 0.598 | 0 | 0 | 0.5 | 0 |  | --> | C12 ex TYMON | Tymon [T41,T42] | COOKSTOWN |  | 53.3096 | -6.3552
052833X | MV/LV Substation BA***833X |  | 20 kV | _ | LV | 50 kVA :Pole Substation | 0.05 | --> | 0.05 | 0.023 | 10.9 |  | --> | 0.048 | 0 | 0 | 0.044 | 0 |  | --> | C24 ex MULLINGAR | Mullingar [T101,T102] | MULLINGAR |  | 53.6153 | -7.3873
030401 | MV/LV Substation ST***401 |  | 10 kV | _ | LV | 100 kVA :Pole Substation | 0.1 | --> | 0.1 | 0 | 0 | Constrained, otherwise capacity available =59 kVA | --> | 0.095 | 0 | 0.006 | 0 | 0 | Constrained, otherwise capacity available =85 kW | --> | E19 ex FOXHOLE | Foxhole [T421,T422] | DUNGARVAN |  | 52.0675 | -7.8753
055735X | MV/LV Substation SH***735X |  | 10 kV | _ | LV | 50 kVA :Pole Substation | 0.05 | --> | 0.05 | 0 | 0 | Constrained, otherwise capacity available =27 kVA | --> | 0.048 | 0 | 0 | 0 | 0 | Constrained, otherwise capacity available =44 kW | --> | C11 ex MOUNTRATH | Mountrath [T41,T42] | PORTLAOISE |  | 52.9784 | -7.5666
0934206 | MV/LV Substation PL***4206 |  | 10 kV | _ | LV | 400 kVA :Building Structure | 0.4 | --> | 0.4 | 0 | 0 | Constrained, otherwise capacity available =309 kVA | --> | 0.38 | 0 | 0 | 0.367 | 0 |  | --> | C13 ex GRANGE (DR) | Grange (dr) [T41,T42] | GRANGE (DR) |  | 53.4081 | -6.163
049417Y | MV/LV Substation BA***417Y |  | 20 kV | _ | LV | 100 kVA :Pole Substation | 0.1 | --> | 0.1 | 0.069 | 0.21 |  | --> | 0.095 | 0 | 0.003 | 0 | 0 | Constrained, otherwise capacity available =88 kW | --> | E17 ex LONGFORD | Longford [T421,T422] | RICHMOND |  | 53.7745 | -7.6551
293697Z | MV/LV Substation RA***697Z |  | 20 kV | _ | LV | 50 kVA :Pole Substation | 0.05 | --> | 0.05 | 0.049 | 0.43 |  | --> | 0.048 | 0 | 0 | 0 | 0 | Constrained, otherwise capacity available =47 kW | --> | E19 ex TULLOW | Tullow [T421,T422] | CARLOW |  | 52.8044 | -6.6572
081013Z | MV/LV Substation CR***013Z |  | 10 kV | _ | LV | 630 kVA :Building Structure | 0.63 | --> | 0.63 | 0 | 0 | Constrained, otherwise capacity available =541 kVA | --> | 0.598 | 0 | 0.015 | 0.5 | 0 |  | --> | C28 ex CLONDALKIN | Clondalkin [T41,T42,T44] | INCHICORE 220KV |  | 53.3307 | -6.3937
017223X | MV/LV Substation DE***223X |  | 20 kV | _ | LV | 400 kVA :Kiosk Substation | 0.4 | --> | 0.4 | 0.184 | 1.98 |  | --> | 0.38 | 0 | 0.041 | 0 | 0 | Constrained, otherwise capacity available =319 kW | --> | E11 ex RATHKEALE | Rathkeale [T421,T422] | RATHKEALE |  | 52.6005 | -8.9796
029541X | MV/LV Substation BA***541X |  | 20 kV | _ | LV | 50 kVA :Pole Substation | 0.05 | --> | 0.05 | 0 | 0 | Constrained, otherwise capacity available =43 kVA | --> | 0.048 | 0 | 0 | 0 | 0 | Constrained, otherwise capacity available =47 kW | --> | C13 ex CLOYNE | Cloyne [T41] | MIDLETON |  | 51.8651 | -8.0075
154619Z | MV/LV Substation HA***619Z |  | 20 kV | _ | LV | 400 kVA :Building Structure | 0.4 | --> | 0.4 | 0.39 | 41.3 |  | --> | 0.38 | 0 | 0 | 0.379 | 0 |  | --> | E13 ex CORDUFF | Corduff [T121,T122] | CORDUFF |  | 53.4191 | -6.353
081594Y | MV/LV Substation ST***594Y |  | 10 kV | _ | LV | 200 kVA :Building Structure | 0.2 | --> | 0.2 | 0 | 0 | Constrained, otherwise capacity available =192 kVA | --> | 0.19 | 0 | 0 | 0 | 0 | Constrained, otherwise capacity available =189 kW | --> | C19 ex CELBRIDGE | Celbridge [T41,T42] | GRIFFINRATH |  | 53.3115 | -6.6006
070117 | MV/LV Substation O ***117 |  | 20 kV | _ | LV | 400 kVA :Building Structure | 0.4 | --> | 0.4 | 0.361 | 0.76 |  | --> | 0.38 | 0 | 0 | 0 | 0 | Constrained, otherwise capacity available =375 kW | --> | E17 ex RATHMORE | Rathmore [T42,T421] | KNOCKEARAGH |  | 52.0612 | -9.063
026266 | MV/LV Substation MA***266 |  | 10 kV | _ | LV | 200 kVA :Pole Substation | 0.2 | --> | 0.2 | 0.048 | 8.66 |  | --> | 0.19 | 0 | 0 | 0 | 0 | Constrained, otherwise capacity available =168 kW | --> | C17 ex BANDON | Bandon [T101,T42] | BANDON |  | 51.7645 | -8.6577
003051 | MV/LV Substation CO***051 |  | 10 kV | _ | LV | 400 kVA :Kiosk Substation | 0.4 | --> | 0.4 | 0.208 | 11.58 |  | --> | 0.38 | 0 | 0.01 | 0 | 0 | Constrained, otherwise capacity available =346 kW | --> | C22 ex BALLYBEG | Ballybeg [T101,T102] | CARRICKMINES |  | 52.9798 | -6.0395
365023X | MV/LV Substation CR***023X |  | 10 kV | _ | LV | 400 kVA :Building Structure | 0.4 | --> | 0.4 | 0 | 0 | Constrained, otherwise capacity available =289 kVA | --> | 0.38 | 0 | 0 | 0.365 | 0 |  | --> | C19 ex BALLYMOUNT | Ballymount [T41,T42] | INCHICORE 220KV |  | 53.3127 | -6.3552
281589 | MV/LV Substation BA***589 |  | 20 kV | _ | LV | 50 kVA :Pole Substation | 0.05 | --> | 0.05 | 0 | 0 | Constrained, otherwise capacity available =42 kVA | --> | 0.048 | 0 | 0 | 0 | 0 | Constrained, otherwise capacity available =46 kW | --> | C15 ex KILMONEY | Kilmoney [T41,T42] | TRABEG |  | 51.8091 | -8.5313
014743X | MV/LV Substation RO***743X |  | 10 kV | _ | LV | 200 kVA :Pole Substation | 0.2 | --> | 0.2 | 0 | 0 | Constrained, otherwise capacity available =140 kVA | --> | 0.19 | 0 | 0.027 | 0 | 0 | Constrained, otherwise capacity available =162 kW | --> | C16 ex MORRISTOWN | Morristown [T41,T42] | NEWBRIDGE |  | 53.1952 | -6.7931
007090 | MV/LV Substation PA***090 |  | 10 kV | _ | LV | 400 kVA :Kiosk Substation | 0.4 | --> | 0.4 | 0.143 | 0.14 | Constrained, otherwise capacity available =388 kVA | --> | 0.38 | 0 | 0 | 0 | 0 | Constrained, otherwise capacity available =378 kW | --> | C15 ex CARRIGLAWN | Carriglawn [T41,T42] | WEXFORD |  | 52.3413 | -6.4721
288250X | MV/LV Substation 02***250X |  | 10 kV | _ | LV | 100 kVA :Pole Substation | 0.1 | --> | 0.1 | 0 | 0 | Constrained, otherwise capacity available =93 kVA | --> | 0.095 | 0 | 0 | 0.094 | 0 |  | --> | C18 ex LOUGHLINSTOWN | Loughlinstown [T41,T42] | CARRICKMINES |  | 53.2399 | -6.1521
136996X | MV/LV Substation LO***996X |  | 10 kV | _ | LV | 50 kVA :Pole Substation | 0.05 | --> | 0.05 | 0 | 0 | Constrained, otherwise capacity available =50 kVA | --> | 0.048 | 0 | 0 | 0 | 0 | Constrained, otherwise capacity available =48 kW | --> | C12 ex AGHAMORE | Aghamore [T41,T42] | LANESBORO |  | 53.6977 | -8.0055
036440 | MV/LV Substation ST***440 |  | 20 kV | _ | LV | 200 kVA :Pole Substation | 0.2 | --> | 0.2 | 0 | 0 | Constrained, otherwise capacity available =158 kVA | --> | 0.19 | 0 | 0 | 0 | 0 | Constrained, otherwise capacity available =184 kW | --> | E18 ex GARRANACANTY | Garranacanty [T421,T422] | TIPPERARY |  | 52.561 | -8.0491
253085X | MV/LV Substation WE***085X |  | 10 kV | _ | LV | 200 kVA :Building Structure | 0.2 | --> | 0.2 | 0 | 0 | Constrained, otherwise capacity available =185 kVA | --> | 0.19 | 0 | 0 | 0 | 0 | Constrained, otherwise capacity available =188 kW | --> | C15 ex TUAM NORTH | Tuam North [T41,T42] | CLOON |  | 53.5158 | -8.8641
495527X | MV/LV Substation SA***527X |  | 20 kV | _ | LV | 100 kVA :Pole Substation | 0.1 | --> | 0.1 | 0.077 | 1.5 |  | --> | 0.095 | 0 | 0 | 0.092 | 0 |  | --> | E17 ex ACHILL | Achill [T422] | CARROWBEG |  | 53.9764 | -10.0773
064011Z | MV/LV Substation RO***011Z |  | 10 kV | _ | LV | 200 kVA :Kiosk Substation | 0.2 | --> | 0.2 | 0 | 0 | Constrained, otherwise capacity available =157 kVA | --> | 0.19 | 0 | 0.008 | 0 | 0 | Constrained, otherwise capacity available =178 kW | --> | C12 ex MORNINGTON ROAD | Mornington Road [T41,T42] | DRYBRIDGE |  | 53.7095 | -6.3185
026470 | MV/LV Substation GU***470 |  | 10 kV | _ | LV | 50 kVA :Pole Substation | 0.05 | --> | 0.05 | 0.046 | 8.66 |  | --> | 0.048 | 0 | 0 | 0 | 0 | Constrained, otherwise capacity available =47 kW | --> | C20 ex BANDON | Bandon [T101,T42] | BANDON |  | 51.7388 | -8.781
062056 | MV/LV Substation BR***056 |  | 10 kV | _ | LV | 100 kVA :Building Structure | 0.1 | --> | 0.1 | 0.073 | 2.33 |  | --> | 0.095 | 0 | 0 | 0 | 0 | Constrained, otherwise capacity available =91 kW | --> | C13 ex DUNDALK | Dundalk [T41,T42] | DUNDALK |  | 53.9952 | -6.4135
214069 | MV/LV Substation CO***069 |  | 10 kV | _ | LV | 50 kVA :Pole Substation | 0.05 | --> | 0.05 | 0 | 0 | Constrained, otherwise capacity available =47 kVA | --> | 0.048 | 0 | 0.005 | 0 | 0 | Constrained, otherwise capacity available =43 kW | --> | C15 ex DRUMQUIN | Drumquin [T42] | ENNIS |  | 52.7445 | -9.1568
064347Y | MV/LV Substation LU***347Y |  | 20 kV | _ | LV | 50 kVA :Pole Substation | 0.05 | --> | 0.05 | 0 | 0 | Constrained, otherwise capacity available =49 kVA | --> | 0.048 | 0 | 0 | 0 | 0 | Constrained, otherwise capacity available =47 kW | --> | E15 ex DULEEK | Duleek [T421,T422] | DRYBRIDGE |  | 53.6296 | -6.4043
009445Y | MV/LV Substation RO***445Y |  | 10 kV | _ | LV | 200 kVA :Kiosk Substation | 0.2 | --> | 0.2 | 0 | 0 | Constrained, otherwise capacity available =178 kVA | --> | 0.19 | 0 | 0.01 | 0 | 0 | Constrained, otherwise capacity available =180 kW | --> | C12 ex GRANAGH | Granagh [T41,T42] | WATERFORD |  | 52.2921 | -7.2572
0624456 | MV/LV Substation CO***4456 |  | 10 kV | _ | LV | 630 kVA :Kiosk Substation | 0.63 | --> | 0.63 | 0.5 | 3.12 |  | --> | 0.598 | 0 | 0 | 0 | 0 | Constrained, otherwise capacity available =598 kW | --> | C21 ex MARSHES | Marshes [T41,T42] | DUNDALK |  | 53.967 | -6.376
005182 | MV/LV Substation AR***182 |  | 20 kV | _ | LV | 200 kVA :Pole Substation | 0.2 | --> | 0.2 | 0.172 | 17.8 |  | --> | 0.19 | 0 | 0 | 0.186 | 0 |  | --> | E13 ex BANOGE | Banoge [T121,T122] | BANOGE |  | 52.6297 | -6.2335
365568 | MV/LV Substation F.***568 |  | 10 kV | _ | LV | 100 kVA :Pole Substation | 0.1 | --> | 0.1 | 0 | 0 | Constrained, otherwise capacity available =60 kVA | --> | 0.095 | 0 | 0.05 | 0.052 | 0 |  | --> | C13 ex BALLYMOUNT | Ballymount [T41,T42] | INCHICORE 220KV |  | 53.3202 | -6.3501
017050Z | MV/LV Substation EL***050Z |  | 20 kV | _ | LV | 200 kVA :Kiosk Substation | 0.2 | --> | 0.2 | 0.194 | 1.98 |  | --> | 0.19 | 0 | 0.007 | 0 | 0 | Constrained, otherwise capacity available =184 kW | --> | E14 ex RATHKEALE | Rathkeale [T421,T422] | RATHKEALE |  | 52.5201 | -8.7156
062921Y | MV/LV Substation LY***921Y |  | 20 kV | _ | LV | 50 kVA :Pole Substation | 0.05 | --> | 0.05 | 0.048 | 2.33 |  | --> | 0.048 | 0 | 0 | 0 | 0 | Constrained, otherwise capacity available =47 kW | --> | C26 ex DUNDALK | Dundalk [T41,T42] | DUNDALK |  | 54.0207 | -6.461
030235X | MV/LV Substation BA***235X |  | 20 kV | _ | LV | 200 kVA :Kiosk Substation | 0.2 | --> | 0.2 | 0 | 0 | Constrained, otherwise capacity available =155 kVA | --> | 0.19 | 0 | 0.015 | 0 | 0 | Constrained, otherwise capacity available =173 kW | --> | E17 ex FOXHOLE | Foxhole [T421,T422] | DUNGARVAN |  | 51.9397 | -7.8698
0294254 | MV/LV Substation ID***4254 |  | 10 kV | _ | LV | 50 kVA :Pole Substation | 0.05 | --> | 0.05 | 0 | 0 | Constrained, otherwise capacity available =50 kVA | --> | 0.048 | 0 | 0 | 0 | 0 | Constrained, otherwise capacity available =48 kW | --> | C16 ex KILLACLOYNE | Killacloyne [T41,T42] | MIDLETON |  | 51.9141 | -8.2925
015350Z | MV/LV Substation BA***350Z |  | 10 kV | _ | LV | 100 kVA :Pole Substation | 0.1 | --> | 0.1 | 0 | 0 | Constrained, otherwise capacity available =97 kVA | --> | 0.095 | 0 | 0 | 0 | 0 | Constrained, otherwise capacity available =95 kW | --> | C18 ex NAAS | Naas [T41,T42] | KILTEEL |  | 53.1745 | -6.6909
068655 | MV/LV Substation CA***655 |  | 10 kV | _ | LV | 400 kVA :Building Structure | 0.4 | --> | 0.4 | 0 | 0 | Constrained, otherwise capacity available =45 kVA | --> | 0.38 | 0 | 0.041 | 0.298 | 0 |  | --> | C16 ex GLASNEVIN | Glasnevin [T41] | FINGLAS |  | 53.362 | -6.2762
055273 | MV/LV Substation SH***273 |  | 10 kV | _ | LV | 50 kVA :Pole Substation | 0.05 | --> | 0.05 | 0 | 0 | Constrained, otherwise capacity available =47 kVA | --> | 0.048 | 0 | 0 | 0 | 0 | Constrained, otherwise capacity available =47 kW | --> | C20 ex TEMPLEMORE | Templemore [T41,T42] | IKERRIN |  | 52.8807 | -7.8308
030761 | MV/LV Substation SU***761 |  | 20 kV | _ | LV | 200 kVA :Kiosk Substation | 0.2 | --> | 0.2 | 0 | 0 | Constrained, otherwise capacity available =118 kVA | --> | 0.19 | 0 | 0.046 | 0 | 0 | Constrained, otherwise capacity available =144 kW | --> | E17 ex FOXHOLE | Foxhole [T421,T422] | DUNGARVAN |  | 51.9423 | -7.8629
081627X | MV/LV Substation HU***627X |  | 10 kV | _ | LV | 400 kVA :Kiosk Substation | 0.4 | --> | 0.4 | 0 | 0 | Constrained, otherwise capacity available =184 kVA | --> | 0.38 | 0 | 0.035 | 0.323 | 0 |  | --> | C18 ex BALGADDY | Balgaddy [T41,T42] | GRANGE CASTLE |  | 53.3483 | -6.4197
066441Z | MV/LV Substation GO***441Z |  | 10 kV | _ | LV | 200 kVA :Kiosk Substation | 0.2 | --> | 0.2 | 0 | 0 | Constrained, otherwise capacity available =119 kVA | --> | 0.19 | 0 | 0 | 0 | 0 | Constrained, otherwise capacity available =179 kW | --> | C15 ex MALAHIDE | Malahide [T41,T42] | GLASMORE |  | 53.4204 | -6.1383
368252X | MV/LV Substation CH***252X |  | 20 kV | _ | LV | 50 kVA :Pole Substation | 0.05 | --> | 0.05 | 0 | 0 | Constrained, otherwise capacity available =37 kVA | --> | 0.048 | 0 | 0 | 0 | 0 | Constrained, otherwise capacity available =46 kW | --> | C12 ex BALLYHAUNIS | Ballyhaunis [T41,T42] | DALTON |  | 53.7621 | -8.7558
067005X | MV/LV Substation RE***005X |  | 10 kV | _ | LV | 630 kVA :Building Structure | 0.63 | --> | 0.63 | 0 | 0 |  | --> | 0.598 | 0 | 0.022 | 0.491 | 0 |  | --> | C19 ex RAHEEN | Raheen [T41,T42] | LIMERICK |  | 52.6331 | -8.6544
006422X | MV/LV Substation BO***422X |  | 10 kV | _ | LV | 50 kVA :Pole Substation | 0.05 | --> | 0.05 | 0.028 | 1.29 |  | --> | 0.048 | 0 | 0.019 | 0 | 0 | Constrained, otherwise capacity available =30 kW | --> | C13 ex MONFIN | Monfin [T41,T42] | WEXFORD |  | 52.461 | -6.5782
019088 | MV/LV Substation MU***088 |  | 10 kV | _ | LV | 400 kVA :Building Structure | 0.4 | --> | 0.4 | 0.047 | 0.05 | Constrained, otherwise capacity available =340 kVA | --> | 0.38 | 0 | 0 | 0 | 0 | Constrained, otherwise capacity available =372 kW | --> | C11 ex BALLYBEGGAN | Ballybeggan [T43,T44] | TRALEE |  | 52.2725 | -9.68
030134 | MV/LV Substation CO***134 |  | 20 kV | _ | LV | 400 kVA :Building Structure | 0.4 | --> | 0.4 | 0 | 0 | Constrained, otherwise capacity available =400 kVA | --> | 0.38 | 0 | 0 | 0 | 0 | Constrained, otherwise capacity available =380 kW | --> | E17 ex FOXHOLE | Foxhole [T421,T422] | DUNGARVAN |  | 51.9509 | -7.8658
365968X | MV/LV Substation TO***968X |  | 10 kV | _ | LV | 200 kVA :Kiosk Substation | 0.2 | --> | 0.2 | 0 | 0 | Constrained, otherwise capacity available =186 kVA | --> | 0.19 | 0 | 0 | 0.188 | 0 |  | --> | C12 ex SAGGART | Saggart [T41,T42] | GRANGE CASTLE |  | 53.2462 | -6.5392
2814187 | MV/LV Substation BE***4187 |  | 10 kV | _ | LV | 400 kVA :Building Structure | 0.4 | --> | 0.4 | 0 | 0 | Constrained, otherwise capacity available =397 kVA | --> | 0.38 | 0 | 0 | 0 | 0 | Constrained, otherwise capacity available =380 kW | --> | C19 ex DOUGLAS | Douglas [T41,T42] | TRABEG |  | 51.8884 | -8.4132
368786 | MV/LV Substation PH***786 |  | 20 kV | _ | LV | 50 kVA :Pole Substation | 0.05 | --> | 0.05 | 0 | 0 | Constrained, otherwise capacity available =44 kVA | --> | 0.048 | 0 | 0 | 0 | 0 | Constrained, otherwise capacity available =47 kW | --> | C12 ex BALLYHAUNIS | Ballyhaunis [T41,T42] | DALTON |  | 53.7561 | -8.7651
165621 | MV/LV Substation AR***621 |  | 10 kV | _ | LV | 200 kVA :Kiosk Substation | 0.2 | --> | 0.2 | 0 | 0 | Constrained, otherwise capacity available =163 kVA | --> | 0.19 | 0 | 0.006 | 0 | 0 | Constrained, otherwise capacity available =180 kW | --> | C14 ex CLONAKILTY | Clonakilty [T41,T42] | DUNMANWAY |  | 51.5717 | -8.9124
210187Y | MV/LV Substation TU***187Y |  | 10 kV | _ | LV | 100 kVA :Pole Substation | 0.1 | --> | 0.1 | 0.099 | 1.15 |  | --> | 0.095 | 0 | 0 | 0 | 0 | Constrained, otherwise capacity available =95 kW | --> | C15 ex TULLYNAMALRA | Tullynamalra [T41,T42] | MEATH HILL |  | 54.0304 | -6.7051
0664374 | MV/LV Substation DR***4374 |  | 10 kV | _ | LV | 400 kVA :Kiosk Substation | 0.4 | --> | 0.4 | 0 | 0 | Constrained, otherwise capacity available =312 kVA | --> | 0.38 | 0 | 0.014 | 0 | 0 | Constrained, otherwise capacity available =357 kW | --> | C13 ex MALAHIDE | Malahide [T41,T42] | GLASMORE |  | 53.4128 | -6.1521
0154361 | MV/LV Substation ST***4361 |  | 10 kV | _ | LV | 400 kVA :Kiosk Substation | 0.4 | --> | 0.4 | 0 | 0 | Constrained, otherwise capacity available =400 kVA | --> | 0.38 | 0 | 0 | 0 | 0 | Constrained, otherwise capacity available =380 kW | --> | C11 ex NAAS | Naas [T41,T42] | KILTEEL |  | 53.2169 | -6.6452
025702Y | MV/LV Substation TO***702Y |  | 20 kV | _ | LV | 200 kVA :Kiosk Substation | 0.2 | --> | 0.2 | 0.149 | 2.96 |  | --> | 0.19 | 0 | 0.008 | 0 | 0 | Constrained, otherwise capacity available =177 kW | --> | E11 ex CHARLEVILLE | Charleville [T421,T422] | CHARLEVILLE |  | 52.4248 | -8.6552
0524503 | MV/LV Substation CL***4503 |  | 20 kV | _ | LV | 200 kVA :Pole Substation | 0.2 | --> | 0.2 | 0.138 | 1.25 |  | --> | 0.19 | 0 | 0.151 | 0 | 0 | Constrained, otherwise capacity available =70 kW | --> | C16 ex LOUGHANALLA | Loughanalla [T41,T42] | MULLINGAR |  | 53.6476 | -7.216
048001 | MV/LV Substation HY***001 |  | 20 kV | _ | LV | 200 kVA :Pole Substation | 0.2 | --> | 0.2 | 0.105 | 2.03 |  | --> | 0.19 | 0 | 0.02 | 0 | 0 | Constrained, otherwise capacity available =162 kW | --> | E17 ex MOHILL | Mohill [T421,T422] | CARRICK ON SHANNON |  | 53.9199 | -7.8646
064596 | MV/LV Substation JO***596 |  | 20 kV | _ | LV | 50 kVA :Pole Substation | 0.05 | --> | 0.05 | 0 | 0 | Constrained, otherwise capacity available =37 kVA | --> | 0.048 | 0 | 0 | 0 | 0 | Constrained, otherwise capacity available =46 kW | --> | E15 ex DULEEK | Duleek [T421,T422] | DRYBRIDGE |  | 53.6252 | -6.4164
099420X | MV/LV Substation MU***420X |  | 10 kV | _ | LV | 200 kVA :Kiosk Substation | 0.2 | --> | 0.2 | 0 | 0 | Constrained, otherwise capacity available =177 kVA | --> | 0.19 | 0 | 0.005 | 0 | 0 | Constrained, otherwise capacity available =183 kW | --> | C15 ex CULLION | Cullion [T41,T42] | LETTERKENNY |  | 54.9442 | -7.7017
029713 | MV/LV Substation BA***713 |  | 20 kV | _ | LV | 200 kVA :Pole Substation | 0.2 | --> | 0.2 | 0 | 0 | Constrained, otherwise capacity available =147 kVA | --> | 0.19 | 0 | 0.002 | 0 | 0 | Constrained, otherwise capacity available =181 kW | --> | C13 ex CLOYNE | Cloyne [T41] | MIDLETON |  | 51.8274 | -8.007
2074150 | MV/LV Substation CA***4150 |  | 10 kV | _ | LV | 50 kVA :Pole Substation | 0.05 | --> | 0.05 | 0.046 | 3.38 |  | --> | 0.048 | 0 | 0 | 0 | 0 | Constrained, otherwise capacity available =47 kW | --> | C15 ex GLENGOOLE | Glengoole [T41] | THURLES |  | 52.6473 | -7.5756
018081 | MV/LV Substation FE***081 |  | 10 kV | _ | LV | 200 kVA :Kiosk Substation | 0.2 | --> | 0.2 | 0.076 | 3.75 |  | --> | 0.19 | 0 | 0 | 0 | 0 | Constrained, otherwise capacity available =172 kW | --> | C12 ex SMEARLA | Smearla [T41,T42] | TRIEN |  | 52.4487 | -9.4926
077591 | MV/LV Substation PA***591 |  | 20 kV | _ | LV | 100 kVA :Pole Substation | 0.1 | --> | 0.1 | 0 | 0 | Constrained, otherwise capacity available =27 kVA | --> | 0.095 | 0 | 0.01 | 0 | 0 | Constrained, otherwise capacity available =77 kW | --> | E25 ex PATRICKSWELL | Patrickswell [T421,T422] | LIMERICK |  | 52.6429 | -8.8666
064262Y | MV/LV Substation MC***262Y |  | 10 kV | _ | LV | 200 kVA :Kiosk Substation | 0.2 | --> | 0.2 | 0 | 0 | Constrained, otherwise capacity available =167 kVA | --> | 0.19 | 0 | 0 | 0 | 0 | Constrained, otherwise capacity available =185 kW | --> | C15 ex RATHMULLAN | Rathmullan [T41,T42] | DRYBRIDGE |  | 53.707 | -6.3688
154645Z | MV/LV Substation PH***645Z |  | 10 kV | _ | LV | 400 kVA :Building Structure | 0.4 | --> | 0.4 | 0 | 0 | Constrained, otherwise capacity available =283 kVA | --> | 0.38 | 0 | 0 | 0.364 | 0 |  | --> | C22 ex MACETOWN | Macetown [T101,T102] | MACETOWN |  | 53.3984 | -6.4353
154481Z | MV/LV Substation MO***481Z |  | 10 kV | _ | LV | 400 kVA :Kiosk Substation | 0.4 | --> | 0.4 | 0 | 0 | Constrained, otherwise capacity available =338 kVA | --> | 0.38 | 0 | 0.062 | 0 | 0 | Constrained, otherwise capacity available =326 kW | --> | C21 ex MONEYCOOLEY | Moneycooley [T41,T42,T44] | GRIFFINRATH |  | 53.3887 | -6.5951
039876X | MV/LV Substation BO***876X |  | 10 kV | _ | LV | 630 kVA :Kiosk Substation | 0.63 | --> | 0.63 | 0 | 0 | Constrained, otherwise capacity available =601 kVA | --> | 0.598 | 0 | 0 | 0 | 0 | Constrained, otherwise capacity available =594 kW | --> | C12 ex ORANMORE | Oranmore [T41,T44] | GALWAY 110KV |  | 53.2762 | -8.966
075501X | MV/LV Substation RA***501X |  | 20 kV | _ | LV | 50 kVA :Pole Substation | 0.05 | --> | 0.05 | 0.042 | 17.8 |  | --> | 0.048 | 0 | 0.005 | 0.043 | 0 |  | --> | E13 ex BANOGE | Banoge [T121,T122] | BANOGE |  | 52.5803 | -6.276
081141Z | MV/LV Substation RO***141Z |  | 10 kV | _ | LV | 400 kVA :Kiosk Substation | 0.4 | --> | 0.4 | 0 | 0 | Constrained, otherwise capacity available =268 kVA | --> | 0.38 | 0 | 0.019 | 0.348 | 0 |  | --> | C13 ex BALGADDY | Balgaddy [T41,T42] | GRANGE CASTLE |  | 53.3378 | -6.4387
066494Z | MV/LV Substation SE***494Z |  | 20 kV | _ | LV | 50 kVA :Pole Substation | 0.05 | --> | 0.05 | 0 | 0 | Constrained, otherwise capacity available =47 kVA | --> | 0.048 | 0 | 0 | 0.047 | 0 |  | --> | C24 ex MACETOWN | Macetown [T101,T102] | MACETOWN |  | 53.5014 | -6.535
099023X | MV/LV Substation BU***023X |  | 10 kV | _ | LV | 630 kVA :Kiosk Substation | 0.63 | --> | 0.63 | 0 | 0 | Constrained, otherwise capacity available =519 kVA | --> | 0.598 | 0 | 0 | 0 | 0 | Constrained, otherwise capacity available =583 kW | --> | C18 ex CULLION | Cullion [T41,T42] | LETTERKENNY |  | 54.9471 | -7.7397
068255X | MV/LV Substation TH***255X |  | 10 kV | _ | LV | 630 kVA :Building Structure | 0.63 | --> | 0.63 | 0 | 0 | Constrained, otherwise capacity available =402 kVA | --> | 0.598 | 0 | 0 | 0.5 | 0 |  | --> | C15 ex WATLING STREET | Watling Street [T41,T42] | FRANCIS STREET |  | 53.3458 | -6.2837
034710 | MV/LV Substation BA***710 |  | 20 kV | _ | LV | 50 kVA :Pole Substation | 0.05 | --> | 0.05 | 0.046 | 5.88 |  | --> | 0.048 | 0 | 0 | 0 | 0 | Constrained, otherwise capacity available =47 kW | --> | C14 ex ARDGEEHA | Ardgeeha [T41,T42] | DOON |  | 52.4832 | -7.5685
039087 | MV/LV Substation OA***087 |  | 10 kV | _ | LV | 400 kVA :Kiosk Substation | 0.4 | --> | 0.4 | 0.299 | 11.03 |  | --> | 0.38 | 0 | 0.059 | 0.322 | 0 |  | --> | C19 ex SALTHILL | Salthill [T101,T102] | SALTHILL |  | 53.2622 | -9.0777
0554192 | MV/LV Substation RO***4192 |  | 10 kV | _ | LV | 50 kVA :Pole Substation | 0.05 | --> | 0.05 | 0 | 0 | Constrained, otherwise capacity available =14 kVA | --> | 0.048 | 0 | 0 | 0 | 0 | Constrained, otherwise capacity available =42 kW | --> | C20 ex TEMPLEMORE | Templemore [T41,T42] | IKERRIN |  | 52.8044 | -7.8328
0624123 | MV/LV Substation LC***4123 |  | 20 kV | _ | LV | 50 kVA :Pole Substation | 0.05 | --> | 0.05 | 0.046 | 4.25 |  | --> | 0.048 | 0 | 0 | 0 | 0 | Constrained, otherwise capacity available =47 kW | --> | E18 ex JENKINSTOWN | Jenkinstown [T421,T422] | DUNDALK |  | 54.0923 | -6.2668
001607 | MV/LV Substation IS***607 |  | 10 kV | _ | LV | 400 kVA :Kiosk Substation | 0.4 | --> | 0.4 | 0.245 | 1.23 |  | --> | 0.38 | 0 | 0.058 | 0.315 | 0 |  | --> | C22 ex SALLYNOGGIN ROAD | Sallynoggin Road [T41,T42] | CHERRYWOOD |  | 53.2881 | -6.1266
0664266 | MV/LV Substation TY***4266 |  | 20 kV | _ | LV | 400 kVA :Kiosk Substation | 0.4 | --> | 0.4 | 0 | 0 | Constrained, otherwise capacity available =400 kVA | --> | 0.38 | 0 | 0 | 0 | 0 | Constrained, otherwise capacity available =380 kW | --> | C11 ex LOUGHSHINNY | Loughshinny [T41,T42] | GLASMORE |  | 53.5322 | -6.1325
009335Y | MV/LV Substation BA***335Y |  | 10 kV | _ | LV | 50 kVA :Pole Substation | 0.05 | --> | 0.05 | 0 | 0 | Constrained, otherwise capacity available =44 kVA | --> | 0.048 | 0 | 0 | 0 | 0 | Constrained, otherwise capacity available =47 kW | --> | C15 ex GRANAGH | Granagh [T41,T42] | WATERFORD |  | 52.3354 | -7.1764
025675X | MV/LV Substation KI***675X |  | 20 kV | _ | LV | 50 kVA :Pole Substation | 0.05 | --> | 0.05 | 0.046 | 6.21 |  | --> | 0.048 | 0 | 0 | 0 | 0 | Constrained, otherwise capacity available =47 kW | --> | E28 ex MILFORD (MWR) | Milford (mwr) [T422] | CHARLEVILLE |  | 52.3891 | -8.8518
081392Y | MV/LV Substation BA***392Y |  | 10 kV | _ | LV | 50 kVA :Pole Substation | 0.05 | --> | 0.05 | 0 | 0 | Constrained, otherwise capacity available =48 kVA | --> | 0.048 | 0 | 0 | 0 | 0 | Constrained, otherwise capacity available =47 kW | --> | C17 ex LEIXLIP | Leixlip [T41,T42] | GRIFFINRATH |  | 53.3597 | -6.5093
184013X | MV/LV Substation BR***013X |  | 10 kV | _ | LV | 50 kVA :Pole Substation | 0.05 | --> | 0.05 | 0 | 3.38 |  | --> | 0.048 | 0 | 0 | 0 | 0 | Constrained, otherwise capacity available =38 kW | --> | C20 ex CASTLEBLAYNEY | Castleblayney [T41,T42] | DUNDALK |  | 54.065 | -6.7022
281877Z | MV/LV Substation PE***877Z |  | 10 kV | _ | LV | 630 kVA :Building Structure | 0.63 | --> | 0.63 | 0.338 | 7.88 |  | --> | 0.598 | 0 | 0 | 0.5 | 0 |  | --> | C24 ex LIBERTY STREET | Liberty Street [T101,T102] | LIBERTY STREET |  | 51.8977 | -8.4702
151457 | MV/LV Substation MO***457 |  | 20 kV | _ | LV | 200 kVA :Pole Substation | 0.2 | --> | 0.2 | 0 | 0 | Constrained, otherwise capacity available =193 kVA | --> | 0.19 | 0 | 0 | 0.189 | 0 |  | --> | E17 ex BRUFF | Bruff [T42,T421] | LIMERICK |  | 52.521 | -8.6695
365577 | MV/LV Substation LO***577 |  | 10 kV | _ | LV | 200 kVA :Building Structure | 0.2 | --> | 0.2 | 0 | 0 | Constrained, otherwise capacity available =20 kVA | --> | 0.19 | 0 | 0 | 0.164 | 0 |  | --> | C19 ex WHITESTOWN | Whitestown [T41,T42] | COOKSTOWN |  | 53.28 | -6.3812
069630 | MV/LV Substation CA***630 |  | 10 kV | _ | LV | 400 kVA :Building Structure | 0.4 | --> | 0.4 | 0.158 | 9.28 |  | --> | 0.38 | 0 | 0.012 | 0.337 | 0 |  | --> | C23 ex PEMBROKE | Pembroke [T41,T42,T43,T44] | RINGSEND |  | 53.3352 | -6.2435
350093X | MV/LV Substation DU***093X |  | 10 kV | _ | LV | 200 kVA :Pole Substation | 0.2 | --> | 0.2 | 0.195 | 1.57 |  | --> | 0.19 | 0 | 0 | 0 | 0 | Constrained, otherwise capacity available =189 kW | --> | C15 ex BUNDORAN | Bundoran [T41,T42] | CATHALEENS FALL |  | 54.4657 | -8.3291
069775 | MV/LV Substation PA***775 |  | 10 kV | _ | LV | 1000 kVA :Building Structure | 1 | --> | 1 | 0.5 | 7.75 |  | --> | 0.95 | 0 | 0 | 0.5 | 0 |  | --> | C22 ex MILLTOWN (DR) | Milltown (dr) [T101,T102] | INCHICORE 220KV |  | 53.3128 | -6.2607
165770X | MV/LV Substation GA***770X |  | 20 kV | _ | LV | 50 kVA :Pole Substation | 0.05 | --> | 0.05 | 0 | 0 | Constrained, otherwise capacity available =40 kVA | --> | 0.048 | 0 | 0 | 0 | 0 | Constrained, otherwise capacity available =46 kW | --> | C13 ex CLONAKILTY | Clonakilty [T41,T42] | DUNMANWAY |  | 51.6323 | -8.8708
192402X | MV/LV Substation CA***402X |  | 10 kV | _ | LV | 50 kVA :Pole Substation | 0.05 | --> | 0.05 | 0.049 | 1.56 |  | --> | 0.048 | 0 | 0 | 0 | 0 | Constrained, otherwise capacity available =47 kW | --> | C15 ex DERRYBEG | Derrybeg [T41,T42] | ARDNAGAPPARY |  | 55.1021 | -8.2989
365178Y | MV/LV Substation AS***178Y |  | 10 kV | _ | LV | 630 kVA :Kiosk Substation | 0.63 | --> | 0.63 | 0 | 0 | Constrained, otherwise capacity available =463 kVA | --> | 0.598 | 0 | 0.031 | 0.5 | 0 |  | --> | C30 ex CLONDALKIN | Clondalkin [T41,T42,T44] | INCHICORE 220KV |  | 53.327 | -6.4084
153003 | MV/LV Substation KI***003 |  | 20 kV | _ | LV | 100 kVA :Pole Substation | 0.1 | --> | 0.1 | 0 | 0 | Constrained, otherwise capacity available =89 kVA | --> | 0.095 | 0 | 0 | 0 | 0 | Constrained, otherwise capacity available =94 kW | --> | E13 ex BIRDHILL | Birdhill [T421,T422] | ARDNACRUSHA |  | 52.7771 | -8.4515
0034163 | MV/LV Substation TH***4163 |  | 10 kV | _ | LV | 630 kVA :Kiosk Substation | 0.63 | --> | 0.63 | 0.389 | 11.58 |  | --> | 0.598 | 0 | 0.057 | 0 | 0 | Constrained, otherwise capacity available =522 kW | --> | C19 ex BALLYBEG | Ballybeg [T101,T102] | CARRICKMINES |  | 53.0158 | -6.114
281125Z | MV/LV Substation CA***125Z |  | 10 kV | _ | LV | 50 kVA :Pole Substation | 0.05 | --> | 0.05 | 0 | 0 | Constrained, otherwise capacity available =50 kVA | --> | 0.048 | 0 | 0 | 0.048 | 0 |  | --> | C11 ex BISHOPSTOWN | Bishopstown [T41,T42] | KILBARRY |  | 51.8936 | -8.528
049086Z | MV/LV Substation DU***086Z |  | 10 kV | _ | LV | 200 kVA :Kiosk Substation | 0.2 | --> | 0.2 | 0.129 | 2.8 |  | --> | 0.19 | 0 | 0.012 | 0 | 0 | Constrained, otherwise capacity available =171 kW | --> | C17 ex GLEBE | Glebe [T41,T42] | RICHMOND |  | 53.725 | -7.7782
281964Z | MV/LV Substation CO***964Z |  | 10 kV | _ | LV | 1000 kVA :Building Structure | 1 | --> | 1 | 0.5 | 7.88 |  | --> | 0.95 | 0 | 0 | 0.5 | 0 |  | --> | C28 ex LIBERTY STREET | Liberty Street [T101,T102] | LIBERTY STREET |  | 51.8997 | -8.4759
060437 | MV/LV Substation DR***437 |  | 10 kV | _ | LV | 50 kVA :Pole Substation | 0.05 | --> | 0.05 | 0.045 | 2.57 |  | --> | 0.048 | 0 | 0.005 | 0 | 0 | Constrained, otherwise capacity available =43 kW | --> | C17 ex ERRIGAL | Errigal [T41,T422] | SHANKILL |  | 54.1047 | -7.1462
081515X | MV/LV Substation WE***515X |  | 10 kV | _ | LV | 630 kVA :Building Structure | 0.63 | --> | 0.63 | 0 | 0 | Constrained, otherwise capacity available =391 kVA | --> | 0.598 | 0 | 0 | 0.5 | 0 |  | --> | C16 ex LUCAN EAST | Lucan East [T41,T42] | GRANGE CASTLE |  | 53.3798 | -6.4427
0094381 | MV/LV Substation WE***4381 |  | 10 kV | _ | LV | 630 kVA :Kiosk Substation | 0.63 | --> | 0.63 | 0.5 | 13.6 |  | --> | 0.598 | 0 | 0 | 0.5 | 0 |  | --> | C17 ex KILLOTERAN | Killoteran [T101,T102] | KILLOTERAN |  | 52.249 | -7.1637
127717 | MV/LV Substation LI***717 |  | 10 kV | _ | LV | 50 kVA :Pole Substation | 0.05 | --> | 0.05 | 0 | 0 | Constrained, otherwise capacity available =50 kVA | --> | 0.048 | 0 | 0 | 0 | 0 | Constrained, otherwise capacity available =48 kW | --> | C16 ex LOUGHTAGALLA | Loughtagalla [T41,T42] | THURLES |  | 52.7371 | -7.7576
081528X | MV/LV Substation DU***528X |  | 10 kV | _ | LV | 200 kVA :Kiosk Substation | 0.2 | --> | 0.2 | 0.079 | 7.91 |  | --> | 0.19 | 0 | 0.085 | 0.11 | 0 |  | --> | C26 ex PELLETSTOWN | Pelletstown [T101,T102] | FINGLAS |  | 53.3721 | -6.3542
082109 | MV/LV Substation CL***109 |  | 10 kV | _ | LV | 400 kVA :Kiosk Substation | 0.4 | --> | 0.4 | 0.348 | 2.01 |  | --> | 0.38 | 0 | 0 | 0 | 0 | Constrained, otherwise capacity available =373 kW | --> | C12 ex ABBEYLAND | Abbeyland [T41,T42] | NAVAN |  | 53.6645 | -6.6761
156045 | MV/LV Substation RO***045 |  | 10 kV | _ | LV | 630 kVA :Kiosk Substation | 0.63 | --> | 0.63 | 0 | 0 | Constrained, otherwise capacity available =593 kVA | --> | 0.598 | 0 | 0 | 0 | 0 | Constrained, otherwise capacity available =593 kW | --> | C19 ex DRUMBEAR | Drumbear [T41,T42] | LISDRUM |  | 54.24 | -6.9824
142406 | MV/LV Substation GL***406 |  | 20 kV | _ | LV | 50 kVA :Pole Substation | 0.05 | --> | 0.05 | 0 | 0 | Constrained, otherwise capacity available =45 kVA | --> | 0.048 | 0 | 0 | 0 | 0 | Constrained, otherwise capacity available =47 kW | --> | E23 ex ATHENRY | Athenry [T423] | GALWAY 110KV |  | 53.2895 | -8.6761
244705X | MV/LV Substation GA***705X |  | 20 kV | _ | LV | 50 kVA :Pole Substation | 0.05 | --> | 0.05 | 0 | 0 | Constrained, otherwise capacity available =49 kVA | --> | 0.048 | 0 | 0 | 0 | 0 | Constrained, otherwise capacity available =47 kW | --> | E11 ex MILLTOWN (SR) | Milltown (sr) [T421,T422] | OUGHTRAGH |  | 52.1742 | -9.7336
054872Y | MV/LV Substation AV***872Y |  | 10 kV | _ | LV | 400 kVA :Kiosk Substation | 0.4 | --> | 0.4 | 0 | 0 | Constrained, otherwise capacity available =360 kVA | --> | 0.38 | 0 | 0 | 0 | 0 | Constrained, otherwise capacity available =374 kW | --> | C16 ex PALLAS | Pallas [T41,T42] | PORTLAOISE |  | 53.0333 | -7.3224
3664017 | MV/LV Substation DR***4017 |  | 20 kV | _ | LV | 50 kVA :Pole Substation | 0.05 | --> | 0.05 | 0.049 | 1.47 |  | --> | 0.048 | 0 | 0 | 0.047 | 0 |  | --> | C16 ex SCREEB | Screeb [T41] | SCREEB |  | 53.2367 | -9.6677
082097 | MV/LV Substation BL***097 |  | 10 kV | _ | LV | 200 kVA :Pole Substation | 0.2 | --> | 0.2 | 0.126 | 2.01 |  | --> | 0.19 | 0 | 0.012 | 0 | 0 | Constrained, otherwise capacity available =171 kW | --> | C12 ex ABBEYLAND | Abbeyland [T41,T42] | NAVAN |  | 53.6642 | -6.6716
0254115 | MV/LV Substation GL***4115 |  | 10 kV | _ | LV | 630 kVA :Building Structure | 0.63 | --> | 0.63 | 0 | 0 | Constrained, otherwise capacity available =461 kVA | --> | 0.598 | 0 | 0 | 0 | 0 | Constrained, otherwise capacity available =575 kW | --> | C11 ex KILMALLOCK | Kilmallock [T41,T42] | CHARLEVILLE |  | 52.4477 | -8.4514
365120X | MV/LV Substation AS***120X |  | 10 kV | _ | LV | 630 kVA :Building Structure | 0.63 | --> | 0.63 | 0 | 0 | Constrained, otherwise capacity available =512 kVA | --> | 0.598 | 0 | 0 | 0.5 | 0 |  | --> | C35 ex SEMPERIT | Semperit [T41,T42,T43] | GRANGE CASTLE |  | 53.3307 | -6.3514
365951X | MV/LV Substation CO***951X |  | 10 kV | _ | LV | 400 kVA :Kiosk Substation | 0.4 | --> | 0.4 | 0 | 0 | Constrained, otherwise capacity available =365 kVA | --> | 0.38 | 0 | 0.012 | 0.366 | 0 |  | --> | C17 ex FORTUNESTOWN | Fortunestown [T101,T102] | INCHICORE 220KV |  | 53.2806 | -6.4406
065752 | MV/LV Substation MA***752 |  | 10 kV | _ | LV | 100 kVA :Pole Substation | 0.1 | --> | 0.1 | 0 | 0 | Constrained, otherwise capacity available =77 kVA | --> | 0.095 | 0 | 0.005 | 0 | 0 | Constrained, otherwise capacity available =88 kW | --> | C16 ex LOUGHSHINNY | Loughshinny [T41,T42] | GLASMORE |  | 53.5578 | -6.1863
0714065 | MV/LV Substation HA***4065 |  | 10 kV | _ | LV | 630 kVA :Kiosk Substation | 0.63 | --> | 0.63 | 0 | 0 | Constrained, otherwise capacity available =630 kVA | --> | 0.598 | 0 | 0 | 0.5 | 0 | Constrained, otherwise capacity available =598 kW | --> | C22 ex GREYSTONES | Greystones [T41,T42] | FASSAROE |  | 53.124 | -6.0642
066760Z | MV/LV Substation CH***760Z |  | 20 kV | _ | LV | 400 kVA :Kiosk Substation | 0.4 | --> | 0.4 | 0 | 0 | Constrained, otherwise capacity available =322 kVA | --> | 0.38 | 0 | 0.191 | 0 | 0 | Constrained, otherwise capacity available =228 kW | --> | E15 ex ASHBOURNE | Ashbourne [T421,T422] | FINGLAS |  | 53.5085 | -6.4072
066246Z | MV/LV Substation JA***246Z |  | 20 kV | _ | LV | 400 kVA :Kiosk Substation | 0.4 | --> | 0.4 | 0 | 0 | Constrained, otherwise capacity available =216 kVA | --> | 0.38 | 0 | 0.05 | 0 | 0 | Constrained, otherwise capacity available =317 kW | --> | E18 ex BALTRASNA | Baltrasna [T121,T122] | BALTRASNA |  | 53.5036 | -6.4549
033484Y | MV/LV Substation GR***484Y |  | 10 kV | _ | LV | 200 kVA :Kiosk Substation | 0.2 | --> | 0.2 | 0 | 0 | Constrained, otherwise capacity available =163 kVA | --> | 0.19 | 0 | 0 | 0.059 | 0 | Constrained, otherwise capacity available =185 kW | --> | C23 ex CREGG ROAD | Cregg Road [T41,T42] | BALLYDINE |  | 52.3527 | -7.4058
288149 | MV/LV Substation RA***149 |  | 10 kV | _ | LV | 400 kVA :Kiosk Substation | 0.4 | --> | 0.4 | 0.041 | 0.04 | Constrained, otherwise capacity available =287 kVA | --> | 0.38 | 0 | 0.014 | 0.354 | 0 |  | --> | C20 ex LITTLE BRAY | Little Bray [T41,T42] | FASSAROE |  | 53.2111 | -6.1155
039018Y | MV/LV Substation BU***018Y |  | 10 kV | _ | LV | 1000 kVA :Building Structure | 1 | --> | 1 | 0 | 0 | Constrained, otherwise capacity available =861 kVA | --> | 0.95 | 0 | 0 | 0 | 0 | Constrained, otherwise capacity available =931 kW | --> | C19 ex HEADFORD ROAD | Headford Road [T41,T42] | GALWAY 110KV |  | 53.2749 | -9.0453
1224121 | MV/LV Substation CN***4121 |  | 10 kV | _ | LV | 630 kVA :Kiosk Substation | 0.63 | --> | 0.63 | 0.5 | 4.18 |  | --> | 0.598 | 0 | 0 | 0 | 0 | Constrained, otherwise capacity available =596 kW | --> | C18 ex KINGSCOURT | Kingscourt [T41,T42] | MEATH HILL |  | 53.9028 | -6.8137
005620X | MV/LV Substation SE***620X |  | 20 kV | _ | LV | 200 kVA :Kiosk Substation | 0.2 | --> | 0.2 | 0.19 | 17.8 |  | --> | 0.19 | 0 | 0.005 | 0.185 | 0 |  | --> | E13 ex BANOGE | Banoge [T121,T122] | BANOGE |  | 52.6182 | -6.2327
014629X | MV/LV Substation BA***629X |  | 10 kV | _ | LV | 50 kVA :Pole Substation | 0.05 | --> | 0.05 | 0 | 0 | Constrained, otherwise capacity available =31 kVA | --> | 0.048 | 0 | 0 | 0 | 0 | Constrained, otherwise capacity available =45 kW | --> | C13 ex ATHGARVAN | Athgarvan [T41,T44] | NEWBRIDGE |  | 53.1635 | -6.8239
2814195 | MV/LV Substation TH***4195 |  | 10 kV | _ | LV | 1000 kVA :Building Structure | 1 | --> | 1 | 0.5 | 7.88 |  | --> | 0.95 | 0 | 0.005 | 0.5 | 0 |  | --> | C28 ex LIBERTY STREET | Liberty Street [T101,T102] | LIBERTY STREET |  | 51.8981 | -8.4746
0324200 | MV/LV Substation BA***4200 |  | 10 kV | _ | LV | 50 kVA :Pole Substation | 0.05 | --> | 0.05 | 0 | 0 | Constrained, otherwise capacity available =50 kVA | --> | 0.048 | 0 | 0 | 0 | 0 | Constrained, otherwise capacity available =48 kW | --> | C12 ex KILMEADEN | Kilmeaden [T42] | BUTLERSTOWN |  | 52.2395 | -7.2544
022737X | MV/LV Substation NE***737X |  | 10 kV | _ | LV | 630 kVA :Building Structure | 0.63 | --> | 0.63 | 0.5 | 4.55 |  | --> | 0.598 | 0 | 0 | 0 | 0 | Constrained, otherwise capacity available =590 kW | --> | C13 ex MALLOW | Mallow [T41,T42] | MALLOW |  | 52.1386 | -8.6426
120009 | MV/LV Substation FE***009 |  | 20 kV | _ | LV | 400 kVA :Kiosk Substation | 0.4 | --> | 0.4 | 0 | 0 | Constrained, otherwise capacity available =348 kVA | --> | 0.38 | 0 | 0.018 | 0 | 0 | Constrained, otherwise capacity available =359 kW | --> | E20 ex EDENDERRY | Edenderry [T421,T422] | BLAKE |  | 53.3502 | -7.2032
039064 | MV/LV Substation MU***064 |  | 10 kV | _ | LV | 400 kVA :Kiosk Substation | 0.4 | --> | 0.4 | 0.229 | 3.45 |  | --> | 0.38 | 0 | 0 | 0.356 | 0 |  | --> | C13 ex TRIMMS LANE | Trimms Lane [T41,T42] | SALTHILL |  | 53.2698 | -9.0593
1274597 | MV/LV Substation NE***4597 |  | 20 kV | _ | LV | 100 kVA :Pole Substation | 0.1 | --> | 0.1 | 0.092 | 5.89 |  | --> | 0.095 | 0 | 0.001 | 0 | 0 | Constrained, otherwise capacity available =93 kW | --> | C14 ex CASHEL | Cashel [T41,T42] | CAHIR |  | 52.5562 | -7.7983
064244Y | MV/LV Substation BO***244Y |  | 10 kV | _ | LV | 100 kVA :Pole Substation | 0.1 | --> | 0.1 | 0 | 0 | Constrained, otherwise capacity available =62 kVA | --> | 0.095 | 0 | 0.026 | 0 | 0 | Constrained, otherwise capacity available =70 kW | --> | C18 ex DRYBRIDGE | Drybridge [T41,T42] | DRYBRIDGE |  | 53.719 | -6.379
050729Y | MV/LV Substation LI***729Y |  | 20 kV | _ | LV | 50 kVA :Pole Substation | 0.05 | --> | 0.05 | 0.04 | 6.49 |  | --> | 0.048 | 0 | 0 | 0 | 0 | Constrained, otherwise capacity available =46 kW | --> | C22 ex BUSHFIELD | Bushfield [T41,T42] | ATHLONE |  | 53.5052 | -7.839
293617 | MV/LV Substation RA***617 |  | 20 kV | _ | LV | 630 kVA :Kiosk Substation | 0.63 | --> | 0.63 | 0.431 | 0.43 | Constrained, otherwise capacity available =584 kVA | --> | 0.598 | 0 | 0.1 | 0 | 0 | Constrained, otherwise capacity available =518 kW | --> | E19 ex TULLOW | Tullow [T421,T422] | CARLOW |  | 52.8007 | -6.6743
0934109 | MV/LV Substation CH***4109 |  | 10 kV | _ | LV | 1000 kVA :Building Structure | 1 | --> | 1 | 0 | 0 | Constrained, otherwise capacity available =925 kVA | --> | 0.95 | 0 | 0 | 0.5 | 0 |  | --> | C28 ex POPPINTREE | Poppintree [T101,T102] | FINGLAS |  | 53.4045 | -6.306
011955 | MV/LV Substation PA***955 |  | 10 kV | _ | LV | 400 kVA :Kiosk Substation | 0.4 | --> | 0.4 | 0 | 0 | Constrained, otherwise capacity available =357 kVA | --> | 0.38 | 0 | 0 | 0 | 0 | Constrained, otherwise capacity available =374 kW | --> | C11 ex ROSEHILL | Rosehill [T41,T42] | KILKENNY |  | 52.6589 | -7.274
012541Y | MV/LV Substation PO***541Y |  | 10 kV | _ | LV | 200 kVA :Kiosk Substation | 0.2 | --> | 0.2 | 0 | 0 | Constrained, otherwise capacity available =174 kVA | --> | 0.19 | 0 | 0 | 0 | 0 | Constrained, otherwise capacity available =186 kW | --> | C11 ex POLLERTON | Pollerton [T41,T42] | CARLOW |  | 52.8547 | -6.8827
066991 | MV/LV Substation MA***991 |  | 20 kV | _ | LV | 50 kVA :Pole Substation | 0.05 | --> | 0.05 | 0 | 0 | Constrained, otherwise capacity available =39 kVA | --> | 0.048 | 0 | 0 | 0 | 0 | Constrained, otherwise capacity available =46 kW | --> | E15 ex BATTER LANE TEMPORARY | Batter Lane Temporary 38kv [T421] | GLASMORE |  | 53.4917 | -6.2257
055893X | MV/LV Substation CL***893X |  | 10 kV | _ | LV | 100 kVA :Pole Substation | 0.1 | --> | 0.1 | 0 | 0 | Constrained, otherwise capacity available =79 kVA | --> | 0.095 | 0 | 0 | 0 | 0 | Constrained, otherwise capacity available =92 kW | --> | C18 ex TEMPLEMORE | Templemore [T41,T42] | IKERRIN |  | 52.8447 | -7.7656
007302X | MV/LV Substation CH***302X |  | 20 kV | _ | LV | 200 kVA :Kiosk Substation | 0.2 | --> | 0.2 | 0.171 | 1.4 |  | --> | 0.19 | 0 | 0.01 | 0 | 0 | Constrained, otherwise capacity available =179 kW | --> | E12 ex KILLINICK | Killinick [T421,T422] | WEXFORD |  | 52.2397 | -6.3524
054153Z | MV/LV Substation BA***153Z |  | 10 kV | _ | LV | 50 kVA :Pole Substation | 0.05 | --> | 0.05 | 0 | 0 | Constrained, otherwise capacity available =49 kVA | --> | 0.048 | 0 | 0 | 0 | 0 | Constrained, otherwise capacity available =47 kW | --> | C16 ex PALLAS | Pallas [T41,T42] | PORTLAOISE |  | 53.0546 | -7.3089
007569Y | MV/LV Substation ST***569Y |  | 20 kV | _ | LV | 50 kVA :Pole Substation | 0.05 | --> | 0.05 | 0.047 | 1.4 |  | --> | 0.048 | 0 | 0 | 0 | 0 | Constrained, otherwise capacity available =47 kW | --> | E12 ex KILLINICK | Killinick [T421,T422] | WEXFORD |  | 52.2444 | -6.3362
127249Y | MV/LV Substation KI***249Y |  | 20 kV | _ | LV | 50 kVA :Pole Substation | 0.05 | --> | 0.05 | 0 | 0 | Constrained, otherwise capacity available =46 kVA | --> | 0.048 | 0 | 0 | 0 | 0 | Constrained, otherwise capacity available =47 kW | --> | C16 ex HOLYCROSS ROAD | Holycross Road [T41,T42] | THURLES |  | 52.6361 | -7.8848
065050 | MV/LV Substation HO***050 |  | 10 kV | _ | LV | 400 kVA :Kiosk Substation | 0.4 | --> | 0.4 | 0 | 0 | Constrained, otherwise capacity available =244 kVA | --> | 0.38 | 0 | 0.027 | 0 | 0 | Constrained, otherwise capacity available =338 kW | --> | C19 ex LOUGHSHINNY | Loughshinny [T41,T42] | GLASMORE |  | 53.5706 | -6.105
0824033 | MV/LV Substation GR***4033 |  | 10 kV | _ | LV | 200 kVA :Kiosk Substation | 0.2 | --> | 0.2 | 0.167 | 1.82 |  | --> | 0.19 | 0 | 0.05 | 0 | 0 | Constrained, otherwise capacity available =148 kW | --> | C15 ex RANDALSTOWN | Randalstown [T41] | NAVAN |  | 53.6723 | -6.7742
036386 | MV/LV Substation AH***386 |  | 20 kV | _ | LV | 400 kVA :Kiosk Substation | 0.4 | --> | 0.4 | 0 | 0 | Constrained, otherwise capacity available =312 kVA | --> | 0.38 | 0 | 0 | 0 | 0 | Constrained, otherwise capacity available =368 kW | --> | E19 ex GARRANACANTY | Garranacanty [T421,T422] | TIPPERARY |  | 52.4249 | -8.1918
036258 | MV/LV Substation LI***258 |  | 10 kV | _ | LV | 100 kVA :Pole Substation | 0.1 | --> | 0.1 | 0 | 0 | Constrained, otherwise capacity available =70 kVA | --> | 0.095 | 0 | 0 | 0 | 0 | Constrained, otherwise capacity available =91 kW | --> | E17 ex GARRANACANTY | Garranacanty [T421,T422] | TIPPERARY |  | 52.4769 | -8.1752
009788Y | MV/LV Substation AB***788Y |  | 20 kV | _ | LV | 400 kVA :Kiosk Substation | 0.4 | --> | 0.4 | 0.365 | 3.76 |  | --> | 0.38 | 0 | 0 | 0 | 0 | Constrained, otherwise capacity available =375 kW | --> | E15 ex BELVIEW | Belview [T421,T422] | WATERFORD |  | 52.2646 | -7.0816
039025Y | MV/LV Substation CU***025Y |  | 10 kV | _ | LV | 200 kVA :Kiosk Substation | 0.2 | --> | 0.2 | 0.147 | 11.03 |  | --> | 0.19 | 0 | 0.027 | 0.163 | 0 |  | --> | C36 ex SALTHILL | Salthill [T101,T102] | SALTHILL |  | 53.2855 | -9.0853
068496 | MV/LV Substation CA***496 |  | 10 kV | _ | LV | 1000 kVA :Kiosk Substation | 1 | --> | 1 | 0.5 | 6.65 |  | --> | 0.95 | 0 | 0 | 0.5 | 0 |  | --> | C20 ex EAST WALL ROAD | East Wall Road [T41,T42] | MCDERMOTT |  | 53.3475 | -6.1974
081474Z | MV/LV Substation AL***474Z |  | 10 kV | _ | LV | 400 kVA :Kiosk Substation | 0.4 | --> | 0.4 | 0 | 0 | Constrained, otherwise capacity available =201 kVA | --> | 0.38 | 0 | 0.079 | 0 | 0 | Constrained, otherwise capacity available =293 kW | --> | C17 ex CELBRIDGE | Celbridge [T41,T42] | GRIFFINRATH |  | 53.3506 | -6.5455
007624Z | MV/LV Substation ST***624Z |  | 20 kV | _ | LV | 400 kVA :Kiosk Substation | 0.4 | --> | 0.4 | 0.363 | 1.4 |  | --> | 0.38 | 0 | 0 | 0 | 0 | Constrained, otherwise capacity available =375 kW | --> | E12 ex KILLINICK | Killinick [T421,T422] | WEXFORD |  | 52.2361 | -6.3307
082366 | MV/LV Substation WH***366 |  | 10 kV | _ | LV | 100 kVA :Pole Substation | 0.1 | --> | 0.1 | 0.087 | 2.01 |  | --> | 0.095 | 0 | 0.025 | 0 | 0 | Constrained, otherwise capacity available =75 kW | --> | C18 ex ABBEYLAND | Abbeyland [T41,T42] | NAVAN |  | 53.6594 | -6.7133
066793 | MV/LV Substation KN***793 |  | 10 kV | _ | LV | 50 kVA :Pole Substation | 0.05 | --> | 0.05 | 0 | 0 | Constrained, otherwise capacity available =27 kVA | --> | 0.048 | 0 | 0 | 0 | 0 | Constrained, otherwise capacity available =44 kW | --> | C14 ex SWORDS | Swords [T41,T42] | GLASMORE |  | 53.4548 | -6.2677
039815X | MV/LV Substation DR***815X |  | 10 kV | _ | LV | 200 kVA :Kiosk Substation | 0.2 | --> | 0.2 | 0.2 | 11.03 |  | --> | 0.19 | 0 | 0 | 0.19 | 0 |  | --> | C22 ex SALTHILL | Salthill [T101,T102] | SALTHILL |  | 53.2763 | -9.1052
365513X | MV/LV Substation LO***513X |  | 10 kV | _ | LV | 400 kVA :Kiosk Substation | 0.4 | --> | 0.4 | 0 | 0 | Constrained, otherwise capacity available =354 kVA | --> | 0.38 | 0 | 0.005 | 0.37 | 0 |  | --> | C35 ex SEMPERIT | Semperit [T41,T42,T43] | GRANGE CASTLE |  | 53.3237 | -6.3457
025032Y | MV/LV Substation GA***032Y |  | 10 kV | _ | LV | 400 kVA :Kiosk Substation | 0.4 | --> | 0.4 | 0.356 | 2.96 |  | --> | 0.38 | 0 | 0.011 | 0 | 0 | Constrained, otherwise capacity available =366 kW | --> | E17 ex CHARLEVILLE | Charleville [T421,T422] | CHARLEVILLE |  | 52.3586 | -8.6829
066189Y | MV/LV Substation SW***189Y |  | 10 kV | _ | LV | 400 kVA :Building Structure | 0.4 | --> | 0.4 | 0 | 0 | Constrained, otherwise capacity available =342 kVA | --> | 0.38 | 0 | 0 | 0.372 | 0 |  | --> | C14 ex MOUNTGORRY | Mountgorry [T41,T42] | GRANGE (DR) |  | 53.4586 | -6.2078
144875X | MV/LV Substation TH***875X |  | 10 kV | _ | LV | 200 kVA :Pole Substation | 0.2 | --> | 0.2 | 0 | 0 | Constrained, otherwise capacity available =163 kVA | --> | 0.19 | 0 | 0.003 | 0 | 0 | Constrained, otherwise capacity available =183 kW | --> | C15 ex CASTLECOMER | Castlecomer [T41,T42] | BALLYRAGGET |  | 52.885 | -7.1577
067622 | MV/LV Substation TW***622 |  | 10 kV | _ | LV | 400 kVA :Building Structure | 0.4 | --> | 0.4 | 0 | 0 | Constrained, otherwise capacity available =330 kVA | --> | 0.38 | 0 | 0 | 0 | 0 | Constrained, otherwise capacity available =370 kW | --> | E16 ex CRATLOE | Cratloe [T421,T422] | ARDNACRUSHA |  | 52.6788 | -8.6994
025777Y | MV/LV Substation CL***777Y |  | 20 kV | _ | LV | 50 kVA :Pole Substation | 0.05 | --> | 0.05 | 0.05 | 2.96 |  | --> | 0.048 | 0 | 0 | 0 | 0 | Constrained, otherwise capacity available =48 kW | --> | E11 ex CHARLEVILLE | Charleville [T421,T422] | CHARLEVILLE |  | 52.4451 | -8.6517
164001 | MV/LV Substation CO***001 |  | 10 kV | _ | LV | 200 kVA :Pole Substation | 0.2 | --> | 0.2 | 0 | 0 | Constrained, otherwise capacity available =179 kVA | --> | 0.19 | 0 | 0.018 | 0 | 0 | Constrained, otherwise capacity available =174 kW | --> | C12 ex SKIBBEREEN | Skibbereen [T41,T42] | DUNMANWAY |  | 51.5568 | -9.2576
249846 | MV/LV Substation KN***846 |  | 20 kV | _ | LV | 50 kVA :Pole Substation | 0.05 | --> | 0.05 | 0 | 0 | Constrained, otherwise capacity available =43 kVA | --> | 0.048 | 0 | 0 | 0 | 0 | Constrained, otherwise capacity available =46 kW | --> | E18 ex FOXHOLE | Foxhole [T421,T422] | DUNGARVAN |  | 52.0307 | -7.8099
127045 | MV/LV Substation CA***045 |  | 10 kV | _ | LV | 630 kVA :Building Structure | 0.63 | --> | 0.63 | 0 | 0 | Constrained, otherwise capacity available =614 kVA | --> | 0.598 | 0 | 0 | 0 | 0 | Constrained, otherwise capacity available =596 kW | --> | C11 ex HOLYCROSS ROAD | Holycross Road [T41,T42] | THURLES |  | 52.658 | -7.8258
011300 | MV/LV Substation BA***300 |  | 10 kV | _ | LV | 50 kVA :Pole Substation | 0.05 | --> | 0.05 | 0 | 0 | Constrained, otherwise capacity available =40 kVA | --> | 0.048 | 0 | 0.026 | 0 | 0 | Constrained, otherwise capacity available =27 kW | --> | C17 ex ROSEHILL | Rosehill [T41,T42] | KILKENNY |  | 52.5958 | -7.3028
365546X | MV/LV Substation KY***546X |  | 10 kV | _ | LV | 630 kVA :Building Structure | 0.63 | --> | 0.63 | 0 | 0 | Constrained, otherwise capacity available =522 kVA | --> | 0.598 | 0 | 0 | 0.5 | 0 |  | --> | C35 ex SEMPERIT | Semperit [T41,T42,T43] | GRANGE CASTLE |  | 53.3294 | -6.3433
054065Z | MV/LV Substation CL***065Z |  | 10 kV | _ | LV | 400 kVA :Kiosk Substation | 0.4 | --> | 0.4 | 0 | 0 | Constrained, otherwise capacity available =264 kVA | --> | 0.38 | 0 | 0 | 0 | 0 | Constrained, otherwise capacity available =361 kW | --> | E16 ex PORTLAOISE | Portlaoise [T423,T424] | PORTLAOISE |  | 53.0266 | -7.3212
281783Z | MV/LV Substation WE***783Z |  | 10 kV | _ | LV | 630 kVA :Building Structure | 0.63 | --> | 0.63 | 0.5 | 4.67 |  | --> | 0.598 | 0 | 0 | 0.5 | 0 |  | --> | C26 ex CENTRE PARK ROAD | Marina [T105,T106] | MARINA |  | 51.8976 | -8.4643
0814280 | MV/LV Substation OM***4280 |  | 10 kV | _ | LV | 400 kVA :Kiosk Substation | 0.4 | --> | 0.4 | 0 | 0 | Constrained, otherwise capacity available =355 kVA | --> | 0.38 | 0 | 0 | 0.374 | 0 |  | --> | C18 ex BALGADDY | Balgaddy [T41,T42] | GRANGE CASTLE |  | 53.3381 | -6.4212
116934 | MV/LV Substation AR***934 |  | 20 kV | _ | LV | 200 kVA :Kiosk Substation | 0.2 | --> | 0.2 | 0.161 | 8.1 |  | --> | 0.19 | 0 | 0 | 0 | 0 | Constrained, otherwise capacity available =185 kW | --> | E11 ex WESTPORT | Westport [T421,T422] | CASTLEBAR |  | 53.7584 | -9.8127
039544X | MV/LV Substation LI***544X |  | 10 kV | _ | LV | 400 kVA :Kiosk Substation | 0.4 | --> | 0.4 | 0 | 0 | Constrained, otherwise capacity available =344 kVA | --> | 0.38 | 0 | 0.024 | 0.355 | 0 |  | --> | C24 ex GALWAY 110KV | Galway 110kv [T102,T103] | GALWAY 110KV |  | 53.2743 | -9.0017
167955Y | MV/LV Substation TH***955Y |  | 20 kV | _ | LV | 50 kVA :Pole Substation | 0.05 | --> | 0.05 | 0 | 0 | Constrained, otherwise capacity available =24 kVA | --> | 0.048 | 0 | 0.01 | 0 | 0 | Constrained, otherwise capacity available =36 kW | --> | E16 ex WHITECHURCH | Whitechurch [T421,T422] | KILBARRY |  | 51.9813 | -8.5103
0684018 | MV/LV Substation CR***4018 |  | 10 kV | _ | LV | 630 kVA :Building Structure | 0.63 | --> | 0.63 | 0.5 | 20.78 |  | --> | 0.598 | 0 | 0 | 0.5 | 0 |  | --> | C18 ex HEUSTON SQUARE | Heuston Square [T101,T102] | INCHICORE 220KV |  | 53.3491 | -6.2954
324653X | MV/LV Substation KI***653X |  | 20 kV | _ | LV | 200 kVA :Pole Substation | 0.2 | --> | 0.2 | 0 | 0 | Constrained, otherwise capacity available =196 kVA | --> | 0.19 | 0 | 0 | 0 | 0 | Constrained, otherwise capacity available =189 kW | --> | C17 ex BALLYGAR | Ballygar [T41,T42] | ATHLONE |  | 53.4998 | -8.4007
136020 | MV/LV Substation CO***020 |  | 10 kV | _ | LV | 100 kVA :Pole Substation | 0.1 | --> | 0.1 | 0 | 0 | Constrained, otherwise capacity available =26 kVA | --> | 0.095 | 0 | 0 | 0 | 0 | Constrained, otherwise capacity available =84 kW | --> | C12 ex ROSCOMMON | Roscommon [T41,T42] | LANESBORO |  | 53.6278 | -8.1992
062795 | MV/LV Substation CH***795 |  | 20 kV | _ | LV | 100 kVA :Pole Substation | 0.1 | --> | 0.1 | 0.072 | 2.33 |  | --> | 0.095 | 0 | 0.015 | 0 | 0 | Constrained, otherwise capacity available =80 kW | --> | C26 ex DUNDALK | Dundalk [T41,T42] | DUNDALK |  | 54.002 | -6.5777
281970X | MV/LV Substation TR***970X |  | 10 kV | _ | LV | 400 kVA :Building Structure | 0.4 | --> | 0.4 | 0.205 | 5.49 |  | --> | 0.38 | 0 | 0.04 | 0.323 | 0 |  | --> | C14 ex TRABEG | Trabeg [T101,T102] | TRABEG |  | 51.8722 | -8.4704
210028 | MV/LV Substation DU***028 |  | 10 kV | _ | LV | 200 kVA :Kiosk Substation | 0.2 | --> | 0.2 | 0 | 0 | Constrained, otherwise capacity available =158 kVA | --> | 0.19 | 0 | 0.009 | 0 | 0 | Constrained, otherwise capacity available =178 kW | --> | C18 ex CARRICKMACROSS | Carrickmacross [T41,T42] | MEATH HILL |  | 53.9756 | -6.7113
081576Z | MV/LV Substation AC***576Z |  | 10 kV | _ | LV | 630 kVA :Building Structure | 0.63 | --> | 0.63 | 0 | 0 | Constrained, otherwise capacity available =613 kVA | --> | 0.598 | 0 | 0 | 0.5 | 0 |  | --> | C22 ex SEMPERIT | Semperit [T41,T42,T43] | GRANGE CASTLE |  | 53.3276 | -6.3565
281083Y | MV/LV Substation OA***083Y |  | 10 kV | _ | LV | 50 kVA :Pole Substation | 0.05 | --> | 0.05 | 0 | 0 | Constrained, otherwise capacity available =28 kVA | --> | 0.048 | 0 | 0.01 | 0.037 | 0 |  | --> | C17 ex BISHOPSTOWN | Bishopstown [T41,T42] | KILBARRY |  | 51.8907 | -8.5604
014453X | MV/LV Substation RA***453X |  | 20 kV | _ | LV | 100 kVA :Pole Substation | 0.1 | --> | 0.1 | 0 | 0 | Constrained, otherwise capacity available =58 kVA | --> | 0.095 | 0 | 0 | 0 | 0 | Constrained, otherwise capacity available =89 kW | --> | C14 ex KILDARE | Kildare [T41,T42] | NEWBRIDGE |  | 53.2183 | -6.9951
0634073 | MV/LV Substation JM***4073 |  | 10 kV | _ | LV | 200 kVA :Pole Substation | 0.2 | --> | 0.2 | 0 | 0 | Constrained, otherwise capacity available =111 kVA | --> | 0.19 | 0 | 0 | 0 | 0 | Constrained, otherwise capacity available =178 kW | --> | C18 ex BALLYBAILIE | Ballybailie [T41,T42] | DUNDALK |  | 53.934 | -6.5033
038723X | MV/LV Substation BU***723X |  | 10 kV | _ | LV | 200 kVA :Kiosk Substation | 0.2 | --> | 0.2 | 0 | 0 | Constrained, otherwise capacity available =132 kVA | --> | 0.19 | 0 | 0.022 | 0 | 0 | Constrained, otherwise capacity available =164 kW | --> | C16 ex GORT | Gort [T41,T42] | ENNIS |  | 53.0593 | -8.8168
033833 | MV/LV Substation BA***833 |  | 10 kV | _ | LV | 100 kVA :Pole Substation | 0.1 | --> | 0.1 | 0 | 0 | Constrained, otherwise capacity available =95 kVA | --> | 0.095 | 0 | 0 | 0 | 0 | Constrained, otherwise capacity available =94 kW | --> | C11 ex DEERPARK | Deerpark [T41,T42] | BALLYDINE |  | 52.3102 | -7.4822
365885X | MV/LV Substation NE***885X |  | 10 kV | _ | LV | 200 kVA :Pole Substation | 0.2 | --> | 0.2 | 0 | 0 | Constrained, otherwise capacity available =195 kVA | --> | 0.19 | 0 | 0.005 | 0.186 | 0 |  | --> | C12 ex SAGGART | Saggart [T41,T42] | GRANGE CASTLE |  | 53.2847 | -6.4714
0814201 | MV/LV Substation BA***4201 |  | 10 kV | _ | LV | 400 kVA :Kiosk Substation | 0.4 | --> | 0.4 | 0 | 0 | Constrained, otherwise capacity available =249 kVA | --> | 0.38 | 0 | 0.034 | 0 | 0 | Constrained, otherwise capacity available =334 kW | --> | C17 ex LEIXLIP | Leixlip [T41,T42] | GRIFFINRATH |  | 53.3623 | -6.5115
034016 | MV/LV Substation AB***016 |  | 10 kV | _ | LV | 200 kVA :Kiosk Substation | 0.2 | --> | 0.2 | 0.191 | 0.57 |  | --> | 0.19 | 0 | 0 | 0 | 0 | Constrained, otherwise capacity available =189 kW | --> | C16 ex LAWLESSTOWN | Lawlesstown [T42,T421] | DOON |  | 52.3513 | -7.7173
068120X | MV/LV Substation KI***120X |  | 10 kV | _ | LV | 1000 kVA :Building Structure | 1 | --> | 1 | 0 | 0 | Constrained, otherwise capacity available =742 kVA | --> | 0.95 | 0 | 0 | 0.5 | 0 |  | --> | C21 ex GRANBY ROW | Granby Row [T41] | MCDERMOTT |  | 53.3504 | -6.2656
065684 | MV/LV Substation JO***684 |  | 20 kV | _ | LV | 100 kVA :Pole Substation | 0.1 | --> | 0.1 | 0 | 0 | Constrained, otherwise capacity available =57 kVA | --> | 0.095 | 0 | 0 | 0 | 0 | Constrained, otherwise capacity available =89 kW | --> | E18 ex GLASMORE | Glasmore [T421,T422] | GLASMORE |  | 53.5447 | -6.2034
281332Y | MV/LV Substation BE***332Y |  | 10 kV | _ | LV | 400 kVA :Kiosk Substation | 0.4 | --> | 0.4 | 0.248 | 5.49 |  | --> | 0.38 | 0 | 0.046 | 0.325 | 0 |  | --> | C18 ex TRABEG | Trabeg [T101,T102] | TRABEG |  | 51.8656 | -8.4608
007983Z | MV/LV Substation OD***983Z |  | 20 kV | _ | LV | 50 kVA :Pole Substation | 0.05 | --> | 0.05 | 0.05 | 1.4 |  | --> | 0.048 | 0 | 0 | 0 | 0 | Constrained, otherwise capacity available =48 kW | --> | E20 ex KILLINICK | Killinick [T421,T422] | WEXFORD |  | 52.2343 | -6.5754
013069Z | MV/LV Substation AR***069Z |  | 20 kV | _ | LV | 50 kVA :Pole Substation | 0.05 | --> | 0.05 | 0.048 | 0.12 |  | --> | 0.048 | 0 | 0 | 0.047 | 0 |  | --> | E62 ex ATHY | Athy [T101,T102] | ATHY |  | 53.0281 | -6.9191
0084480 | MV/LV Substation GR***4480 |  | 20 kV | _ | LV | 1000 kVA :Building Structure | 1 | --> | 1 | 0 | 0 | Constrained, otherwise capacity available =1000 kVA | --> | 0.95 | 0 | 0 | 0 | 0 | Constrained, otherwise capacity available =950 kW | --> | C20 ex KNOCKMULLEN | Knockmullen [T42,T421] | GREAT ISLAND |  | 52.2829 | -6.9866
041811 | MV/LV Substation CH***811 |  | 20 kV | _ | LV | 200 kVA :Kiosk Substation | 0.2 | --> | 0.2 | 0 | 0 | Constrained, otherwise capacity available =195 kVA | --> | 0.19 | 0 | 0 | 0 | 0 | Constrained, otherwise capacity available =189 kW | --> | E14 ex DALTON | Dalton [T421,T422] | DALTON |  | 53.7862 | -8.9138
001368 | MV/LV Substation CA***368 |  | 10 kV | _ | LV | 400 kVA :Kiosk Substation | 0.4 | --> | 0.4 | 0.242 | 1.16 |  | --> | 0.38 | 0 | 0.039 | 0.329 | 0 |  | --> | C21 ex DEANSGRANGE | Deansgrange [T41,T42] | CARRICKMINES |  | 53.2721 | -6.1714
054174 | MV/LV Substation FE***174 |  | 10 kV | _ | LV | 50 kVA :Pole Substation | 0.05 | --> | 0.05 | 0.039 | 2.78 |  | --> | 0.048 | 0 | 0 | 0 | 0 | Constrained, otherwise capacity available =46 kW | --> | E16 ex BALLYRAGGET | Ballyragget [T421,T422] | BALLYRAGGET |  | 52.8556 | -7.3607
001088X | MV/LV Substation TU***088X |  | 10 kV | _ | LV | 630 kVA :Building Structure | 0.63 | --> | 0.63 | 0 | 0 | Constrained, otherwise capacity available =471 kVA | --> | 0.598 | 0 | 0.005 | 0.5 | 0 |  | --> | C19 ex LOUGHLINSTOWN | Loughlinstown [T41,T42] | CARRICKMINES |  | 53.2478 | -6.1434
059001X | MV/LV Substation KI***001X |  | 20 kV | _ | LV | 100 kVA :Pole Substation | 0.1 | --> | 0.1 | 0.066 | 0.07 | Constrained, otherwise capacity available =73 kVA | --> | 0.095 | 0 | 0 | 0 | 0 | Constrained, otherwise capacity available =91 kW | --> | E15 ex BALLYCONNELL | Ballyconnell [T421,T422] | GORTAWEE |  | 54.1033 | -7.4507
036272X | MV/LV Substation KE***272X |  | 20 kV | _ | LV | 200 kVA :Pole Substation | 0.2 | --> | 0.2 | 0 | 0 | Constrained, otherwise capacity available =183 kVA | --> | 0.19 | 0 | 0 | 0 | 0 | Constrained, otherwise capacity available =188 kW | --> | E19 ex GARRANACANTY | Garranacanty [T421,T422] | TIPPERARY |  | 52.4123 | -7.9772
010034X | MV/LV Substation DA***034X |  | 20 kV | _ | LV | 100 kVA :Pole Substation | 0.1 | --> | 0.1 | 0 | 0 | Constrained, otherwise capacity available =79 kVA | --> | 0.095 | 0 | 0.01 | 0 | 0 | Constrained, otherwise capacity available =85 kW | --> | E11 ex BALLYHALE | Ballyhale [T42,T421] | KILKENNY |  | 52.5275 | -7.1292
095811 | MV/LV Substation CR***811 |  | 10 kV | _ | LV | 50 kVA :Pole Substation | 0.05 | --> | 0.05 | 0.034 | 1.1 |  | --> | 0.048 | 0 | 0.006 | 0 | 0 | Constrained, otherwise capacity available =41 kW | --> | C23 ex KILKEE | Kilkee [T41] | TULLABRACK |  | 52.5987 | -9.7764
055864X | MV/LV Substation AV***864X |  | 10 kV | _ | LV | 100 kVA :Pole Substation | 0.1 | --> | 0.1 | 0 | 0 | Constrained, otherwise capacity available =64 kVA | --> | 0.095 | 0 | 0 | 0 | 0 | Constrained, otherwise capacity available =90 kW | --> | C19 ex ROSCREA | Roscrea [T41,T42] | IKERRIN |  | 52.9464 | -7.8063
0814141 | MV/LV Substation SH***4141 |  | 20 kV | _ | LV | 400 kVA :Kiosk Substation | 0.4 | --> | 0.4 | 0 | 0 | Constrained, otherwise capacity available =231 kVA | --> | 0.38 | 0 | 0.157 | 0.24 | 0 |  | --> | E20 ex ADAMSTOWN | Adamstown [T121,T122] | INCHICORE 220KV |  | 53.3477 | -6.4691
0114293 | MV/LV Substation BO***4293 |  | 10 kV | _ | LV | 50 kVA :Pole Substation | 0.05 | --> | 0.05 | 0.041 | 2.8 |  | --> | 0.048 | 0 | 0.02 | 0 | 0 | Constrained, otherwise capacity available =31 kW | --> | C12 ex PURCELLS INCH | Purcells Inch [T41,T42] | KILKENNY |  | 52.5919 | -7.1551
2354044 | MV/LV Substation CU***4044 |  | 20 kV | _ | LV | 50 kVA :Pole Substation | 0.05 | --> | 0.05 | 0 | 0 | Constrained, otherwise capacity available =38 kVA | --> | 0.048 | 0 | 0 | 0 | 0 | Constrained, otherwise capacity available =46 kW | --> | E11 ex BEALNABLATH | Bealnablath [T421] | BANDON |  | 51.8308 | -8.869
009264 | MV/LV Substation BA***264 |  | 10 kV | _ | LV | 50 kVA :Pole Substation | 0.05 | --> | 0.05 | 0.044 | 13.6 |  | --> | 0.048 | 0 | 0 | 0.047 | 0 |  | --> | C22 ex KILLOTERAN | Killoteran [T101,T102] | KILLOTERAN |  | 52.2208 | -7.1236
0214102 | MV/LV Substation CA***4102 |  | 10 kV | _ | LV | 50 kVA :Pole Substation | 0.05 | --> | 0.05 | 0 | 0 | Constrained, otherwise capacity available =41 kVA | --> | 0.048 | 0 | 0 | 0.046 | 0 |  | --> | C18 ex MAYFIELD | Mayfield [T41,T42] | KILBARRY |  | 51.9178 | -8.4257
001179X | MV/LV Substation HA***179X |  | 10 kV | _ | LV | 1000 kVA :Building Structure | 1 | --> | 1 | 0.5 | 4.37 |  | --> | 0.95 | 0 | 0 | 0.5 | 0 |  | --> | C19 ex DUN LAOGHAIRE | Dun Laoghaire [T41,T42] | BLACKROCK |  | 53.2945 | -6.1367
039557X | MV/LV Substation FA***557X |  | 10 kV | _ | LV | 1000 kVA :Building Structure | 1 | --> | 1 | 0 | 0 | Constrained, otherwise capacity available =892 kVA | --> | 0.95 | 0 | 0 | 0 | 0 | Constrained, otherwise capacity available =935 kW | --> | C19 ex HEADFORD ROAD | Headford Road [T41,T42] | GALWAY 110KV |  | 53.2738 | -9.046
156460 | MV/LV Substation GL***460 |  | 20 kV | _ | LV | 100 kVA :Pole Substation | 0.1 | --> | 0.1 | 0 | 2.47 |  | --> | 0.095 | 0 | 0 | 0 | 0 | Constrained, otherwise capacity available =77 kW | --> | E19 ex TELAYDON | Telaydon [T42,T421] | LISDRUM |  | 54.3184 | -6.895
069263 | MV/LV Substation CO***263 |  | 10 kV | _ | LV | 630 kVA :Kiosk Substation | 0.63 | --> | 0.63 | 0.27 | 4.91 |  | --> | 0.598 | 0 | 0.068 | 0.497 | 0 |  | --> | C13 ex CRUMLIN | Crumlin [T41,T42] | INCHICORE 220KV |  | 53.3286 | -6.3206
0494019 | MV/LV Substation FO***4019 |  | 20 kV | _ | LV | 50 kVA :Pole Substation | 0.05 | --> | 0.05 | 0.042 | 0.21 |  | --> | 0.048 | 0 | 0 | 0 | 0 | Constrained, otherwise capacity available =46 kW | --> | E13 ex LONGFORD | Longford [T421,T422] | RICHMOND |  | 53.8471 | -7.6294
039442X | MV/LV Substation CU***442X |  | 10 kV | _ | LV | 630 kVA :Building Structure | 0.63 | --> | 0.63 | 0.5 | 3.45 |  | --> | 0.598 | 0 | 0 | 0.5 | 0 |  | --> | C17 ex TRIMMS LANE | Trimms Lane [T41,T42] | SALTHILL |  | 53.2708 | -9.0538
052121X | MV/LV Substation OL***121X |  | 20 kV | _ | LV | 50 kVA :Pole Substation | 0.05 | --> | 0.05 | 0 | 0 | Constrained, otherwise capacity available =49 kVA | --> | 0.048 | 0 | 0 | 0 | 0 | Constrained, otherwise capacity available =47 kW | --> | E20 ex BALLINDERRY | Ballinderry [T41,T422] | MULLINGAR |  | 53.4042 | -7.3293
152299 | MV/LV Substation MI***299 |  | 10 kV | _ | LV | 50 kVA :Pole Substation | 0.05 | --> | 0.05 | 0 | 0 | Constrained, otherwise capacity available =49 kVA | --> | 0.048 | 0 | 0 | 0 | 0 | Constrained, otherwise capacity available =47 kW | --> | C17 ex HOLYCROSS ROAD | Holycross Road [T41,T42] | THURLES |  | 52.6726 | -8.0822
067109X | MV/LV Substation MO***109X |  | 10 kV | _ | LV | 400 kVA :Kiosk Substation | 0.4 | --> | 0.4 | 0 | 0 | Constrained, otherwise capacity available =278 kVA | --> | 0.38 | 0 | 0.094 | 0.293 | 0 |  | --> | C19 ex RAHEEN | Raheen [T41,T42] | LIMERICK |  | 52.633 | -8.6453
068816 | MV/LV Substation RU***816 |  | 10 kV | _ | LV | 630 kVA :Building Structure | 0.63 | --> | 0.63 | 0.5 | 1.37 |  | --> | 0.598 | 0 | 0 | 0.5 | 0 |  | --> | C22 ex SOUTH KING STREET | South King Street [T41,T42] | FRANCIS STREET |  | 53.3368 | -6.2623
204228X | MV/LV Substation SE***228X |  | 20 kV | _ | LV | 200 kVA :Pole Substation | 0.2 | --> | 0.2 | 0.2 | 2.02 |  | --> | 0.19 | 0 | 0 | 0 | 0 | Constrained, otherwise capacity available =190 kW | --> | E17 ex BALLYMACARRY | Ballymacarry [T421] | TRILLICK |  | 55.1105 | -7.4629
015987Z | MV/LV Substation MC***987Z |  | 10 kV | _ | LV | 630 kVA :Building Structure | 0.63 | --> | 0.63 | 0 | 0 | Constrained, otherwise capacity available =618 kVA | --> | 0.598 | 0 | 0.005 | 0 | 0 | Constrained, otherwise capacity available =593 kW | --> | C18 ex NAAS | Naas [T41,T42] | KILTEEL |  | 53.1989 | -6.7448
366952 | MV/LV Substation EA***952 |  | 20 kV | _ | LV | 50 kVA :Pole Substation | 0.05 | --> | 0.05 | 0.029 | 0.45 |  | --> | 0.048 | 0 | 0.03 | 0 | 0 | Constrained, otherwise capacity available =22 kW | --> | C14 ex CARRAROE | Carraroe [T42] | SCREEB |  | 53.2725 | -9.5396
008948X | MV/LV Substation RE***948X |  | 10 kV | _ | LV | 100 kVA :Pole Substation | 0.1 | --> | 0.1 | 0 | 0 | Constrained, otherwise capacity available =93 kVA | --> | 0.095 | 0 | 0.005 | 0 | 0 | Constrained, otherwise capacity available =90 kW | --> | C14 ex KNOCKMULLEN | Knockmullen [T42,T421] | GREAT ISLAND |  | 52.393 | -6.9326
022771X | MV/LV Substation MA***771X |  | 10 kV | _ | LV | 630 kVA :Building Structure | 0.63 | --> | 0.63 | 0.5 | 4.55 |  | --> | 0.598 | 0 | 0 | 0 | 0 | Constrained, otherwise capacity available =590 kW | --> | C22 ex MALLOW | Mallow [T41,T42] | MALLOW |  | 52.1386 | -8.6405
081576X | MV/LV Substation WH***576X |  | 10 kV | _ | LV | 400 kVA :Kiosk Substation | 0.4 | --> | 0.4 | 0 | 0 | Constrained, otherwise capacity available =286 kVA | --> | 0.38 | 0 | 0.01 | 0 | 0 | Constrained, otherwise capacity available =357 kW | --> | C17 ex PALMERSTOWN | Palmerstown [T41,T42] | FINGLAS |  | 53.3447 | -6.3824
062301X | MV/LV Substation CA***301X |  | 20 kV | _ | LV | 50 kVA :Pole Substation | 0.05 | --> | 0.05 | 0.047 | 4.25 |  | --> | 0.048 | 0 | 0 | 0 | 0 | Constrained, otherwise capacity available =47 kW | --> | E15 ex JENKINSTOWN | Jenkinstown [T421,T422] | DUNDALK |  | 54.1071 | -6.3577
196028 | MV/LV Substation TR***028 |  | 10 kV | _ | LV | 630 kVA :Building Structure | 0.63 | --> | 0.63 | 0 | 0 | Constrained, otherwise capacity available =550 kVA | --> | 0.598 | 0 | 0.1 | 0 | 0 | Constrained, otherwise capacity available =513 kW | --> | C15 ex TRIM | Trim [T41,T42] | NAVAN |  | 53.5645 | -6.7979
0684166 | MV/LV Substation PA***4166 |  | 10 kV | _ | LV | 1000 kVA :Building Structure | 1 | --> | 1 | 0.5 | 9.99 |  | --> | 0.95 | 0 | 0 | 0.5 | 0 |  | --> | C11 ex HAROLDS CROSS | Harolds Cross [T101,T102] | POOLBEG |  | 53.3335 | -6.2607
042993X | MV/LV Substation WO***993X |  | 20 kV | _ | LV | 630 kVA :Building Structure | 0.63 | --> | 0.63 | 0 | 0 | Constrained, otherwise capacity available =472 kVA | --> | 0.598 | 0 | 0 | 0 | 0 | Constrained, otherwise capacity available =577 kW | --> | E16 ex WINDSOR | Windsor [T421,T422] | CASTLEBAR |  | 53.8495 | -9.2766
0814187 | MV/LV Substation ST***4187 |  | 10 kV | _ | LV | 200 kVA :Pole Substation | 0.2 | --> | 0.2 | 0 | 0 | Constrained, otherwise capacity available =200 kVA | --> | 0.19 | 0 | 0 | 0 | 0 | Constrained, otherwise capacity available =190 kW | --> | C19 ex CELBRIDGE | Celbridge [T41,T42] | GRIFFINRATH |  | 53.3115 | -6.6176
281070Y | MV/LV Substation SE***070Y |  | 10 kV | _ | LV | 50 kVA :Pole Substation | 0.05 | --> | 0.05 | 0.038 | 4.3 |  | --> | 0.048 | 0 | 0 | 0.046 | 0 |  | --> | C19 ex RINGASKIDDY 110KV | Ringaskiddy 110kv [T42] | BARNAHELY |  | 51.852 | -8.3351
0024052 | MV/LV Substation TH***4052 |  | 10 kV | _ | LV | 200 kVA :Kiosk Substation | 0.2 | --> | 0.2 | 0.199 | 2.36 |  | --> | 0.19 | 0 | 0 | 0.19 | 0 |  | --> | C14 ex BRAY | Bray [T41,T42] | FASSAROE |  | 53.1908 | -6.1325
067135 | MV/LV Substation RO***135 |  | 10 kV | _ | LV | 630 kVA :Building Structure | 0.63 | --> | 0.63 | 0 | 0 | Constrained, otherwise capacity available =405 kVA | --> | 0.598 | 0 | 0 | 0.5 | 0 |  | --> | C20 ex ROCHES STREET | Roches Street [T41,T42] | LIMERICK |  | 52.6627 | -8.6294
125077Y | MV/LV Substation FA***077Y |  | 10 kV | _ | LV | 400 kVA :Kiosk Substation | 0.4 | --> | 0.4 | 0 | 0 | Constrained, otherwise capacity available =400 kVA | --> | 0.38 | 0 | 0 | 0 | 0 | Constrained, otherwise capacity available =380 kW | --> | C16 ex CLOONLOUGH | Cloonlough [T41,T42] | BARRYMORE |  | 52.2614 | -8.2807
184261 | MV/LV Substation OG***261 |  | 10 kV | _ | LV | 50 kVA :Pole Substation | 0.05 | --> | 0.05 | 0.05 | 3.38 |  | --> | 0.048 | 0 | 0 | 0 | 0 | Constrained, otherwise capacity available =48 kW | --> | C17 ex CASTLEBLAYNEY | Castleblayney [T41,T42] | DUNDALK |  | 54.121 | -6.8139
062858X | MV/LV Substation SL***858X |  | 20 kV | _ | LV | 100 kVA :Pole Substation | 0.1 | --> | 0.1 | 0.061 | 3.47 |  | --> | 0.095 | 0 | 0 | 0 | 0 | Constrained, otherwise capacity available =90 kW | --> | E17 ex BUSH | Bush [T421,T422] | DUNDALK |  | 54.0519 | -6.193
054274Z | MV/LV Substation DO***274Z |  | 10 kV | _ | LV | 50 kVA :Pole Substation | 0.05 | --> | 0.05 | 0.048 | 2.78 |  | --> | 0.048 | 0 | 0 | 0 | 0 | Constrained, otherwise capacity available =47 kW | --> | E16 ex BALLYRAGGET | Ballyragget [T421,T422] | BALLYRAGGET |  | 52.8348 | -7.3472
067133X | MV/LV Substation BA***133X |  | 20 kV | _ | LV | 200 kVA :Pole Substation | 0.2 | --> | 0.2 | 0 | 0 | Constrained, otherwise capacity available =179 kVA | --> | 0.19 | 0 | 0.045 | 0 | 0 | Constrained, otherwise capacity available =154 kW | --> | E18 ex PATRICKSWELL | Patrickswell [T421,T422] | LIMERICK |  | 52.5723 | -8.6921
037093Y | MV/LV Substation AR***093Y |  | 10 kV | _ | LV | 400 kVA :Kiosk Substation | 0.4 | --> | 0.4 | 0 | 0 | Constrained, otherwise capacity available =261 kVA | --> | 0.38 | 0 | 0.003 | 0 | 0 | Constrained, otherwise capacity available =358 kW | --> | C19 ex ENNIS NORTH | Ennis North [T41,T42] | ENNIS |  | 52.8644 | -8.9832
001221 | MV/LV Substation MU***221 |  | 10 kV | _ | LV | 400 kVA :Kiosk Substation | 0.4 | --> | 0.4 | 0.321 | 1.23 |  | --> | 0.38 | 0 | 0.01 | 0.362 | 0 |  | --> | C21 ex SALLYNOGGIN ROAD | Sallynoggin Road [T41,T42] | CHERRYWOOD |  | 53.2907 | -6.1362
004001 | MV/LV Substation CO***001 |  | 10 kV | _ | LV | 400 kVA :Kiosk Substation | 0.4 | --> | 0.4 | 0.259 | 18.08 |  | --> | 0.38 | 0 | 0.045 | 0.327 | 0 |  | --> | C19 ex ARKLOW | Arklow [T101,T102] | ARKLOW |  | 52.8033 | -6.1441
017072X | MV/LV Substation RI***072X |  | 10 kV | _ | LV | 100 kVA :Pole Substation | 0.1 | --> | 0.1 | 0.089 | 1.58 |  | --> | 0.095 | 0 | 0 | 0 | 0 | Constrained, otherwise capacity available =94 kW | --> | C18 ex FOYNES | Foynes [T41,T42] | RATHKEALE |  | 52.5878 | -9.0667
164521 | MV/LV Substation CA***521 |  | 10 kV | _ | LV | 50 kVA :Pole Substation | 0.05 | --> | 0.05 | 0 | 0 | Constrained, otherwise capacity available =39 kVA | --> | 0.048 | 0 | 0 | 0 | 0 | Constrained, otherwise capacity available =46 kW | --> | C15 ex SKIBBEREEN | Skibbereen [T41,T42] | DUNMANWAY |  | 51.5418 | -9.261
027520X | MV/LV Substation DU***520X |  | 10 kV | _ | LV | 50 kVA :Pole Substation | 0.05 | --> | 0.05 | 0.036 | 7.79 |  | --> | 0.048 | 0 | 0 | 0 | 0 | Constrained, otherwise capacity available =46 kW | --> | C11 ex DUNMANWAY | Dunmanway [T422,T43] | DUNMANWAY |  | 51.723 | -9.1008
093225 | MV/LV Substation MO***225 |  | 10 kV | _ | LV | 400 kVA :Kiosk Substation | 0.4 | --> | 0.4 | 0.272 | 12.96 |  | --> | 0.38 | 0 | 0.022 | 0.346 | 0 |  | --> | C24 ex ARTANE | Artane [T101,T102] | FINGLAS |  | 53.3893 | -6.2218
021135X | MV/LV Substation BA***135X |  | 10 kV | _ | LV | 50 kVA :Pole Substation | 0.05 | --> | 0.05 | 0 | 0 | Constrained, otherwise capacity available =40 kVA | --> | 0.048 | 0 | 0.005 | 0.042 | 0 |  | --> | C15 ex RIVERSTOWN | Riverstown [T41,T42] | KILBARRY |  | 51.942 | -8.3401
093528Z | MV/LV Substation NO***528Z |  | 10 kV | _ | LV | 630 kVA :Building Structure | 0.63 | --> | 0.63 | 0 | 0 | Constrained, otherwise capacity available =525 kVA | --> | 0.598 | 0 | 0.04 | 0.5 | 0 |  | --> | C27 ex POPPINTREE | Poppintree [T101,T102] | FINGLAS |  | 53.3989 | -6.3196
011614X | MV/LV Substation BL***614X |  | 10 kV | _ | LV | 630 kVA :Kiosk Substation | 0.63 | --> | 0.63 | 0 | 0 | Constrained, otherwise capacity available =498 kVA | --> | 0.598 | 0 | 0.009 | 0 | 0 | Constrained, otherwise capacity available =574 kW | --> | C11 ex ROSEHILL | Rosehill [T41,T42] | KILKENNY |  | 52.6539 | -7.2603
005950 | MV/LV Substation AH***950 |  | 10 kV | _ | LV | 50 kVA :Pole Substation | 0.05 | --> | 0.05 | 0 | 0 | Constrained, otherwise capacity available =33 kVA | --> | 0.048 | 0 | 0 | 0 | 0 | Constrained, otherwise capacity available =45 kW | --> | C11 ex GARDEN CITY | Garden City [T41,T42] | ARKLOW |  | 52.7136 | -6.194
0684428 | MV/LV Substation VE***4428 |  | 10 kV | _ | LV | 1000 kVA :Building Structure | 1 | --> | 1 | 0.5 | 28.43 |  | --> | 0.95 | 0 | 0 | 0.5 | 0 |  | --> | C06 ex BEDFORD ROW | Bedford Row [T41,T42,T43,T44] | FRANCIS STREET |  | 53.3463 | -6.2569
365543X | MV/LV Substation CA***543X |  | 10 kV | _ | LV | 200 kVA :Kiosk Substation | 0.2 | --> | 0.2 | 0 | 0 | Constrained, otherwise capacity available =167 kVA | --> | 0.19 | 0 | 0 | 0.185 | 0 |  | --> | C19 ex CLONDALKIN | Clondalkin [T41,T42,T44] | INCHICORE 220KV |  | 53.3059 | -6.4173
118171Y | MV/LV Substation CA***171Y |  | 20 kV | _ | LV | 50 kVA :Pole Substation | 0.05 | --> | 0.05 | 0 | 0 | Constrained, otherwise capacity available =50 kVA | --> | 0.048 | 0 | 0 | 0 | 0 | Constrained, otherwise capacity available =48 kW | --> | E18 ex CREAGH | Creagh [T421,T422] | ATHLONE |  | 53.4314 | -8.4371
053895Y | MV/LV Substation RA***895Y |  | 20 kV | _ | LV | 50 kVA :Pole Substation | 0.05 | --> | 0.05 | 0.018 | 0.89 |  | --> | 0.048 | 0 | 0 | 0 | 0 | Constrained, otherwise capacity available =43 kW | --> | E24 ex BIRR | Birr [T41,T422] | DALLOW |  | 53.1341 | -7.8267
154150Z | MV/LV Substation BA***150Z |  | 10 kV | _ | LV | 200 kVA :Building Structure | 0.2 | --> | 0.2 | 0 | 0 | Constrained, otherwise capacity available =46 kVA | --> | 0.19 | 0 | 0 | 0.168 | 0 |  | --> | C17 ex MACETOWN | Macetown [T101,T102] | MACETOWN |  | 53.4108 | -6.4072
281115 | MV/LV Substation GR***115 |  | 10 kV | _ | LV | 630 kVA :Building Structure | 0.63 | --> | 0.63 | 0.5 | 7.88 |  | --> | 0.598 | 0 | 0 | 0.5 | 0 |  | --> | C25 ex LIBERTY STREET | Liberty Street [T101,T102] | LIBERTY STREET |  | 51.8996 | -8.4829
157772 | MV/LV Substation SA***772 |  | 20 kV | _ | LV | 1000 kVA :Building Structure | 1 | --> | 1 | 0.5 | 1.55 |  | --> | 0.95 | 0 | 0 | 0 | 0 | Constrained, otherwise capacity available =950 kW | --> | E11 ex CARRIGALLEN | Carrigallen [T421] | CARRICK ON SHANNON |  | 54.0422 | -7.6751
049073Y | MV/LV Substation KI***073Y |  | 10 kV | _ | LV | 50 kVA :Pole Substation | 0.05 | --> | 0.05 | 0.041 | 1.31 |  | --> | 0.048 | 0 | 0 | 0 | 0 | Constrained, otherwise capacity available =46 kW | --> | C14 ex ROOSKY | Roosky [T41] | RICHMOND |  | 53.8384 | -7.9149
111574Z | MV/LV Substation SC***574Z |  | 20 kV | _ | LV | 400 kVA :Building Structure | 0.4 | --> | 0.4 | 0 | 0 | Constrained, otherwise capacity available =264 kVA | --> | 0.38 | 0 | 0.05 | 0 | 0 | Constrained, otherwise capacity available =325 kW | --> | E11 ex BALLYDEHOB | Ballydehob [T421] | DUNMANWAY |  | 51.5276 | -9.5462
001164 | MV/LV Substation FL***164 |  | 10 kV | _ | LV | 400 kVA :Kiosk Substation | 0.4 | --> | 0.4 | 0.142 | 13.42 |  | --> | 0.38 | 0 | 0.046 | 0.309 | 0 |  | --> | C20 ex POTTERY ROAD | Pottery Road [T101,T102] | CARRICKMINES |  | 53.2699 | -6.1403
288240 | MV/LV Substation FA***240 |  | 10 kV | _ | LV | 50 kVA :Pole Substation | 0.05 | --> | 0.05 | 0 | 0 | Constrained, otherwise capacity available =37 kVA | --> | 0.048 | 0 | 0 | 0.046 | 0 |  | --> | C13 ex SANDYFORD | Sandyford [T41,T42] | CARRICKMINES |  | 53.2663 | -6.2719
054282Z | MV/LV Substation MO***282Z |  | 10 kV | _ | LV | 400 kVA :Building Structure | 0.4 | --> | 0.4 | 0 | 0 | Constrained, otherwise capacity available =303 kVA | --> | 0.38 | 0 | 0 | 0 | 0 | Constrained, otherwise capacity available =366 kW | --> | C18 ex MOUNTRATH | Mountrath [T41,T42] | PORTLAOISE |  | 52.996 | -7.4829
125046Y | MV/LV Substation KI***046Y |  | 20 kV | _ | LV | 200 kVA :Kiosk Substation | 0.2 | --> | 0.2 | 0 | 0 | Constrained, otherwise capacity available =191 kVA | --> | 0.19 | 0 | 0 | 0 | 0 | Constrained, otherwise capacity available =189 kW | --> | C15 ex CLOONLOUGH | Cloonlough [T41,T42] | BARRYMORE |  | 52.2443 | -8.4242
009096 | MV/LV Substation GL***096 |  | 10 kV | _ | LV | 630 kVA :Building Structure | 0.63 | --> | 0.63 | 0.5 | 3.82 |  | --> | 0.598 | 0 | 0 | 0 | 0 | Constrained, otherwise capacity available =587 kW | --> | C13 ex WATERFORD | Waterford [T41,T42] | WATERFORD |  | 52.2623 | -7.1192
009720X | MV/LV Substation KN***720X |  | 10 kV | _ | LV | 50 kVA :Pole Substation | 0.05 | --> | 0.05 | 0.048 | 0.95 |  | --> | 0.048 | 0 | 0 | 0 | 0 | Constrained, otherwise capacity available =47 kW | --> | C25 ex TYCOR | Tycor [T41,T42] | WATERFORD |  | 52.2587 | -7.1662
001793 | MV/LV Substation AL***793 |  | 10 kV | _ | LV | 200 kVA :Kiosk Substation | 0.2 | --> | 0.2 | 0.121 | 1.23 |  | --> | 0.19 | 0 | 0.051 | 0.141 | 0 |  | --> | C16 ex SALLYNOGGIN ROAD | Sallynoggin Road [T41,T42] | CHERRYWOOD |  | 53.279 | -6.1298
0054188 | MV/LV Substation MI***4188 |  | 10 kV | _ | LV | 630 kVA :Kiosk Substation | 0.63 | --> | 0.63 | 0.429 | 3.03 |  | --> | 0.598 | 0 | 0.092 | 0 | 0 | Constrained, otherwise capacity available =502 kW | --> | C17 ex RAMSTOWN | Ramstown [T41,T42] | CRANE |  | 52.6674 | -6.2874
037057X | MV/LV Substation BA***057X |  | 20 kV | _ | LV | 100 kVA :Pole Substation | 0.1 | --> | 0.1 | 0 | 0 | Constrained, otherwise capacity available =96 kVA | --> | 0.095 | 0 | 0 | 0 | 0 | Constrained, otherwise capacity available =94 kW | --> | C11 ex ENNIS NORTH | Ennis North [T41,T42] | ENNIS |  | 52.9581 | -9.044
049550 | MV/LV Substation BR***550 |  | 20 kV | _ | LV | 100 kVA :Pole Substation | 0.1 | --> | 0.1 | 0.096 | 0.21 |  | --> | 0.095 | 0 | 0 | 0 | 0 | Constrained, otherwise capacity available =94 kW | --> | E12 ex LONGFORD | Longford [T421,T422] | RICHMOND |  | 53.8379 | -7.7394
064417 | MV/LV Substation ST***417 |  | 10 kV | _ | LV | 400 kVA :Kiosk Substation | 0.4 | --> | 0.4 | 0 | 0 | Constrained, otherwise capacity available =305 kVA | --> | 0.38 | 0 | 0.3 | 0 | 0 | Constrained, otherwise capacity available =145 kW | --> | C22 ex TERMONFECKIN ROAD | Termonfeckin Road [T41,T42] | DRYBRIDGE |  | 53.7321 | -6.3481
154768 | MV/LV Substation SU***768 |  | 10 kV | _ | LV | 400 kVA :Kiosk Substation | 0.4 | --> | 0.4 | 0 | 0 | Constrained, otherwise capacity available =225 kVA | --> | 0.38 | 0 | 0.058 | 0 | 0 | Constrained, otherwise capacity available =312 kW | --> | C12 ex COOLMINE | Coolmine [T41,T42] | FINGLAS |  | 53.3878 | -6.3875
2934413 | MV/LV Substation LO***4413 |  | 20 kV | _ | LV | 50 kVA :Pole Substation | 0.05 | --> | 0.05 | 0.05 | 2.83 |  | --> | 0.048 | 0 | 0 | 0 | 0 | Constrained, otherwise capacity available =48 kW | --> | E13 ex BAGENALSTOWN | Bagenalstown [T421,T422] | CARLOW |  | 52.6645 | -6.9297
093457 | MV/LV Substation DU***457 |  | 10 kV | _ | LV | 50 kVA :Pole Substation | 0.05 | --> | 0.05 | 0 | 0 | Constrained, otherwise capacity available =40 kVA | --> | 0.048 | 0 | 0 | 0.046 | 0 |  | --> | C25 ex POPPINTREE | Poppintree [T101,T102] | FINGLAS |  | 53.4094 | -6.3063
008050 | MV/LV Substation SL***050 |  | 20 kV | _ | LV | 630 kVA :Kiosk Substation | 0.63 | --> | 0.63 | 0.205 | 0.2 | Constrained, otherwise capacity available =534 kVA | --> | 0.598 | 0 | 0.035 | 0 | 0 | Constrained, otherwise capacity available =559 kW | --> | E16 ex BEALISTOWN | Bealistown [T421,T422] | GREAT ISLAND |  | 52.2915 | -6.9406
005009 | MV/LV Substation ST***009 |  | 10 kV | _ | LV | 200 kVA :Pole Substation | 0.2 | --> | 0.2 | 0 | 0 | Constrained, otherwise capacity available =200 kVA | --> | 0.19 | 0 | 0 | 0 | 0 | Constrained, otherwise capacity available =190 kW | --> | C11 ex GARDEN CITY | Garden City [T41,T42] | ARKLOW |  | 52.6875 | -6.2843
142023 | MV/LV Substation CL***023 |  | 10 kV | _ | LV | 200 kVA :Pole Substation | 0.2 | --> | 0.2 | 0 | 0 | Constrained, otherwise capacity available =197 kVA | --> | 0.19 | 0 | 0 | 0 | 0 | Constrained, otherwise capacity available =190 kW | --> | C17 ex ATHENRY |  |  |  | 53.297 | -8.7466
081352Y | MV/LV Substation CL***352Y |  | 10 kV | _ | LV | 50 kVA :Pole Substation | 0.05 | --> | 0.05 | 0 | 0 | Constrained, otherwise capacity available =41 kVA | --> | 0.048 | 0 | 0.004 | 0 | 0 | Constrained, otherwise capacity available =43 kW | --> | C20 ex CELBRIDGE | Celbridge [T41,T42] | GRIFFINRATH |  | 53.2961 | -6.5883
007533Z | MV/LV Substation CU***533Z |  | 20 kV | _ | LV | 200 kVA :Pole Substation | 0.2 | --> | 0.2 | 0.189 | 16.12 |  | --> | 0.19 | 0 | 0 | 0.189 | 0 |  | --> | E21 ex WEXFORD | Wexford [T121,T122] | WEXFORD |  | 52.384 | -6.3769
021591Z | MV/LV Substation HA***591Z |  | 10 kV | _ | LV | 630 kVA :Building Structure | 0.63 | --> | 0.63 | 0 | 0 | Constrained, otherwise capacity available =483 kVA | --> | 0.598 | 0 | 0.006 | 0 | 0 | Constrained, otherwise capacity available =574 kW | --> | C22 ex KILBARRY |  |  |  | 51.9051 | -8.5044
068883X | MV/LV Substation GA***883X |  | 10 kV | _ | LV | 1000 kVA :Building Structure | 1 | --> | 1 | 0.5 | 9.02 |  | --> | 0.95 | 0 | 0 | 0.5 | 0 |  | --> | C13 ex MISERY HILL | Misery Hill [T101,T102] | POOLBEG |  | 53.3434 | -6.2405
461183 | MV/LV Substation BI***183 |  | 10 kV | _ | LV | 200 kVA :Pole Substation | 0.2 | --> | 0.2 | 0 | 0.74 |  | --> | 0.19 | 0 | 0 | 0 | 0 | Constrained, otherwise capacity available =157 kW | --> | C15 ex RAHANS | Rahans [T41] | MOY |  | 54.0835 | -9.1578
030264 | MV/LV Substation KI***264 |  | 10 kV | _ | LV | 50 kVA :Pole Substation | 0.05 | --> | 0.05 | 0 | 0 | Constrained, otherwise capacity available =32 kVA | --> | 0.048 | 0 | 0.02 | 0 | 0 | Constrained, otherwise capacity available =30 kW | --> | E19 ex FOXHOLE | Foxhole [T421,T422] | DUNGARVAN |  | 52.0616 | -7.9077
075954X | MV/LV Substation SI***954X |  | 20 kV | _ | LV | 400 kVA :Kiosk Substation | 0.4 | --> | 0.4 | 0.323 | 4.38 |  | --> | 0.38 | 0 | 0.017 | 0.357 | 0 |  | --> | E18 ex CRANE | Crane [T122] | CRANE |  | 52.5146 | -6.2843
0664429 | MV/LV Substation TH***4429 |  | 20 kV | _ | LV | 400 kVA :Kiosk Substation | 0.4 | --> | 0.4 | 0 | 0 | Constrained, otherwise capacity available =396 kVA | --> | 0.38 | 0 | 0.018 | 0 | 0 | Constrained, otherwise capacity available =366 kW | --> | E13 ex GLASMORE | Glasmore [T421,T422] | GLASMORE |  | 53.4725 | -6.2484
0644424 | MV/LV Substation GA***4424 |  | 20 kV | _ | LV | 50 kVA :Pole Substation | 0.05 | --> | 0.05 | 0 | 0 | Constrained, otherwise capacity available =50 kVA | --> | 0.048 | 0 | 0 | 0 | 0 | Constrained, otherwise capacity available =48 kW | --> | E17 ex DULEEK | Duleek [T421,T422] | DRYBRIDGE |  | 53.6485 | -6.441
005099Y | MV/LV Substation ST***099Y |  | 10 kV | _ | LV | 630 kVA :Building Structure | 0.63 | --> | 0.63 | 0 | 0 | Constrained, otherwise capacity available =547 kVA | --> | 0.598 | 0 | 0 | 0 | 0 | Constrained, otherwise capacity available =587 kW | --> | C15 ex GARDEN CITY | Garden City [T41,T42] | ARKLOW |  | 52.6757 | -6.2914
039344 | MV/LV Substation LI***344 |  | 10 kV | _ | LV | 400 kVA :Kiosk Substation | 0.4 | --> | 0.4 | 0 | 0 | Constrained, otherwise capacity available =360 kVA | --> | 0.38 | 0 | 0 | 0.374 | 0 |  | --> | C23 ex GALWAY 110KV | Galway 110kv [T102,T103] | GALWAY 110KV |  | 53.2853 | -9.0351
041351Y | MV/LV Substation EG***351Y |  | 20 kV | _ | LV | 50 kVA :Pole Substation | 0.05 | --> | 0.05 | 0 | 0 | Constrained, otherwise capacity available =43 kVA | --> | 0.048 | 0 | 0.03 | 0 | 0 | Constrained, otherwise capacity available =24 kW | --> | E19 ex DALTON | Dalton [T421,T422] | DALTON |  | 53.6729 | -9.0027
064106 | MV/LV Substation NE***106 |  | 10 kV | _ | LV | 400 kVA :Kiosk Substation | 0.4 | --> | 0.4 | 0 | 0 | Constrained, otherwise capacity available =316 kVA | --> | 0.38 | 0 | 0.017 | 0 | 0 | Constrained, otherwise capacity available =356 kW | --> | C22 ex TERMONFECKIN ROAD | Termonfeckin Road [T41,T42] | DRYBRIDGE |  | 53.7249 | -6.339
093534Z | MV/LV Substation MI***534Z |  | 10 kV | _ | LV | 400 kVA :Building Structure | 0.4 | --> | 0.4 | 0 | 0 | Constrained, otherwise capacity available =377 kVA | --> | 0.38 | 0 | 0 | 0 | 0 | Constrained, otherwise capacity available =377 kW | --> | C25 ex BALLYCOOLIN | Ballycoolin [T41,T42,T43] | FINGLAS |  | 53.407 | -6.343
118524Y | MV/LV Substation CO***524Y |  | 20 kV | _ | LV | 50 kVA :Pole Substation | 0.05 | --> | 0.05 | 0 | 0 | Constrained, otherwise capacity available =49 kVA | --> | 0.048 | 0 | 0 | 0 | 0 | Constrained, otherwise capacity available =47 kW | --> | E18 ex CREAGH | Creagh [T421,T422] | ATHLONE |  | 53.4699 | -8.4942
026696X | MV/LV Substation BR***696X |  | 10 kV | _ | LV | 50 kVA :Pole Substation | 0.05 | --> | 0.05 | 0.05 | 8.66 |  | --> | 0.048 | 0 | 0 | 0 | 0 | Constrained, otherwise capacity available =48 kW | --> | C18 ex BANDON | Bandon [T101,T42] | BANDON |  | 51.7832 | -8.7024
120360Y | MV/LV Substation FE***360Y |  | 20 kV | _ | LV | 200 kVA :Kiosk Substation | 0.2 | --> | 0.2 | 0 | 0 | Constrained, otherwise capacity available =164 kVA | --> | 0.19 | 0 | 0.003 | 0 | 0 | Constrained, otherwise capacity available =183 kW | --> | E11 ex EDENDERRY | Edenderry [T421,T422] | BLAKE |  | 53.3341 | -7.0623
429662 | MV/LV Substation BR***662 |  | 10 kV | _ | LV | 100 kVA :Pole Substation | 0.1 | --> | 0.1 | 0.053 | 0.33 |  | --> | 0.095 | 0 | 0.016 | 0 | 0 | Constrained, otherwise capacity available =77 kW | --> | C12 ex ABBEYFEALE | Abbeyfeale [T42] | TRIEN |  | 52.3132 | -9.2698
136901Y | MV/LV Substation KI***901Y |  | 10 kV | _ | LV | 50 kVA :Pole Substation | 0.05 | --> | 0.05 | 0 | 0 | Constrained, otherwise capacity available =50 kVA | --> | 0.048 | 0 | 0 | 0 | 0 | Constrained, otherwise capacity available =48 kW | --> | C17 ex ROSCOMMON | Roscommon [T41,T42] | LANESBORO |  | 53.5689 | -8.1673
046043 | MV/LV Substation NA***043 |  | 10 kV | _ | LV | 200 kVA :Building Structure | 0.2 | --> | 0.2 | 0.123 | 5.78 |  | --> | 0.19 | 0 | 0 | 0.185 | 0 |  | --> | C11 ex OAKFIELD | Oakfield [T41,T42] | SLIGO |  | 54.2671 | -8.485
196136X | MV/LV Substation KI***136X |  | 20 kV | _ | LV | 200 kVA :Kiosk Substation | 0.2 | --> | 0.2 | 0.079 | 0.33 |  | --> | 0.19 | 0 | 0.027 | 0 | 0 | Constrained, otherwise capacity available =153 kW | --> | E31 ex TRIM | Trim [T421] | NAVAN |  | 53.5703 | -6.9074
067241Y | MV/LV Substation DR***241Y |  | 10 kV | _ | LV | 400 kVA :Kiosk Substation | 0.4 | --> | 0.4 | 0.185 | 13.8 |  | --> | 0.38 | 0 | 0.053 | 0.31 | 0 |  | --> | C13 ex SINGLAND | Singland [T101,T102] | SINGLAND |  | 52.6672 | -8.5973
002542 | MV/LV Substation QU***542 |  | 10 kV | _ | LV | 50 kVA :Pole Substation | 0.05 | --> | 0.05 | 0 | 0 | Constrained, otherwise capacity available =41 kVA | --> | 0.048 | 0 | 0.005 | 0.043 | 0 |  | --> | C14 ex GREYSTONES | Greystones [T41,T42] | FASSAROE |  | 53.1599 | -6.1326
0014131 | MV/LV Substation TO***4131 |  | 10 kV | _ | LV | 630 kVA :Kiosk Substation | 0.63 | --> | 0.63 | 0 | 0 | Constrained, otherwise capacity available =630 kVA | --> | 0.598 | 0 | 0 | 0.5 | 0 |  | --> | C19 ex LOUGHLINSTOWN | Loughlinstown [T41,T42] | CARRICKMINES |  | 53.2419 | -6.1412
293637Z | MV/LV Substation WO***637Z |  | 20 kV | _ | LV | 400 kVA :Kiosk Substation | 0.4 | --> | 0.4 | 0.356 | 2.83 |  | --> | 0.38 | 0 | 0.013 | 0 | 0 | Constrained, otherwise capacity available =364 kW | --> | E18 ex BAGENALSTOWN | Bagenalstown [T421,T422] | CARLOW |  | 52.7159 | -6.8485
154398Z | MV/LV Substation MA***398Z |  | 10 kV | _ | LV | 400 kVA :Kiosk Substation | 0.4 | --> | 0.4 | 0 | 0 | Constrained, otherwise capacity available =360 kVA | --> | 0.38 | 0 | 0 | 0.374 | 0 |  | --> | C22 ex MACETOWN | Macetown [T101,T102] | MACETOWN |  | 53.3962 | -6.441
033043 | MV/LV Substation LI***043 |  | 10 kV | _ | LV | 200 kVA :Building Structure | 0.2 | --> | 0.2 | 0 | 0 | Constrained, otherwise capacity available =112 kVA | --> | 0.19 | 0 | 0 | 0 | 0 | Constrained, otherwise capacity available =178 kW | --> | C15 ex DEERPARK | Deerpark [T41,T42] | BALLYDINE |  | 52.3487 | -7.4248
082338Y | MV/LV Substation AR***338Y |  | 20 kV | _ | LV | 200 kVA :Pole Substation | 0.2 | --> | 0.2 | 0 | 0 | Constrained, otherwise capacity available =191 kVA | --> | 0.19 | 0 | 0.003 | 0 | 0 | Constrained, otherwise capacity available =186 kW | --> | E19 ex SLANE | Slane [T421] | DRYBRIDGE |  | 53.7502 | -6.5577
1424034 | MV/LV Substation PA***4034 |  | 10 kV | _ | LV | 100 kVA :Pole Substation | 0.1 | --> | 0.1 | 0 | 0 | Constrained, otherwise capacity available =84 kVA | --> | 0.095 | 0 | 0 | 0 | 0 | Constrained, otherwise capacity available =93 kW | --> | C16 ex ATHENRY | Athenry [T41,T42] | GALWAY 110KV |  | 53.3171 | -8.762
116004 | MV/LV Substation WE***004 |  | 10 kV | _ | LV | 630 kVA :Kiosk Substation | 0.63 | --> | 0.63 | 0.441 | 7.32 |  | --> | 0.598 | 0 | 0 | 0.5 | 0 |  | --> | C12 ex CARROWBEG | Carrowbeg [T41,T42] | CARROWBEG |  | 53.7976 | -9.5125
081020Z | MV/LV Substation CO***020Z |  | 10 kV | _ | LV | 200 kVA :Kiosk Substation | 0.2 | --> | 0.2 | 0 | 0 | Constrained, otherwise capacity available =151 kVA | --> | 0.19 | 0 | 0 | 0.183 | 0 |  | --> | C19 ex SEMPERIT | Semperit [T41,T42,T43] | GRANGE CASTLE |  | 53.345 | -6.3486
005259 | MV/LV Substation TO***259 |  | 20 kV | _ | LV | 50 kVA :Pole Substation | 0.05 | --> | 0.05 | 0.048 | 17.8 |  | --> | 0.048 | 0 | 0 | 0.047 | 0 |  | --> | E19 ex BANOGE | Banoge [T121,T122] | BANOGE |  | 52.608 | -6.3161
2814203 | MV/LV Substation LI***4203 |  | 10 kV | _ | LV | 400 kVA :Kiosk Substation | 0.4 | --> | 0.4 | 0 | 0 | Constrained, otherwise capacity available =318 kVA | --> | 0.38 | 0 | 0 | 0 | 0 | Constrained, otherwise capacity available =369 kW | --> | C20 ex DENNEHYS CROSS | Dennehys Cross [T41,T42] | TRABEG |  | 51.8816 | -8.5124
281536Z | MV/LV Substation CA***536Z |  | 10 kV | _ | LV | 400 kVA :Kiosk Substation | 0.4 | --> | 0.4 | 0 | 0 | Constrained, otherwise capacity available =344 kVA | --> | 0.38 | 0 | 0.008 | 0.366 | 0 |  | --> | C22 ex BALLINCOLLIG | Ballincollig [T41,T42] | KILBARRY |  | 51.8822 | -8.6096
1324196 | MV/LV Substation SL***4196 |  | 20 kV | _ | LV | 50 kVA :Pole Substation | 0.05 | --> | 0.05 | 0 | 0 | Constrained, otherwise capacity available =33 kVA | --> | 0.048 | 0 | 0 | 0 | 0 | Constrained, otherwise capacity available =45 kW | --> | E28 ex LOUGHREA | Loughrea [T41,T42] | SOMERSET |  | 53.2365 | -8.5531
067017X | MV/LV Substation LE***017X |  | 10 kV | _ | LV | 630 kVA :Kiosk Substation | 0.63 | --> | 0.63 | 0 | 0 | Constrained, otherwise capacity available =399 kVA | --> | 0.598 | 0 | 0 | 0.5 | 0 |  | --> | C17 ex GARRYOWEN | Garryowen [T41,T42] | LIMERICK |  | 52.6657 | -8.6165
132252Y | MV/LV Substation LI***252Y |  | 20 kV | _ | LV | 50 kVA :Pole Substation | 0.05 | --> | 0.05 | 0.05 | 1.62 |  | --> | 0.048 | 0 | 0 | 0 | 0 | Constrained, otherwise capacity available =48 kW | --> | C17 ex CURRA | Curra [T41] | SOMERSET |  | 53.1496 | -8.3894
009491Y | MV/LV Substation BL***491Y |  | 20 kV | _ | LV | 100 kVA :Pole Substation | 0.1 | --> | 0.1 | 0.1 | 8.16 |  | --> | 0.095 | 0 | 0 | 0 | 0 | Constrained, otherwise capacity available =95 kW | --> | C17 ex MOUNT MISERY | Mount Misery [T41,T42] | WATERFORD |  | 52.2984 | -7.1322
075347X | MV/LV Substation AS***347X |  | 20 kV | _ | LV | 50 kVA :Pole Substation | 0.05 | --> | 0.05 | 0.045 | 17.8 |  | --> | 0.048 | 0 | 0 | 0.047 | 0 |  | --> | E13 ex BANOGE | Banoge [T121,T122] | BANOGE |  | 52.6032 | -6.2228
281381Y | MV/LV Substation LE***381Y |  | 20 kV | _ | LV | 100 kVA :Pole Substation | 0.1 | --> | 0.1 | 0.036 | 17.47 |  | --> | 0.095 | 0 | 0 | 0.086 | 0 |  | --> | E12 ex COOLROE | Coolroe [T121,T122] | COOLROE |  | 51.8908 | -8.7
023393 | MV/LV Substation TH***393 |  | 20 kV | _ | LV | 400 kVA :Kiosk Substation | 0.4 | --> | 0.4 | 0 | 0 | Constrained, otherwise capacity available =314 kVA | --> | 0.38 | 0 | 0 | 0 | 0 | Constrained, otherwise capacity available =368 kW | --> | C14 ex FERMOY NORTH | Fermoy North [T41,T42] | BARRYMORE |  | 52.1863 | -8.3562
160836Y | MV/LV Substation RI***836Y |  | 10 kV | _ | LV | 400 kVA :Kiosk Substation | 0.4 | --> | 0.4 | 0 | 0 | Constrained, otherwise capacity available =291 kVA | --> | 0.38 | 0 | 0 | 0 | 0 | Constrained, otherwise capacity available =365 kW | --> | C23 ex PORTARLINGTON | Portarlington [T43] | BLAKE |  | 53.1587 | -7.2044
089364X | MV/LV Substation CR***364X |  | 20 kV | _ | LV | 200 kVA :Kiosk Substation | 0.2 | --> | 0.2 | 0.197 | 9.1 |  | --> | 0.19 | 0 | 0 | 0 | 0 | Constrained, otherwise capacity available =190 kW | --> | E19 ex ARDNAREE | Ardnaree [T42,T421] | MOY |  | 54.1344 | -9.1364
1424284 | MV/LV Substation TE***4284 |  | 10 kV | _ | LV | 1000 kVA :Building Structure | 1 | --> | 1 | 0 | 0 | Constrained, otherwise capacity available =1000 kVA | --> | 0.95 | 0 | 0 | 0 | 0 | Constrained, otherwise capacity available =950 kW | --> | C16 ex ATHENRY | Athenry [T41,T42] | GALWAY 110KV |  | 53.3012 | -8.7623
046171X | MV/LV Substation AT***171X |  | 10 kV | _ | LV | 400 kVA :Kiosk Substation | 0.4 | --> | 0.4 | 0.228 | 5.78 |  | --> | 0.38 | 0 | 0.074 | 0.301 | 0 |  | --> | C13 ex OAKFIELD | Oakfield [T41,T42] | SLIGO |  | 54.2659 | -8.5989
075082 | MV/LV Substation CL***082 |  | 20 kV | _ | LV | 200 kVA :Pole Substation | 0.2 | --> | 0.2 | 0.168 | 1.13 |  | --> | 0.19 | 0 | 0.142 | 0 | 0 | Constrained, otherwise capacity available =80 kW | --> | E18 ex BUNCLODY | Bunclody [T421,T422] | CRANE |  | 52.6354 | -6.623
251911 | MV/LV Substation CO***911 |  | 10 kV | _ | LV | 50 kVA :Pole Substation | 0.05 | --> | 0.05 | 0 | 0 | Constrained, otherwise capacity available =48 kVA | --> | 0.048 | 0 | 0 | 0 | 0 | Constrained, otherwise capacity available =47 kW | --> | C30 ex CLAREGALWAY | Claregalway [T42,T421] | GALWAY 110KV |  | 53.3907 | -9.0529
081519X | MV/LV Substation KI***519X |  | 10 kV | _ | LV | 400 kVA :Building Structure | 0.4 | --> | 0.4 | 0 | 0 | Constrained, otherwise capacity available =294 kVA | --> | 0.38 | 0 | 0.01 | 0.358 | 0 |  | --> | C17 ex SEMPERIT | Semperit [T41,T42,T43] | GRANGE CASTLE |  | 53.3321 | -6.3548
1184122 | MV/LV Substation AS***4122 |  | 20 kV | _ | LV | 400 kVA :Kiosk Substation | 0.4 | --> | 0.4 | 0 | 0 | Constrained, otherwise capacity available =358 kVA | --> | 0.38 | 0 | 0.01 | 0 | 0 | Constrained, otherwise capacity available =367 kW | --> | E18 ex CREAGH | Creagh [T421,T422] | ATHLONE |  | 53.4736 | -8.5084
237851 | MV/LV Substation JO***851 |  | 20 kV | _ | LV | 400 kVA :Kiosk Substation | 0.4 | --> | 0.4 | 0 | 0 | Constrained, otherwise capacity available =264 kVA | --> | 0.38 | 0 | 0.064 | 0 | 0 | Constrained, otherwise capacity available =314 kW | --> | C12 ex DUNLEER | Dunleer [T41,T42] | DRYBRIDGE |  | 53.793 | -6.2432
058441Y | MV/LV Substation HA***441Y |  | 20 kV | _ | LV | 100 kVA :Pole Substation | 0.1 | --> | 0.1 | 0 | 0 | Constrained, otherwise capacity available =96 kVA | --> | 0.095 | 0 | 0 | 0 | 0 | Constrained, otherwise capacity available =94 kW | --> | C17 ex KYLEERAGH | Kyleeragh [T41,T42] | NENAGH |  | 53.0017 | -8.1271
041988 | MV/LV Substation CA***988 |  | 20 kV | _ | LV | 200 kVA :Pole Substation | 0.2 | --> | 0.2 | 0 | 0 | Constrained, otherwise capacity available =200 kVA | --> | 0.19 | 0 | 0 | 0 | 0 | Constrained, otherwise capacity available =190 kW | --> | E18 ex DALTON | Dalton [T421,T422] | DALTON |  | 53.6928 | -8.9799
0094266 | MV/LV Substation DA***4266 |  | 20 kV | _ | LV | 50 kVA :Pole Substation | 0.05 | --> | 0.05 | 0.038 | 8.16 |  | --> | 0.048 | 0 | 0.025 | 0 | 0 | Constrained, otherwise capacity available =27 kW | --> | C17 ex MOUNT MISERY | Mount Misery [T41,T42] | WATERFORD |  | 52.3227 | -7.0667
022612X | MV/LV Substation DA***612X |  | 10 kV | _ | LV | 400 kVA :Building Structure | 0.4 | --> | 0.4 | 0.357 | 4.55 |  | --> | 0.38 | 0 | 0 | 0 | 0 | Constrained, otherwise capacity available =374 kW | --> | C11 ex MALLOW | Mallow [T41,T42] | MALLOW |  | 52.1249 | -8.6412
0014105 | MV/LV Substation TH***4105 |  | 10 kV | _ | LV | 400 kVA :Kiosk Substation | 0.4 | --> | 0.4 | 0 | 0 | Constrained, otherwise capacity available =400 kVA | --> | 0.38 | 0 | 0 | 0.38 | 0 |  | --> | C13 ex DUNDRUM | Dundrum [T41,T42] | BLACKROCK |  | 53.292 | -6.2421
1544352 | MV/LV Substation HA***4352 |  | 10 kV | _ | LV | 400 kVA :Kiosk Substation | 0.4 | --> | 0.4 | 0 | 0 | Constrained, otherwise capacity available =400 kVA | --> | 0.38 | 0 | 0 | 0 | 0 | Constrained, otherwise capacity available =380 kW | --> | C15 ex COOLMINE | Coolmine [T41,T42] | FINGLAS |  | 53.3925 | -6.4189
030994 | MV/LV Substation RE***994 |  | 20 kV | _ | LV | 630 kVA :Kiosk Substation | 0.63 | --> | 0.63 | 0 | 0 | Constrained, otherwise capacity available =410 kVA | --> | 0.598 | 0 | 0.172 | 0 | 0 | Constrained, otherwise capacity available =440 kW | --> | E20 ex FOXHOLE | Foxhole [T421,T422] | DUNGARVAN |  | 51.9251 | -7.8758
055417 | MV/LV Substation MT***417 |  | 20 kV | _ | LV | 200 kVA :Pole Substation | 0.2 | --> | 0.2 | 0 | 0 | Constrained, otherwise capacity available =148 kVA | --> | 0.19 | 0 | 0 | 0 | 0 | Constrained, otherwise capacity available =183 kW | --> | E22 ex ROSCREA | Roscrea [T41,T42] | IKERRIN |  | 52.9632 | -7.8576
009361Y | MV/LV Substation AN***361Y |  | 10 kV | _ | LV | 630 kVA :Building Structure | 0.63 | --> | 0.63 | 0.5 | 3.82 |  | --> | 0.598 | 0 | 0 | 0 | 0 | Constrained, otherwise capacity available =589 kW | --> | C13 ex WATERFORD | Waterford [T41,T42] | WATERFORD |  | 52.2626 | -7.1191
011037 | MV/LV Substation JO***037 |  | 10 kV | _ | LV | 630 kVA :Kiosk Substation | 0.63 | --> | 0.63 | 0.421 | 5.05 |  | --> | 0.598 | 0 | 0 | 0 | 0 | Constrained, otherwise capacity available =569 kW | --> | C19 ex MCDONAGH | Mcdonagh [T41,T42] | KILKENNY |  | 52.6528 | -7.2486
042329 | MV/LV Substation HO***329 |  | 10 kV | _ | LV | 100 kVA :Pole Substation | 0.1 | --> | 0.1 | 0.051 | 1.93 |  | --> | 0.095 | 0 | 0 | 0 | 0 | Constrained, otherwise capacity available =88 kW | --> | C18 ex TURLOUGH ROAD | Turlough Road [T41,T42] | CASTLEBAR |  | 53.8878 | -9.1966
048192X | MV/LV Substation ME***192X |  | 20 kV | _ | LV | 200 kVA :Pole Substation | 0.2 | --> | 0.2 | 0.2 | 2.03 |  | --> | 0.19 | 0 | 0 | 0 | 0 | Constrained, otherwise capacity available =190 kW | --> | E16 ex MOHILL | Mohill [T421,T422] | CARRICK ON SHANNON |  | 53.8341 | -7.8802
281901 | MV/LV Substation DE***901 |  | 10 kV | _ | LV | 400 kVA :Kiosk Substation | 0.4 | --> | 0.4 | 0.156 | 7.88 |  | --> | 0.38 | 0 | 0.051 | 0.308 | 0 |  | --> | C17 ex LIBERTY STREET | Liberty Street [T101,T102] | LIBERTY STREET |  | 51.89 | -8.477
019424 | MV/LV Substation SE***424 |  | 10 kV | _ | LV | 50 kVA :Pole Substation | 0.05 | --> | 0.05 | 0.045 | 2.18 |  | --> | 0.048 | 0 | 0 | 0 | 0 | Constrained, otherwise capacity available =47 kW | --> | C12 ex BALLYRICKARD | Ballyrickard [T41,T42] | TRALEE |  | 52.2775 | -9.8038
363838 | MV/LV Substation GL***838 |  | 20 kV | _ | LV | 400 kVA :Kiosk Substation | 0.4 | --> | 0.4 | 0.383 | 3.25 |  | --> | 0.38 | 0 | 0.005 | 0 | 0 | Constrained, otherwise capacity available =374 kW | --> | E18 ex BALLYBUNION | Ballybunion [T421,T422] | TRIEN |  | 52.5078 | -9.6694
031103 | MV/LV Substation KN***103 |  | 20 kV | _ | LV | 100 kVA :Pole Substation | 0.1 | --> | 0.1 | 0 | 0 | Constrained, otherwise capacity available =86 kVA | --> | 0.095 | 0 | 0 | 0 | 0 | Constrained, otherwise capacity available =93 kW | --> | E17 ex SPRINGS | Springs [T421,T422] | DUNGARVAN |  | 52.1101 | -7.5871
251302X | MV/LV Substation BR***302X |  | 10 kV | _ | LV | 1000 kVA :Building Structure | 1 | --> | 1 | 0 | 0 | Constrained, otherwise capacity available =832 kVA | --> | 0.95 | 0 | 0.05 | 0 | 0 | Constrained, otherwise capacity available =890 kW | --> | C19 ex PARKMORE | Parkmore [T41,T42] | GALWAY 110KV |  | 53.2939 | -8.9898
0544085 | MV/LV Substation CO***4085 |  | 10 kV | _ | LV | 100 kVA :Pole Substation | 0.1 | --> | 0.1 | 0 | 0 | Constrained, otherwise capacity available =72 kVA | --> | 0.095 | 0 | 0.032 | 0 | 0 | Constrained, otherwise capacity available =68 kW | --> | C26 ex PORTLAOISE | Portlaoise [T41,T42] | PORTLAOISE |  | 53.0283 | -7.3089
089363X | MV/LV Substation OC***363X |  | 20 kV | _ | LV | 630 kVA :Kiosk Substation | 0.63 | --> | 0.63 | 0.5 | 3.56 |  | --> | 0.598 | 0 | 0 | 0 | 0 | Constrained, otherwise capacity available =595 kW | --> | E20 ex ENNISCRONE | Enniscrone [T421,T422] | MOY |  | 54.2129 | -9.0948
009807X | MV/LV Substation EA***807X |  | 10 kV | _ | LV | 400 kVA :Kiosk Substation | 0.4 | --> | 0.4 | 0 | 0 | Constrained, otherwise capacity available =271 kVA | --> | 0.38 | 0 | 0.025 | 0 | 0 | Constrained, otherwise capacity available =344 kW | --> | C17 ex GRANGE (SR) | Grange (sr) [T41,T42] | BUTLERSTOWN |  | 52.2416 | -7.078
2484253 | MV/LV Substation MO***4253 |  | 20 kV | _ | LV | 50 kVA :Pole Substation | 0.05 | --> | 0.05 | 0.049 | 0.33 |  | --> | 0.048 | 0 | 0 | 0 | 0 | Constrained, otherwise capacity available =47 kW | --> | E31 ex TRIM | Trim [T421] | NAVAN |  | 53.5159 | -6.8165
0624389 | MV/LV Substation EA***4389 |  | 10 kV | _ | LV | 630 kVA :Kiosk Substation | 0.63 | --> | 0.63 | 0.5 | 3.12 |  | --> | 0.598 | 0 | 0.029 | 0 | 0 | Constrained, otherwise capacity available =572 kW | --> | C21 ex MARSHES | Marshes [T41,T42] | DUNDALK |  | 53.9595 | -6.3829
049405 | MV/LV Substation CH***405 |  | 10 kV | _ | LV | 50 kVA :Pole Substation | 0.05 | --> | 0.05 | 0.048 | 0.21 |  | --> | 0.048 | 0 | 0.005 | 0 | 0 | Constrained, otherwise capacity available =44 kW | --> | E19 ex LONGFORD | Longford [T421,T422] | RICHMOND |  | 53.7077 | -7.8146
052760Z | MV/LV Substation LO***760Z |  | 10 kV | _ | LV | 630 kVA :Kiosk Substation | 0.63 | --> | 0.63 | 0.145 | 10.9 |  | --> | 0.598 | 0 | 0.069 | 0.5 | 0 |  | --> | C13 ex MULLINGAR | Mullingar [T101,T102] | MULLINGAR |  | 53.5437 | -7.3465
066198Z | MV/LV Substation SA***198Z |  | 10 kV | _ | LV | 400 kVA :Kiosk Substation | 0.4 | --> | 0.4 | 0 | 0 | Constrained, otherwise capacity available =325 kVA | --> | 0.38 | 0 | 0.006 | 0 | 0 | Constrained, otherwise capacity available =365 kW | --> | C14 ex SWORDS | Swords [T41,T42] | GLASMORE |  | 53.4689 | -6.2328
067425Y | MV/LV Substation PU***425Y |  | 10 kV | _ | LV | 400 kVA :Building Structure | 0.4 | --> | 0.4 | 0 | 0 | Constrained, otherwise capacity available =365 kVA | --> | 0.38 | 0 | 0 | 0 | 0 | Constrained, otherwise capacity available =375 kW | --> | C12 ex CORBALLY | Corbally [T41,T42] | ARDNACRUSHA |  | 52.6645 | -8.6231
066968 | MV/LV Substation RI***968 |  | 20 kV | _ | LV | 50 kVA :Pole Substation | 0.05 | --> | 0.05 | 0 | 0 | Constrained, otherwise capacity available =42 kVA | --> | 0.048 | 0 | 0 | 0 | 0 | Constrained, otherwise capacity available =46 kW | --> | E18 ex GLASMORE | Glasmore [T421,T422] | GLASMORE |  | 53.5189 | -6.2325
001697 | MV/LV Substation BA***697 |  | 10 kV | _ | LV | 400 kVA :Kiosk Substation | 0.4 | --> | 0.4 | 0 | 0 | Constrained, otherwise capacity available =262 kVA | --> | 0.38 | 0 | 0.055 | 0.32 | 0 |  | --> | C11 ex LOUGHLINSTOWN | Loughlinstown [T41,T42] | CARRICKMINES |  | 53.2452 | -6.1188
281971X | MV/LV Substation LE***971X |  | 10 kV | _ | LV | 400 kVA :Kiosk Substation | 0.4 | --> | 0.4 | 0 | 0 | Constrained, otherwise capacity available =347 kVA | --> | 0.38 | 0 | 0 | 0.373 | 0 |  | --> | C12 ex BISHOPSTOWN | Bishopstown [T41,T42] | KILBARRY |  | 51.8859 | -8.529
062930Y | MV/LV Substation ME***930Y |  | 10 kV | _ | LV | 630 kVA :Kiosk Substation | 0.63 | --> | 0.63 | 0.5 | 3.12 |  | --> | 0.598 | 0 | 0.019 | 0 | 0 | Constrained, otherwise capacity available =583 kW | --> | C20 ex MARSHES | Marshes [T41,T42] | DUNDALK |  | 53.9844 | -6.3726
276847 | MV/LV Substation RO***847 |  | 10 kV | _ | LV | 400 kVA :Kiosk Substation | 0.4 | --> | 0.4 | 0.347 | 0.76 |  | --> | 0.38 | 0 | 0.024 | 0 | 0 | Constrained, otherwise capacity available =355 kW | --> | C18 ex WOODFORD | Woodford [T41,T42] | KNOCKEARAGH |  | 52.0435 | -9.4944
051858 | MV/LV Substation PO***858 |  | 20 kV | _ | LV | 100 kVA :Pole Substation | 0.1 | --> | 0.1 | 0.059 | 2.22 |  | --> | 0.095 | 0 | 0 | 0.089 | 0 |  | --> | E21 ex CLARA | Clara [T421,T422] | THORNSBERRY |  | 53.2833 | -7.7199
093475 | MV/LV Substation BA***475 |  | 10 kV | _ | LV | 200 kVA :Pole Substation | 0.2 | --> | 0.2 | 0 | 0 | Constrained, otherwise capacity available =163 kVA | --> | 0.19 | 0 | 0 | 0.185 | 0 |  | --> | C13 ex POPPINTREE | Poppintree [T101,T102] | FINGLAS |  | 53.4105 | -6.2604
154361Z | MV/LV Substation MI***361Z |  | 10 kV | _ | LV | 200 kVA :Kiosk Substation | 0.2 | --> | 0.2 | 0.164 | 7.91 |  | --> | 0.19 | 0 | 0 | 0.185 | 0 |  | --> | C23 ex PELLETSTOWN | Pelletstown [T101,T102] | FINGLAS |  | 53.3861 | -6.3745
162303 | MV/LV Substation FR***303 |  | 10 kV | _ | LV | 630 kVA :Kiosk Substation | 0.63 | --> | 0.63 | 0.5 | 7.25 |  | --> | 0.598 | 0 | 0.01 | 0 | 0 | Constrained, otherwise capacity available =590 kW | --> | C18 ex CONVOY | Convoy [T41,T42] | LETTERKENNY |  | 54.8723 | -7.5906
021147Z | MV/LV Substation CL***147Z |  | 10 kV | _ | LV | 200 kVA :Kiosk Substation | 0.2 | --> | 0.2 | 0.176 | 6.78 |  | --> | 0.19 | 0 | 0.012 | 0.178 | 0 |  | --> | C36 ex CASTLEVIEW | Castleview [T101,T102] | CASTLEVIEW |  | 51.9001 | -8.3444
009537Y | MV/LV Substation CL***537Y |  | 10 kV | _ | LV | 400 kVA :Building Structure | 0.4 | --> | 0.4 | 0.394 | 3.82 |  | --> | 0.38 | 0 | 0 | 0 | 0 | Constrained, otherwise capacity available =379 kW | --> | C13 ex WATERFORD | Waterford [T41,T42] | WATERFORD |  | 52.2625 | -7.1182
089100X | MV/LV Substation TH***100X |  | 10 kV | _ | LV | 400 kVA :Kiosk Substation | 0.4 | --> | 0.4 | 0.361 | 0.74 |  | --> | 0.38 | 0 | 0.011 | 0 | 0 | Constrained, otherwise capacity available =367 kW | --> | C16 ex RAHANS | Rahans [T41] | MOY |  | 54.1075 | -9.1478
160938Y | MV/LV Substation GR***938Y |  | 10 kV | _ | LV | 630 kVA :Kiosk Substation | 0.63 | --> | 0.63 | 0 | 0 | Constrained, otherwise capacity available =589 kVA | --> | 0.598 | 0 | 0.005 | 0 | 0 | Constrained, otherwise capacity available =589 kW | --> | C16 ex MOUNTMELLICK | Mountmellick [T41,T42] | PORTLAOISE |  | 53.1162 | -7.3172
054028Z | MV/LV Substation RU***028Z |  | 10 kV | _ | LV | 200 kVA :Kiosk Substation | 0.2 | --> | 0.2 | 0 | 0 | Constrained, otherwise capacity available =135 kVA | --> | 0.19 | 0 | 0.004 | 0 | 0 | Constrained, otherwise capacity available =178 kW | --> | C18 ex MOUNTRATH | Mountrath [T41,T42] | PORTLAOISE |  | 52.9986 | -7.4668
064108 | MV/LV Substation FI***108 |  | 10 kV | _ | LV | 400 kVA :Kiosk Substation | 0.4 | --> | 0.4 | 0 | 0 | Constrained, otherwise capacity available =332 kVA | --> | 0.38 | 0 | 0.007 | 0 | 0 | Constrained, otherwise capacity available =365 kW | --> | C16 ex RATHMULLAN | Rathmullan [T41,T42] | DRYBRIDGE |  | 53.709 | -6.3681
1604078 | MV/LV Substation AE***4078 |  | 10 kV | _ | LV | 50 kVA :Pole Substation | 0.05 | --> | 0.05 | 0 | 0 | Constrained, otherwise capacity available =23 kVA | --> | 0.048 | 0 | 0 | 0 | 0 | Constrained, otherwise capacity available =44 kW | --> | C20 ex MOUNTMELLICK | Mountmellick [T41,T42] | PORTLAOISE |  | 53.0718 | -7.3227
350004 | MV/LV Substation RA***004 |  | 10 kV | _ | LV | 400 kVA :Kiosk Substation | 0.4 | --> | 0.4 | 0.152 | 1.57 |  | --> | 0.38 | 0 | 0.013 | 0 | 0 | Constrained, otherwise capacity available =335 kW | --> | C13 ex BUNDORAN | Bundoran [T41,T42] | CATHALEENS FALL |  | 54.4782 | -8.2776
066551Z | MV/LV Substation SK***551Z |  | 20 kV | _ | LV | 200 kVA :Kiosk Substation | 0.2 | --> | 0.2 | 0 | 0 | Constrained, otherwise capacity available =151 kVA | --> | 0.19 | 0 | 0 | 0 | 0 | Constrained, otherwise capacity available =183 kW | --> | E18 ex BALTRASNA | Baltrasna [T121,T122] | BALTRASNA |  | 53.5111 | -6.4651
039107 | MV/LV Substation DU***107 |  | 10 kV | _ | LV | 400 kVA :Kiosk Substation | 0.4 | --> | 0.4 | 0 | 0 | Constrained, otherwise capacity available =304 kVA | --> | 0.38 | 0 | 0.026 | 0.347 | 0 |  | --> | C19 ex GALWAY 110KV | Galway 110kv [T102,T103] | GALWAY 110KV |  | 53.2746 | -9.025
062509Y | MV/LV Substation FA***509Y |  | 10 kV | _ | LV | 630 kVA :Kiosk Substation | 0.63 | --> | 0.63 | 0.5 | 2.33 |  | --> | 0.598 | 0 | 0.005 | 0 | 0 | Constrained, otherwise capacity available =590 kW | --> | C18 ex DUNDALK | Dundalk [T41,T42] | DUNDALK |  | 54.0112 | -6.4233
049028 | MV/LV Substation ST***028 |  | 10 kV | _ | LV | 400 kVA :Kiosk Substation | 0.4 | --> | 0.4 | 0.285 | 2.8 |  | --> | 0.38 | 0 | 0 | 0 | 0 | Constrained, otherwise capacity available =364 kW | --> | C17 ex GLEBE | Glebe [T41,T42] | RICHMOND |  | 53.7242 | -7.7872
1274512 | MV/LV Substation ST***4512 |  | 10 kV | _ | LV | 400 kVA :Kiosk Substation | 0.4 | --> | 0.4 | 0 | 0 | Constrained, otherwise capacity available =400 kVA | --> | 0.38 | 0 | 0 | 0 | 0 | Constrained, otherwise capacity available =380 kW | --> | C15 ex LOUGHTAGALLA | Loughtagalla [T41,T42] | THURLES |  | 52.6793 | -7.7992
160789Y | MV/LV Substation DO***789Y |  | 20 kV | _ | LV | 50 kVA :Pole Substation | 0.05 | --> | 0.05 | 0 | 0 | Constrained, otherwise capacity available =35 kVA | --> | 0.048 | 0 | 0 | 0 | 0 | Constrained, otherwise capacity available =45 kW | --> | C23 ex PORTARLINGTON | Portarlington [T43] | BLAKE |  | 53.1365 | -7.1928
014249X | MV/LV Substation KI***249X |  | 10 kV | _ | LV | 50 kVA :Pole Substation | 0.05 | --> | 0.05 | 0.032 | 0.12 |  | --> | 0.048 | 0 | 0.005 | 0.041 | 0 |  | --> | C26 ex ATHY | Athy [T101,T102] | ATHY |  | 53.1066 | -7.0084
046309 | MV/LV Substation ME***309 |  | 10 kV | _ | LV | 200 kVA :Pole Substation | 0.2 | --> | 0.2 | 0.137 | 5.48 |  | --> | 0.19 | 0 | 0 | 0.181 | 0 |  | --> | C15 ex BALLYTIVNAN | Ballytivnan [T41,T42] | SLIGO |  | 54.2818 | -8.457
152980 | MV/LV Substation GR***980 |  | 20 kV | _ | LV | 50 kVA :Pole Substation | 0.05 | --> | 0.05 | 0 | 0 | Constrained, otherwise capacity available =49 kVA | --> | 0.048 | 0 | 0 | 0 | 0 | Constrained, otherwise capacity available =47 kW | --> | E31 ex CAPPAMORE | Cappamore [T41,T42] | ARDNACRUSHA |  | 52.7392 | -8.0637
0174406 | MV/LV Substation LI***4406 |  | 10 kV | _ | LV | 400 kVA :Building Structure | 0.4 | --> | 0.4 | 0.4 | 4.23 |  | --> | 0.38 | 0 | 0 | 0 | 0 | Constrained, otherwise capacity available =380 kW | --> | C13 ex CHURCHTOWN | Churchtown [T41] | RATHKEALE |  | 52.4576 | -9.059
014565Z | MV/LV Substation OL***565Z |  | 10 kV | _ | LV | 200 kVA :Kiosk Substation | 0.2 | --> | 0.2 | 0 | 0 | Constrained, otherwise capacity available =121 kVA | --> | 0.19 | 0 | 0.022 | 0 | 0 | Constrained, otherwise capacity available =163 kW | --> | C14 ex ATHGARVAN | Athgarvan [T41,T44] | NEWBRIDGE |  | 53.1519 | -6.7881
081040Z | MV/LV Substation RI***040Z |  | 10 kV | _ | LV | 630 kVA :Building Structure | 0.63 | --> | 0.63 | 0 | 0 | Constrained, otherwise capacity available =400 kVA | --> | 0.598 | 0 | 0.006 | 0.5 | 0 |  | --> | C34 ex CLONDALKIN | Clondalkin [T41,T42,T44] | INCHICORE 220KV |  | 53.3275 | -6.3734
118768 | MV/LV Substation KI***768 |  | 20 kV | _ | LV | 630 kVA :Building Structure | 0.63 | --> | 0.63 | 0 | 0 | Constrained, otherwise capacity available =630 kVA | --> | 0.598 | 0 | 0 | 0 | 0 | Constrained, otherwise capacity available =598 kW | --> | E17 ex CREAGH | Creagh [T421,T422] | ATHLONE |  | 53.3338 | -8.3961
253771X | MV/LV Substation SH***771X |  | 20 kV | _ | LV | 100 kVA :Pole Substation | 0.1 | --> | 0.1 | 0 | 0 | Constrained, otherwise capacity available =40 kVA | --> | 0.095 | 0 | 0.01 | 0 | 0 | Constrained, otherwise capacity available =79 kW | --> | E13 ex HEADFORD | Headford [T41,T42] | CLOON |  | 53.5188 | -9.0871
078108X | MV/LV Substation TH***108X |  | 10 kV | _ | LV | 50 kVA :Pole Substation | 0.05 | --> | 0.05 | 0 | 0 | Constrained, otherwise capacity available =50 kVA | --> | 0.048 | 0 | 0 | 0 | 0 | Constrained, otherwise capacity available =48 kW | --> | C13 ex CHARLESTOWN | Charlestown [T41] | TONROE |  | 53.9215 | -8.8494
281597Z | MV/LV Substation P ***597Z |  | 10 kV | _ | LV | 200 kVA :Kiosk Substation | 0.2 | --> | 0.2 | 0 | 0 | Constrained, otherwise capacity available =200 kVA | --> | 0.19 | 0 | 0 | 0.19 | 0 |  | --> | C21 ex BISHOPSTOWN | Bishopstown [T41,T42] | KILBARRY |  | 51.8872 | -8.5362
059844Y | MV/LV Substation LO***844Y |  | 10 kV | _ | LV | 630 kVA :Building Structure | 0.63 | --> | 0.63 | 0 | 0 | Constrained, otherwise capacity available =501 kVA | --> | 0.598 | 0 | 0 | 0 | 0 | Constrained, otherwise capacity available =581 kW | --> | C18 ex CAVAN | Cavan [T42,T421] | SHANKILL |  | 54.0006 | -7.3554
117768 | MV/LV Substation DO***768 |  | 20 kV | _ | LV | 100 kVA :Pole Substation | 0.1 | --> | 0.1 | 0 | 0 | Constrained, otherwise capacity available =94 kVA | --> | 0.095 | 0 | 0.005 | 0 | 0 | Constrained, otherwise capacity available =90 kW | --> | E20 ex COLLOONEY | Collooney [T421,T422] | SLIGO |  | 54.2236 | -8.7656
070083 | MV/LV Substation LU***083 |  | 20 kV | _ | LV | 50 kVA :Pole Substation | 0.05 | --> | 0.05 | 0.038 | 2.24 |  | --> | 0.048 | 0 | 0 | 0.046 | 0 |  | --> | E11 ex CLOONBANNIN | Cloonbannin [T421] | GLENLARA |  | 52.0457 | -9.0571
5034037 | MV/LV Substation GO***4037 |  | 10 kV | _ | LV | 50 kVA :Pole Substation | 0.05 | --> | 0.05 | 0.05 | 1.69 |  | --> | 0.048 | 0 | 0 | 0 | 0 | Constrained, otherwise capacity available =48 kW | --> | C16 ex NEWTOWNCUNNINGHAM | Newtowncunningham [T41,T42] | LETTERKENNY |  | 54.9769 | -7.5279
041875 | MV/LV Substation BA***875 |  | 20 kV | _ | LV | 50 kVA :Pole Substation | 0.05 | --> | 0.05 | 0 | 0 | Constrained, otherwise capacity available =50 kVA | --> | 0.048 | 0 | 0 | 0 | 0 | Constrained, otherwise capacity available =47 kW | --> | E21 ex DALTON | Dalton [T421,T422] | DALTON |  | 53.7624 | -9.0455
0664327 | MV/LV Substation NE***4327 |  | 10 kV | _ | LV | 630 kVA :Kiosk Substation | 0.63 | --> | 0.63 | 0 | 0 | Constrained, otherwise capacity available =537 kVA | --> | 0.598 | 0 | 0.026 | 0 | 0 | Constrained, otherwise capacity available =566 kW | --> | C13 ex MALAHIDE | Malahide [T41,T42] | GLASMORE |  | 53.423 | -6.1712
1424207 | MV/LV Substation JO***4207 |  | 10 kV | _ | LV | 200 kVA :Pole Substation | 0.2 | --> | 0.2 | 0 | 0 | Constrained, otherwise capacity available =177 kVA | --> | 0.19 | 0 | 0 | 0 | 0 | Constrained, otherwise capacity available =187 kW | --> | C17 ex ATHENRY |  |  |  | 53.2979 | -8.7433
0154237 | MV/LV Substation LO***4237 |  | 10 kV | _ | LV | 630 kVA :Kiosk Substation | 0.63 | --> | 0.63 | 0 | 0 | Constrained, otherwise capacity available =477 kVA | --> | 0.598 | 0 | 0.068 | 0 | 0 | Constrained, otherwise capacity available =527 kW | --> | C11 ex NAAS | Naas [T41,T42] | KILTEEL |  | 53.2084 | -6.6427
111713Y | MV/LV Substation LO***713Y |  | 20 kV | _ | LV | 50 kVA :Pole Substation | 0.05 | --> | 0.05 | 0 | 0 | Constrained, otherwise capacity available =48 kVA | --> | 0.048 | 0 | 0 | 0 | 0 | Constrained, otherwise capacity available =47 kW | --> | E16 ex BALLYDEHOB | Ballydehob [T421] | DUNMANWAY |  | 51.5225 | -9.5986
0654120 | MV/LV Substation CH***4120 |  | 10 kV | _ | LV | 400 kVA :Kiosk Substation | 0.4 | --> | 0.4 | 0 | 0 | Constrained, otherwise capacity available =313 kVA | --> | 0.38 | 0 | 0.045 | 0 | 0 | Constrained, otherwise capacity available =335 kW | --> | C19 ex LOUGHSHINNY | Loughshinny [T41,T42] | GLASMORE |  | 53.573 | -6.1078
056025Y | MV/LV Substation TU***025Y |  | 20 kV | _ | LV | 50 kVA :Pole Substation | 0.05 | --> | 0.05 | 0.039 | 0.89 |  | --> | 0.048 | 0 | 0 | 0 | 0 | Constrained, otherwise capacity available =46 kW | --> | E18 ex BIRR | Birr [T41,T422] | DALLOW |  | 53.1045 | -7.9047
192325X | MV/LV Substation BA***325X |  | 20 kV | _ | LV | 50 kVA :Pole Substation | 0.05 | --> | 0.05 | 0.04 | 1.7 |  | --> | 0.048 | 0 | 0 | 0 | 0 | Constrained, otherwise capacity available =46 kW | --> | E15 ex GWEEDORE | Gweedore [T421] | ARDNAGAPPARY |  | 55.1386 | -8.115
081017Y | MV/LV Substation PU***017Y |  | 10 kV | _ | LV | 200 kVA :Pole Substation | 0.2 | --> | 0.2 | 0 | 0 | Constrained, otherwise capacity available =153 kVA | --> | 0.19 | 0 | 0 | 0 | 0 | Constrained, otherwise capacity available =184 kW | --> | C17 ex CELBRIDGE | Celbridge [T41,T42] | GRIFFINRATH |  | 53.3438 | -6.5301
142531X | MV/LV Substation AR***531X |  | 10 kV | _ | LV | 400 kVA :Kiosk Substation | 0.4 | --> | 0.4 | 0 | 0 | Constrained, otherwise capacity available =298 kVA | --> | 0.38 | 0 | 0.043 | 0 | 0 | Constrained, otherwise capacity available =334 kW | --> | C16 ex ATHENRY | Athenry [T41,T42] | GALWAY 110KV |  | 53.3068 | -8.7513
067175 | MV/LV Substation CH***175 |  | 10 kV | _ | LV | 50 kVA :Pole Substation | 0.05 | --> | 0.05 | 0.049 | 13.8 |  | --> | 0.048 | 0 | 0 | 0.047 | 0 |  | --> | C18 ex SINGLAND | Singland [T101,T102] | SINGLAND |  | 52.6655 | -8.563
082126 | MV/LV Substation BE***126 |  | 20 kV | _ | LV | 50 kVA :Pole Substation | 0.05 | --> | 0.05 | 0 | 0 | Constrained, otherwise capacity available =44 kVA | --> | 0.048 | 0 | 0.005 | 0 | 0 | Constrained, otherwise capacity available =43 kW | --> | E17 ex ACADEMY STREET | Academy Street [T421,T422,T44] | NAVAN |  | 53.6061 | -6.7167
116535 | MV/LV Substation ST***535 |  | 20 kV | _ | LV | 50 kVA :Pole Substation | 0.05 | --> | 0.05 | 0.046 | 8.1 |  | --> | 0.048 | 0 | 0.005 | 0 | 0 | Constrained, otherwise capacity available =43 kW | --> | E11 ex WESTPORT | Westport [T421,T422] | CASTLEBAR |  | 53.7886 | -9.5688
405590 | MV/LV Substation RO***590 |  | 20 kV | _ | LV | 100 kVA :Pole Substation | 0.1 | --> | 0.1 | 0.091 | 3.03 |  | --> | 0.095 | 0 | 0 | 0 | 0 | Constrained, otherwise capacity available =94 kW | --> | E12 ex MOVILLE | Moville [T421,T422] | TRILLICK |  | 55.2056 | -6.9808
281090X | MV/LV Substation CA***090X |  | 10 kV | _ | LV | 200 kVA :Kiosk Substation | 0.2 | --> | 0.2 | 0 | 0 | Constrained, otherwise capacity available =146 kVA | --> | 0.19 | 0 | 0.04 | 0.153 | 0 |  | --> | C22 ex BALLINCOLLIG | Ballincollig [T41,T42] | KILBARRY |  | 51.8825 | -8.5956
046093 | MV/LV Substation ME***093 |  | 10 kV | _ | LV | 50 kVA :Pole Substation | 0.05 | --> | 0.05 | 0 | 0 | Constrained, otherwise capacity available =8 kVA | --> | 0.048 | 0 | 0 | 0.041 | 0 |  | --> | C14 ex CRANMORE | Cranmore [T41,T42] | SLIGO |  | 54.2676 | -8.466
154235Z | MV/LV Substation CA***235Z |  | 10 kV | _ | LV | 400 kVA :Kiosk Substation | 0.4 | --> | 0.4 | 0 | 0 | Constrained, otherwise capacity available =307 kVA | --> | 0.38 | 0 | 0.007 | 0.362 | 0 |  | --> | C14 ex MACETOWN | Macetown [T101,T102] | MACETOWN |  | 53.403 | -6.3926
251065 | MV/LV Substation BR***065 |  | 10 kV | _ | LV | 100 kVA :Pole Substation | 0.1 | --> | 0.1 | 0 | 0 | Constrained, otherwise capacity available =89 kVA | --> | 0.095 | 0 | 0.013 | 0 | 0 | Constrained, otherwise capacity available =84 kW | --> | C19 ex PARKMORE | Parkmore [T41,T42] | GALWAY 110KV |  | 53.2967 | -8.9746
288208 | MV/LV Substation BA***208 |  | 10 kV | _ | LV | 200 kVA :Kiosk Substation | 0.2 | --> | 0.2 | 0.072 | 19.52 |  | --> | 0.19 | 0 | 0.05 | 0.135 | 0 |  | --> | C30 ex TANEY | Taney [T101,T102] | CARRICKMINES |  | 53.2809 | -6.237
013574X | MV/LV Substation MA***574X |  | 10 kV | _ | LV | 200 kVA :Pole Substation | 0.2 | --> | 0.2 | 0.121 | 0.12 | Constrained, otherwise capacity available =200 kVA | --> | 0.19 | 0 | 0 | 0.19 | 0 |  | --> | C23 ex ATHY | Athy [T101,T102] | ATHY |  | 52.9073 | -6.9324
0214372 | MV/LV Substation BL***4372 |  | 20 kV | _ | LV | 400 kVA :Kiosk Substation | 0.4 | --> | 0.4 | 0 | 0 | Constrained, otherwise capacity available =400 kVA | --> | 0.38 | 0 | 0 | 0 | 0 | Constrained, otherwise capacity available =380 kW | --> | E18 ex CURRALEIGH | Curraleigh [T421,T422] | KILBARRY |  | 51.9314 | -8.5441
0034134 | MV/LV Substation ED***4134 |  | 10 kV | _ | LV | 50 kVA :Pole Substation | 0.05 | --> | 0.05 | 0.05 | 11.58 |  | --> | 0.048 | 0 | 0 | 0 | 0 | Constrained, otherwise capacity available =48 kW | --> | C22 ex BALLYBEG | Ballybeg [T101,T102] | CARRICKMINES |  | 52.9803 | -6.0636
122047 | MV/LV Substation GI***047 |  | 10 kV | _ | LV | 100 kVA :Pole Substation | 0.1 | --> | 0.1 | 0.026 | 4.18 |  | --> | 0.095 | 0 | 0.016 | 0 | 0 | Constrained, otherwise capacity available =72 kW | --> | C18 ex KINGSCOURT | Kingscourt [T41,T42] | MEATH HILL |  | 53.9108 | -6.8055
0814316 | MV/LV Substation TH***4316 |  | 20 kV | _ | LV | 1000 kVA :Building Structure | 1 | --> | 1 | 0 | 0 | Constrained, otherwise capacity available =836 kVA | --> | 0.95 | 0 | 0 | 0.5 | 0 |  | --> | E19 ex ADAMSTOWN | Adamstown [T121,T122] | INCHICORE 220KV |  | 53.3371 | -6.4701
0114126 | MV/LV Substation GR***4126 |  | 10 kV | _ | LV | 50 kVA :Pole Substation | 0.05 | --> | 0.05 | 0 | 0 | Constrained, otherwise capacity available =36 kVA | --> | 0.048 | 0 | 0 | 0 | 0 | Constrained, otherwise capacity available =46 kW | --> | C24 ex GORESBRIDGE | Goresbridge [T41,T42] | KILKENNY |  | 52.6263 | -7.0142
064835Y | MV/LV Substation BO***835Y |  | 20 kV | _ | LV | 200 kVA :Kiosk Substation | 0.2 | --> | 0.2 | 0 | 0 | Constrained, otherwise capacity available =134 kVA | --> | 0.19 | 0 | 0.004 | 0 | 0 | Constrained, otherwise capacity available =178 kW | --> | E15 ex JULIANSTOWN | Julianstown [T421,T422] | DRYBRIDGE |  | 53.6382 | -6.2221
1544372 | MV/LV Substation CH***4372 |  | 10 kV | _ | LV | 630 kVA :Kiosk Substation | 0.63 | --> | 0.63 | 0 | 0 | Constrained, otherwise capacity available =630 kVA | --> | 0.598 | 0 | 0 | 0.5 | 0 |  | --> | C43 ex COLLEGE PARK | College Park [T101,T102,T103] | COLLEGE PARK |  | 53.4132 | -6.393
111034Z | MV/LV Substation GE***034Z |  | 20 kV | _ | LV | 630 kVA :Building Structure | 0.63 | --> | 0.63 | 0 | 0 | Constrained, otherwise capacity available =375 kVA | --> | 0.598 | 0 | 0 | 0 | 0 | Constrained, otherwise capacity available =571 kW | --> | C11 ex BANTRY | Bantry [T41,T42] | BALLYLICKY |  | 51.6446 | -9.5868
070014 | MV/LV Substation DR***014 |  | 10 kV | _ | LV | 50 kVA :Pole Substation | 0.05 | --> | 0.05 | 0.049 | 4.16 |  | --> | 0.048 | 0 | 0 | 0.047 | 0 |  | --> | C22 ex NEWMARKET (SR) | Newmarket (sr) [T41,T42] | GLENLARA |  | 52.1288 | -9.0001
016242Z | MV/LV Substation GR***242Z |  | 20 kV | _ | LV | 630 kVA :Building Structure | 0.63 | --> | 0.63 | 0 | 0 | Constrained, otherwise capacity available =567 kVA | --> | 0.598 | 0 | 0 | 0 | 0 | Constrained, otherwise capacity available =590 kW | --> | E58 ex GRANGE CASTLE |  |  |  | 53.2945 | -6.4714
062198X | MV/LV Substation AR***198X |  | 10 kV | _ | LV | 200 kVA :Pole Substation | 0.2 | --> | 0.2 | 0.2 | 3.12 |  | --> | 0.19 | 0 | 0 | 0 | 0 | Constrained, otherwise capacity available =190 kW | --> | C21 ex MARSHES | Marshes [T41,T42] | DUNDALK |  | 53.9602 | -6.3819
081250Z | MV/LV Substation LA***250Z |  | 10 kV | _ | LV | 400 kVA :Kiosk Substation | 0.4 | --> | 0.4 | 0 | 0 | Constrained, otherwise capacity available =230 kVA | --> | 0.38 | 0 | 0.062 | 0.31 | 0 |  | --> | C16 ex LUCAN EAST | Lucan East [T41,T42] | GRANGE CASTLE |  | 53.3619 | -6.4539
064432 | MV/LV Substation BA***432 |  | 10 kV | _ | LV | 50 kVA :Pole Substation | 0.05 | --> | 0.05 | 0 | 0 | Constrained, otherwise capacity available =40 kVA | --> | 0.048 | 0 | 0 | 0 | 0 | Constrained, otherwise capacity available =46 kW | --> | C20 ex TERMONFECKIN ROAD | Termonfeckin Road [T41,T42] | DRYBRIDGE |  | 53.732 | -6.2806
015960X | MV/LV Substation DE***960X |  | 10 kV | _ | LV | 100 kVA :Pole Substation | 0.1 | --> | 0.1 | 0.031 | 12.6 |  | --> | 0.095 | 0 | 0 | 0.085 | 0 |  | --> | C23 ex MONREAD | Monread [T101,T102] | MONREAD |  | 53.2286 | -6.7678
019439 | MV/LV Substation BA***439 |  | 10 kV | _ | LV | 50 kVA :Pole Substation | 0.05 | --> | 0.05 | 0.028 | 2.18 |  | --> | 0.048 | 0 | 0.006 | 0 | 0 | Constrained, otherwise capacity available =40 kW | --> | C12 ex BALLYRICKARD | Ballyrickard [T41,T42] | TRALEE |  | 52.2825 | -9.8565
009290Y | MV/LV Substation AN***290Y |  | 10 kV | _ | LV | 400 kVA :Building Structure | 0.4 | --> | 0.4 | 0.244 | 3.82 |  | --> | 0.38 | 0 | 0.056 | 0 | 0 | Constrained, otherwise capacity available =317 kW | --> | C13 ex WATERFORD | Waterford [T41,T42] | WATERFORD |  | 52.2627 | -7.1191
350212X | MV/LV Substation AU***212X |  | 10 kV | _ | LV | 50 kVA :Pole Substation | 0.05 | --> | 0.05 | 0.048 | 1.57 |  | --> | 0.048 | 0 | 0 | 0 | 0 | Constrained, otherwise capacity available =47 kW | --> | C15 ex BUNDORAN | Bundoran [T41,T42] | CATHALEENS FALL |  | 54.4601 | -8.3325
066884 | MV/LV Substation ST***884 |  | 20 kV | _ | LV | 200 kVA :Kiosk Substation | 0.2 | --> | 0.2 | 0 | 0 | Constrained, otherwise capacity available =126 kVA | --> | 0.19 | 0 | 0.012 | 0 | 0 | Constrained, otherwise capacity available =171 kW | --> | E18 ex BALTRASNA | Baltrasna [T121,T122] | BALTRASNA |  | 53.5007 | -6.4701
060026 | MV/LV Substation NE***026 |  | 10 kV | _ | LV | 100 kVA :Pole Substation | 0.1 | --> | 0.1 | 0 | 0 | Constrained, otherwise capacity available =75 kVA | --> | 0.095 | 0 | 0 | 0 | 0 | Constrained, otherwise capacity available =92 kW | --> | C18 ex CLONES | Clones [T41,T42] | SHANKILL |  | 54.1789 | -7.2226
064143 | MV/LV Substation CO***143 |  | 20 kV | _ | LV | 200 kVA :Pole Substation | 0.2 | --> | 0.2 | 0 | 0 | Constrained, otherwise capacity available =115 kVA | --> | 0.19 | 0 | 0.029 | 0 | 0 | Constrained, otherwise capacity available =157 kW | --> | C13 ex MORNINGTON ROAD | Mornington Road [T41,T42] | DRYBRIDGE |  | 53.7168 | -6.2568
142789X | MV/LV Substation RA***789X |  | 10 kV | _ | LV | 200 kVA :Kiosk Substation | 0.2 | --> | 0.2 | 0 | 0 | Constrained, otherwise capacity available =176 kVA | --> | 0.19 | 0 | 0.009 | 0 | 0 | Constrained, otherwise capacity available =180 kW | --> | C16 ex ATHENRY | Athenry [T41,T42] | GALWAY 110KV |  | 53.3018 | -8.7603
365829X | MV/LV Substation NE***829X |  | 10 kV | _ | LV | 630 kVA :Building Structure | 0.63 | --> | 0.63 | 0 | 0 | Constrained, otherwise capacity available =586 kVA | --> | 0.598 | 0 | 0.02 | 0.5 | 0 |  | --> | C11 ex FORTUNESTOWN | Fortunestown [T101,T102] | INCHICORE 220KV |  | 53.293 | -6.4225
012857 | MV/LV Substation WE***857 |  | 20 kV | _ | LV | 50 kVA :Pole Substation | 0.05 | --> | 0.05 | 0.04 | 2.83 |  | --> | 0.048 | 0 | 0.01 | 0 | 0 | Constrained, otherwise capacity available =39 kW | --> | E12 ex BAGENALSTOWN | Bagenalstown [T421,T422] | CARLOW |  | 52.6856 | -6.9943
0084336 | MV/LV Substation MC***4336 |  | 10 kV | _ | LV | 50 kVA :Pole Substation | 0.05 | --> | 0.05 | 0 | 0 | Constrained, otherwise capacity available =46 kVA | --> | 0.048 | 0 | 0.01 | 0 | 0 | Constrained, otherwise capacity available =40 kW | --> | E11 ex KNOCKMULLEN | Knockmullen [T42,T421] | GREAT ISLAND |  | 52.4196 | -6.9118
022878X | MV/LV Substation SA***878X |  | 10 kV | _ | LV | 630 kVA :Kiosk Substation | 0.63 | --> | 0.63 | 0.475 | 4.55 |  | --> | 0.598 | 0 | 0.029 | 0 | 0 | Constrained, otherwise capacity available =556 kW | --> | C11 ex MALLOW | Mallow [T41,T42] | MALLOW |  | 52.1284 | -8.648
069667 | MV/LV Substation LA***667 |  | 10 kV | _ | LV | 630 kVA :Building Structure | 0.63 | --> | 0.63 | 0.31 | 9.99 |  | --> | 0.598 | 0 | 0.006 | 0.5 | 0 |  | --> | C12 ex HAROLDS CROSS | Harolds Cross [T101,T102] | POOLBEG |  | 53.3232 | -6.2809
064024 | MV/LV Substation NO***024 |  | 10 kV | _ | LV | 630 kVA :Building Structure | 0.63 | --> | 0.63 | 0 | 0 | Constrained, otherwise capacity available =552 kVA | --> | 0.598 | 0 | 0 | 0 | 0 | Constrained, otherwise capacity available =588 kW | --> | C15 ex TERMONFECKIN ROAD | Termonfeckin Road [T41,T42] | DRYBRIDGE |  | 53.7157 | -6.345
015952Y | MV/LV Substation O ***952Y |  | 10 kV | _ | LV | 630 kVA :Kiosk Substation | 0.63 | --> | 0.63 | 0 | 0 | Constrained, otherwise capacity available =561 kVA | --> | 0.598 | 0 | 0 | 0 | 0 | Constrained, otherwise capacity available =589 kW | --> | C19 ex JOHNSTOWN | Johnstown [T41,T42] | KILTEEL |  | 53.2307 | -6.6394
021947X | MV/LV Substation FA***947X |  | 10 kV | _ | LV | 400 kVA :Kiosk Substation | 0.4 | --> | 0.4 | 0 | 0 | Constrained, otherwise capacity available =251 kVA | --> | 0.38 | 0 | 0.009 | 0.352 | 0 |  | --> | C21 ex KILBARRY | Kilbarry [T101,T43] | KILBARRY |  | 51.9185 | -8.4916
116015 | MV/LV Substation CL***015 |  | 10 kV | _ | LV | 100 kVA :Pole Substation | 0.1 | --> | 0.1 | 0.086 | 7.32 |  | --> | 0.095 | 0 | 0.005 | 0.089 | 0 |  | --> | C11 ex CARROWBEG | Carrowbeg [T41,T42] | CARROWBEG |  | 53.7984 | -9.5396
3664048 | MV/LV Substation CO***4048 |  | 10 kV | _ | LV | 50 kVA :Pole Substation | 0.05 | --> | 0.05 | 0.049 | 1.47 |  | --> | 0.048 | 0 | 0 | 0.047 | 0 |  | --> | C15 ex SCREEB | Screeb [T41] | SCREEB |  | 53.3333 | -9.7258
004483X | MV/LV Substation KN***483X |  | 10 kV | _ | LV | 50 kVA :Pole Substation | 0.05 | --> | 0.05 | 0 | 0 | Constrained, otherwise capacity available =29 kVA | --> | 0.048 | 0 | 0 | 0 | 0 | Constrained, otherwise capacity available =45 kW | --> | C23 ex TINAHASK | Tinahask [T41,T42] | ARKLOW |  | 52.771 | -6.2403
365757X | MV/LV Substation IR***757X |  | 10 kV | _ | LV | 630 kVA :Building Structure | 0.63 | --> | 0.63 | 0 | 0 | Constrained, otherwise capacity available =530 kVA | --> | 0.598 | 0 | 0 | 0.5 | 0 |  | --> | C21 ex TYMON | Tymon [T41,T42] | COOKSTOWN |  | 53.2974 | -6.356
001824 | MV/LV Substation BI***824 |  | 10 kV | _ | LV | 400 kVA :Kiosk Substation | 0.4 | --> | 0.4 | 0 | 0 | Constrained, otherwise capacity available =330 kVA | --> | 0.38 | 0 | 0.02 | 0.356 | 0 |  | --> | C13 ex DUNDRUM | Dundrum [T41,T42] | BLACKROCK |  | 53.2896 | -6.2351
033753X | MV/LV Substation BL***753X |  | 20 kV | _ | LV | 50 kVA :Pole Substation | 0.05 | --> | 0.05 | 0 | 0 | Constrained, otherwise capacity available =41 kVA | --> | 0.048 | 0 | 0 | 0 | 0 | Constrained, otherwise capacity available =46 kW | --> | C18 ex DEERPARK | Deerpark [T41,T42] | BALLYDINE |  | 52.4275 | -7.3242
368260X | MV/LV Substation BA***260X |  | 20 kV | _ | LV | 50 kVA :Pole Substation | 0.05 | --> | 0.05 | 0 | 0 | Constrained, otherwise capacity available =18 kVA | --> | 0.048 | 0 | 0.005 | 0 | 0 | Constrained, otherwise capacity available =39 kW | --> | C15 ex BALLYHAUNIS | Ballyhaunis [T41,T42] | DALTON |  | 53.7448 | -8.6291
035061 | MV/LV Substation MO***061 |  | 10 kV | _ | LV | 200 kVA :Pole Substation | 0.2 | --> | 0.2 | 0.143 | 6.17 |  | --> | 0.19 | 0 | 0.005 | 0 | 0 | Constrained, otherwise capacity available =178 kW | --> | C20 ex CAHIR | Cahir [T41,T42] | CAHIR |  | 52.3771 | -7.9328
1394393 | MV/LV Substation LU***4393 |  | 10 kV | _ | LV | 50 kVA :Pole Substation | 0.05 | --> | 0.05 | 0.05 | 4 |  | --> | 0.048 | 0 | 0 | 0 | 0 | Constrained, otherwise capacity available =48 kW | --> | C14 ex BALLYJAMESDUFF | Ballyjamesduff [T41,T42] | SHANKILL |  | 53.8529 | -7.1311
461289 | MV/LV Substation DO***289 |  | 10 kV | _ | LV | 400 kVA :Kiosk Substation | 0.4 | --> | 0.4 | 0.376 | 2.33 |  | --> | 0.38 | 0 | 0.006 | 0 | 0 | Constrained, otherwise capacity available =372 kW | --> | E17 ex MOY | Moy [T421,T422] | MOY |  | 54.1045 | -9.1622
001124 | MV/LV Substation GO***124 |  | 10 kV | _ | LV | 400 kVA :Kiosk Substation | 0.4 | --> | 0.4 | 0.26 | 1.16 |  | --> | 0.38 | 0 | 0.048 | 0.325 | 0 |  | --> | C24 ex DEANSGRANGE | Deansgrange [T41,T42] | CARRICKMINES |  | 53.2654 | -6.1739
127039Y | MV/LV Substation HO***039Y |  | 20 kV | _ | LV | 100 kVA :Pole Substation | 0.1 | --> | 0.1 | 0 | 0 | Constrained, otherwise capacity available =78 kVA | --> | 0.095 | 0 | 0 | 0 | 0 | Constrained, otherwise capacity available =92 kW | --> | C16 ex HOLYCROSS ROAD | Holycross Road [T41,T42] | THURLES |  | 52.6381 | -7.8608
065995 | MV/LV Substation KI***995 |  | 20 kV | _ | LV | 50 kVA :Pole Substation | 0.05 | --> | 0.05 | 0 | 0 | Constrained, otherwise capacity available =25 kVA | --> | 0.048 | 0 | 0 | 0 | 0 | Constrained, otherwise capacity available =44 kW | --> | E23 ex BALTRASNA | Baltrasna [T121,T122] | BALTRASNA |  | 53.5735 | -6.4454
046103 | MV/LV Substation ID***103 |  | 10 kV | _ | LV | 630 kVA :Building Structure | 0.63 | --> | 0.63 | 0 | 0 | Constrained, otherwise capacity available =421 kVA | --> | 0.598 | 0 | 0.04 | 0.5 | 0 |  | --> | C13 ex CRANMORE | Cranmore [T41,T42] | SLIGO |  | 54.2645 | -8.4503
052455X | MV/LV Substation SO***455X |  | 20 kV | _ | LV | 50 kVA :Pole Substation | 0.05 | --> | 0.05 | 0.039 | 10.9 |  | --> | 0.048 | 0 | 0.005 | 0.042 | 0 |  | --> | C24 ex MULLINGAR | Mullingar [T101,T102] | MULLINGAR |  | 53.6302 | -7.3995
154228Z | MV/LV Substation LI***228Z |  | 10 kV | _ | LV | 400 kVA :Kiosk Substation | 0.4 | --> | 0.4 | 0 | 0 | Constrained, otherwise capacity available =226 kVA | --> | 0.38 | 0 | 0.017 | 0 | 0 | Constrained, otherwise capacity available =343 kW | --> | C14 ex COOLMINE | Coolmine [T41,T42] | FINGLAS |  | 53.3829 | -6.4048
051262X | MV/LV Substation TH***262X |  | 20 kV | _ | LV | 400 kVA :Kiosk Substation | 0.4 | --> | 0.4 | 0.298 | 2.22 |  | --> | 0.38 | 0 | 0.006 | 0.361 | 0 |  | --> | E12 ex CLARA | Clara [T421,T422] | THORNSBERRY |  | 53.3629 | -7.4971
117451Y | MV/LV Substation AS***451Y |  | 20 kV | _ | LV | 400 kVA :Kiosk Substation | 0.4 | --> | 0.4 | 0 | 0 | Constrained, otherwise capacity available =339 kVA | --> | 0.38 | 0 | 0.008 | 0 | 0 | Constrained, otherwise capacity available =366 kW | --> | E14 ex COLLOONEY | Collooney [T421,T422] | SLIGO |  | 54.1807 | -8.4998
052842Z | MV/LV Substation PE***842Z |  | 10 kV | _ | LV | 200 kVA :Pole Substation | 0.2 | --> | 0.2 | 0 | 0 | Constrained, otherwise capacity available =175 kVA | --> | 0.19 | 0 | 0.016 | 0 | 0 | Constrained, otherwise capacity available =175 kW | --> | C17 ex BALLINDERRY | Ballinderry [T41,T422] | MULLINGAR |  | 53.524 | -7.313
011635Y | MV/LV Substation BA***635Y |  | 10 kV | _ | LV | 50 kVA :Pole Substation | 0.05 | --> | 0.05 | 0 | 0 | Constrained, otherwise capacity available =46 kVA | --> | 0.048 | 0 | 0 | 0 | 0 | Constrained, otherwise capacity available =47 kW | --> | C14 ex GORESBRIDGE | Goresbridge [T41,T42] | KILKENNY |  | 52.6268 | -6.9747
2884051 | MV/LV Substation BI***4051 |  | 10 kV | _ | LV | 630 kVA :Kiosk Substation | 0.63 | --> | 0.63 | 0 | 0 | Constrained, otherwise capacity available =600 kVA | --> | 0.598 | 0 | 0 | 0.5 | 0 |  | --> | C17 ex CARRICKMINES | Carrickmines [T41,T42] | CARRICKMINES |  | 53.241 | -6.1982
017969X | MV/LV Substation WY***969X |  | 20 kV | _ | LV | 200 kVA :Pole Substation | 0.2 | --> | 0.2 | 0.173 | 1.98 |  | --> | 0.19 | 0 | 0 | 0 | 0 | Constrained, otherwise capacity available =186 kW | --> | E11 ex RATHKEALE | Rathkeale [T421,T422] | RATHKEALE |  | 52.5947 | -8.9765
281733Z | MV/LV Substation ST***733Z |  | 10 kV | _ | LV | 630 kVA :Kiosk Substation | 0.63 | --> | 0.63 | 0.5 | 7.88 |  | --> | 0.598 | 0 | 0 | 0.5 | 0 |  | --> | C22 ex LIBERTY STREET | Liberty Street [T101,T102] | LIBERTY STREET |  | 51.8948 | -8.4743
066297 | MV/LV Substation BA***297 |  | 10 kV | _ | LV | 400 kVA :Kiosk Substation | 0.4 | --> | 0.4 | 0 | 0 | Constrained, otherwise capacity available =299 kVA | --> | 0.38 | 0 | 0.037 | 0.339 | 0 |  | --> | C20 ex HOWTH JUNCTION | Howth Junction [T41,T42] | GRANGE (DR) |  | 53.3881 | -6.1366
0654206 | MV/LV Substation TA***4206 |  | 20 kV | _ | LV | 200 kVA :Pole Substation | 0.2 | --> | 0.2 | 0 | 0 | Constrained, otherwise capacity available =178 kVA | --> | 0.19 | 0 | 0.132 | 0 | 0 | Constrained, otherwise capacity available =91 kW | --> | E23 ex BALTRASNA | Baltrasna [T121,T122] | BALTRASNA |  | 53.6213 | -6.3976
0154223 | MV/LV Substation FU***4223 |  | 10 kV | _ | LV | 630 kVA :Kiosk Substation | 0.63 | --> | 0.63 | 0 | 0 | Constrained, otherwise capacity available =482 kVA | --> | 0.598 | 0 | 0.005 | 0 | 0 | Constrained, otherwise capacity available =574 kW | --> | C16 ex JOHNSTOWN | Johnstown [T41,T42] | KILTEEL |  | 53.2338 | -6.6182
0064386 | MV/LV Substation BA***4386 |  | 20 kV | _ | LV | 50 kVA :Pole Substation | 0.05 | --> | 0.05 | 0 | 0 | Constrained, otherwise capacity available =50 kVA | --> | 0.048 | 0 | 0 | 0 | 0 | Constrained, otherwise capacity available =48 kW | --> | E18 ex CLONROCHE | Clonroche [T421,T422] | WEXFORD |  | 52.4524 | -6.6633
066029 | MV/LV Substation PO***029 |  | 10 kV | _ | LV | 400 kVA :Kiosk Substation | 0.4 | --> | 0.4 | 0 | 0 | Constrained, otherwise capacity available =147 kVA | --> | 0.38 | 0 | 0.089 | 0 | 0 | Constrained, otherwise capacity available =278 kW | --> | C16 ex MALAHIDE | Malahide [T41,T42] | GLASMORE |  | 53.4337 | -6.1258
249209 | MV/LV Substation PA***209 |  | 10 kV | _ | LV | 200 kVA :Pole Substation | 0.2 | --> | 0.2 | 0 | 0 | Constrained, otherwise capacity available =136 kVA | --> | 0.19 | 0 | 0.021 | 0 | 0 | Constrained, otherwise capacity available =166 kW | --> | C19 ex LISMORE | Lismore [T41,T42] | DUNGARVAN |  | 52.1355 | -7.925
009744Y | MV/LV Substation BI***744Y |  | 20 kV | _ | LV | 50 kVA :Pole Substation | 0.05 | --> | 0.05 | 0 | 0 | Constrained, otherwise capacity available =37 kVA | --> | 0.048 | 0 | 0.006 | 0 | 0 | Constrained, otherwise capacity available =41 kW | --> | E11 ex KILCARRAGH | Kilcarragh [T421,T422] | BUTLERSTOWN |  | 52.2285 | -7.0682
276136 | MV/LV Substation P+***136 |  | 10 kV | _ | LV | 400 kVA :Building Structure | 0.4 | --> | 0.4 | 0.277 | 0.76 |  | --> | 0.38 | 0 | 0.02 | 0 | 0 | Constrained, otherwise capacity available =348 kW | --> | C14 ex WOODFORD | Woodford [T41,T42] | KNOCKEARAGH |  | 52.0618 | -9.4698
019013X | MV/LV Substation EW***013X |  | 10 kV | _ | LV | 200 kVA :Building Structure | 0.2 | --> | 0.2 | 0.125 | 2.18 |  | --> | 0.19 | 0 | 0 | 0 | 0 | Constrained, otherwise capacity available =180 kW | --> | C18 ex BALLYRICKARD | Ballyrickard [T41,T42] | TRALEE |  | 52.2855 | -9.7052
093489Z | MV/LV Substation CL***489Z |  | 10 kV | _ | LV | 630 kVA :Building Structure | 0.63 | --> | 0.63 | 0 | 0 | Constrained, otherwise capacity available =546 kVA | --> | 0.598 | 0 | 0 | 0.5 | 0 |  | --> | C21 ex GRANGE (DR) | Grange (dr) [T41,T42] | GRANGE (DR) |  | 53.404 | -6.1513
0494480 | MV/LV Substation DR***4480 |  | 10 kV | _ | LV | 50 kVA :Pole Substation | 0.05 | --> | 0.05 | 0.048 | 0.13 |  | --> | 0.048 | 0 | 0 | 0 | 0 | Constrained, otherwise capacity available =47 kW | --> | C14 ex BALLYMAHON | Ballymahon [T41,T42] | ATHLONE |  | 53.5942 | -7.6573
011422Y | MV/LV Substation GO***422Y |  | 10 kV | _ | LV | 400 kVA :Kiosk Substation | 0.4 | --> | 0.4 | 0 | 0 | Constrained, otherwise capacity available =338 kVA | --> | 0.38 | 0 | 0.015 | 0 | 0 | Constrained, otherwise capacity available =360 kW | --> | C14 ex GORESBRIDGE | Goresbridge [T41,T42] | KILKENNY |  | 52.6297 | -6.9904
253437X | MV/LV Substation TU***437X |  | 20 kV | _ | LV | 50 kVA :Pole Substation | 0.05 | --> | 0.05 | 0 | 0 | Constrained, otherwise capacity available =43 kVA | --> | 0.048 | 0 | 0 | 0 | 0 | Constrained, otherwise capacity available =47 kW | --> | C23 ex TUAM NORTH | Tuam North [T41,T42] | CLOON |  | 53.5699 | -9.0949
0214197 | MV/LV Substation HA***4197 |  | 10 kV | _ | LV | 400 kVA :Kiosk Substation | 0.4 | --> | 0.4 | 0 | 0 | Constrained, otherwise capacity available =302 kVA | --> | 0.38 | 0 | 0.01 | 0 | 0 | Constrained, otherwise capacity available =359 kW | --> | C16 ex KILLACLOYNE | Killacloyne [T41,T42] | MIDLETON |  | 51.9117 | -8.3144
365927X | MV/LV Substation BR***927X |  | 10 kV | _ | LV | 1000 kVA :Building Structure | 1 | --> | 1 | 0 | 0 | Constrained, otherwise capacity available =689 kVA | --> | 0.95 | 0 | 0 | 0.5 | 0 |  | --> | C16 ex BELGARD | Belgard [T41,T42] | COOKSTOWN |  | 53.29 | -6.3741
009731Y | MV/LV Substation KI***731Y |  | 10 kV | _ | LV | 200 kVA :Kiosk Substation | 0.2 | --> | 0.2 | 0.179 | 0.53 |  | --> | 0.19 | 0 | 0.021 | 0 | 0 | Constrained, otherwise capacity available =172 kW | --> | C11 ex MANOR STREET | Manor Street [T41,T42] | WATERFORD |  | 52.2454 | -7.0701
023199 | MV/LV Substation KI***199 |  | 10 kV | _ | LV | 50 kVA :Pole Substation | 0.05 | --> | 0.05 | 0 | 0 | Constrained, otherwise capacity available =36 kVA | --> | 0.048 | 0 | 0 | 0 | 0 | Constrained, otherwise capacity available =46 kW | --> | E14 ex CASTLELYONS | Castlelyons [T421,T422] | BARRYMORE |  | 52.0675 | -8.2149
066032Z | MV/LV Substation CA***032Z |  | 20 kV | _ | LV | 200 kVA :Kiosk Substation | 0.2 | --> | 0.2 | 0 | 0 | Constrained, otherwise capacity available =135 kVA | --> | 0.19 | 0 | 0.021 | 0 | 0 | Constrained, otherwise capacity available =165 kW | --> | E18 ex BALTRASNA | Baltrasna [T121,T122] | BALTRASNA |  | 53.4977 | -6.4666
012860 | MV/LV Substation BA***860 |  | 10 kV | _ | LV | 50 kVA :Pole Substation | 0.05 | --> | 0.05 | 0 | 0 | Constrained, otherwise capacity available =31 kVA | --> | 0.048 | 0 | 0 | 0 | 0 | Constrained, otherwise capacity available =45 kW | --> | C20 ex POLLERTON | Pollerton [T41,T42] | CARLOW |  | 52.8374 | -6.874
0684538 | MV/LV Substation RU***4538 |  | 10 kV | _ | LV | 1000 kVA :Building Structure | 1 | --> | 1 | 0.5 | 1.47 |  | --> | 0.95 | 0 | 0 | 0.5 | 0 |  | --> | C18 ex MARROWBONE LANE | Marrowbone Lane [T42] | INCHICORE 220KV |  | 53.3412 | -6.288
0344135 | MV/LV Substation O ***4135 |  | 20 kV | _ | LV | 50 kVA :Pole Substation | 0.05 | --> | 0.05 | 0.044 | 0.57 |  | --> | 0.048 | 0 | 0.02 | 0 | 0 | Constrained, otherwise capacity available =32 kW | --> | E23 ex LAWLESSTOWN | Lawlesstown [T42,T421] | DOON |  | 52.2765 | -7.7612
039105X | MV/LV Substation BA***105X |  | 10 kV | _ | LV | 100 kVA :Pole Substation | 0.1 | --> | 0.1 | 0.04 | 11.03 |  | --> | 0.095 | 0 | 0.017 | 0.074 | 0 |  | --> | C28 ex SALTHILL | Salthill [T101,T102] | SALTHILL |  | 53.25 | -9.1636
054007 | MV/LV Substation ST***007 |  | 20 kV | _ | LV | 50 kVA :Pole Substation | 0.05 | --> | 0.05 | 0 | 0 | Constrained, otherwise capacity available =50 kVA | --> | 0.048 | 0 | 0.032 | 0 | 0 | Constrained, otherwise capacity available =24 kW | --> | E12 ex PORTLAOISE | Portlaoise [T423,T424] | PORTLAOISE |  | 53.0127 | -7.1542
033749Y | MV/LV Substation GR***749Y |  | 10 kV | _ | LV | 400 kVA :Kiosk Substation | 0.4 | --> | 0.4 | 0 | 0 | Constrained, otherwise capacity available =348 kVA | --> | 0.38 | 0 | 0 | 0.059 | 0 | Constrained, otherwise capacity available =373 kW | --> | C16 ex CREGG ROAD | Cregg Road [T41,T42] | BALLYDINE |  | 52.3524 | -7.4012
058148X | MV/LV Substation WO***148X |  | 10 kV | _ | LV | 200 kVA :Pole Substation | 0.2 | --> | 0.2 | 0.086 | 0.18 |  | --> | 0.19 | 0 | 0.011 | 0 | 0 | Constrained, otherwise capacity available =166 kW | --> | C15 ex TOOMEVARA | Toomevara [T42] | NENAGH |  | 52.889 | -8.0515
020209 | MV/LV Substation KA***209 |  | 10 kV | _ | LV | 200 kVA :Pole Substation | 0.2 | --> | 0.2 | 0 | 0 | Constrained, otherwise capacity available =159 kVA | --> | 0.19 | 0 | 0 | 0 | 0 | Constrained, otherwise capacity available =184 kW | --> | C18 ex COOLCORCORAN | Coolcorcoran [T41,T42] | KNOCKEARAGH |  | 52.0402 | -9.6305
157071X | MV/LV Substation PU***071X |  | 20 kV | _ | LV | 100 kVA :Pole Substation | 0.1 | --> | 0.1 | 0.092 | 1.55 |  | --> | 0.095 | 0 | 0 | 0 | 0 | Constrained, otherwise capacity available =94 kW | --> | E11 ex CARRIGALLEN | Carrigallen [T421] | CARRICK ON SHANNON |  | 54.0593 | -7.7679
152351 | MV/LV Substation DR***351 |  | 20 kV | _ | LV | 50 kVA :Pole Substation | 0.05 | --> | 0.05 | 0 | 0 | Constrained, otherwise capacity available =44 kVA | --> | 0.048 | 0 | 0 | 0 | 0 | Constrained, otherwise capacity available =47 kW | --> | E33 ex CAPPAMORE | Cappamore [T41,T42] | ARDNACRUSHA |  | 52.5701 | -8.3381
068295 | MV/LV Substation HE***295 |  | 10 kV | _ | LV | 1000 kVA :Building Structure | 1 | --> | 1 | 0.433 | 3.38 |  | --> | 0.95 | 0 | 0.011 | 0.5 | 0 |  | --> | C11 ex MERRION SQUARE | Merrion Square [T41,T42] | RINGSEND |  | 53.3358 | -6.2459
006282 | MV/LV Substation FA***282 |  | 20 kV | _ | LV | 200 kVA :Pole Substation | 0.2 | --> | 0.2 | 0 | 0 | Constrained, otherwise capacity available =192 kVA | --> | 0.19 | 0 | 0 | 0 | 0 | Constrained, otherwise capacity available =189 kW | --> | E15 ex CLONROCHE | Clonroche [T421,T422] | WEXFORD |  | 52.4504 | -6.7133
108171X | MV/LV Substation QU***171X |  | 20 kV | _ | LV | 50 kVA :Pole Substation | 0.05 | --> | 0.05 | 0.049 | 1.57 |  | --> | 0.048 | 0 | 0 | 0 | 0 | Constrained, otherwise capacity available =47 kW | --> | C17 ex BALLYSHANNON | Ballyshannon [T41,T42] | CATHALEENS FALL |  | 54.5246 | -8.0911
014166 | MV/LV Substation BE***166 |  | 10 kV | _ | LV | 400 kVA :Kiosk Substation | 0.4 | --> | 0.4 | 0 | 0 | Constrained, otherwise capacity available =316 kVA | --> | 0.38 | 0 | 0 | 0 | 0 | Constrained, otherwise capacity available =368 kW | --> | C11 ex MORRISTOWN | Morristown [T41,T42] | NEWBRIDGE |  | 53.1776 | -6.8166
1204343 | MV/LV Substation BA***4343 |  | 10 kV | _ | LV | 400 kVA :Kiosk Substation | 0.4 | --> | 0.4 | 0 | 0 | Constrained, otherwise capacity available =352 kVA | --> | 0.38 | 0 | 0.02 | 0 | 0 | Constrained, otherwise capacity available =359 kW | --> | C15 ex BLAKE | Blake [T41,T42] | BLAKE |  | 53.302 | -6.8228
064847Y | MV/LV Substation BL***847Y |  | 20 kV | _ | LV | 50 kVA :Pole Substation | 0.05 | --> | 0.05 | 0 | 0 | Constrained, otherwise capacity available =43 kVA | --> | 0.048 | 0 | 0 | 0 | 0 | Constrained, otherwise capacity available =47 kW | --> | C21 ex TERMONFECKIN ROAD | Termonfeckin Road [T41,T42] | DRYBRIDGE |  | 53.7773 | -6.2971
051516X | MV/LV Substation TO***516X |  | 20 kV | _ | LV | 100 kVA :Pole Substation | 0.1 | --> | 0.1 | 0.087 | 2.22 |  | --> | 0.095 | 0 | 0.009 | 0.087 | 0 |  | --> | E21 ex CLARA | Clara [T421,T422] | THORNSBERRY |  | 53.3794 | -7.6619
038687 | MV/LV Substation CR***687 |  | 20 kV | _ | LV | 50 kVA :Pole Substation | 0.05 | --> | 0.05 | 0 | 0 | Constrained, otherwise capacity available =34 kVA | --> | 0.048 | 0 | 0 | 0 | 0 | Constrained, otherwise capacity available =45 kW | --> | E15 ex GORT | Gort [T41,T42] | ENNIS |  | 53.164 | -8.7865
2534449 | MV/LV Substation MA***4449 |  | 20 kV | _ | LV | 200 kVA :Pole Substation | 0.2 | --> | 0.2 | 0 | 0 | Constrained, otherwise capacity available =123 kVA | --> | 0.19 | 0 | 0 | 0 | 0 | Constrained, otherwise capacity available =179 kW | --> | E17 ex HEADFORD | Headford [T41,T42] | CLOON |  | 53.4278 | -9.0451
281751Z | MV/LV Substation TH***751Z |  | 10 kV | _ | LV | 50 kVA :Pole Substation | 0.05 | --> | 0.05 | 0 | 0 | Constrained, otherwise capacity available =50 kVA | --> | 0.048 | 0 | 0 | 0 | 0 | Constrained, otherwise capacity available =48 kW | --> | C17 ex CARRIGALINE | Carrigaline [T41,T42] | BARNAHELY |  | 51.8169 | -8.373
075894 | MV/LV Substation BA***894 |  | 20 kV | _ | LV | 50 kVA :Pole Substation | 0.05 | --> | 0.05 | 0.035 | 4.38 |  | --> | 0.048 | 0 | 0 | 0.046 | 0 |  | --> | E17 ex CRANE | Crane [T122] | CRANE |  | 52.5499 | -6.4656
109038 | MV/LV Substation FE***038 |  | 10 kV | _ | LV | 400 kVA :Building Structure | 0.4 | --> | 0.4 | 0.277 | 0.38 |  | --> | 0.38 | 0 | 0.011 | 0.355 | 0 |  | --> | C15 ex RINEANNA | Rineanna [T41,T42] | DRUMLINE |  | 52.701 | -8.8952
253926 | MV/LV Substation BR***926 |  | 10 kV | _ | LV | 50 kVA :Pole Substation | 0.05 | --> | 0.05 | 0.043 | 10.7 |  | --> | 0.048 | 0 | 0 | 0 | 0 | Constrained, otherwise capacity available =46 kW | --> | C14 ex CLOON | Cloon [T42,T421] | CLOON |  | 53.4397 | -8.8428
037991X | MV/LV Substation FE***991X |  | 10 kV | _ | LV | 400 kVA :Kiosk Substation | 0.4 | --> | 0.4 | 0.333 | 13.05 |  | --> | 0.38 | 0 | 0.036 | 0.344 | 0 |  | --> | C18 ex ENNIS | Ennis [T101,T102] | ENNIS |  | 52.8518 | -8.9663
068446 | MV/LV Substation HO***446 |  | 10 kV | _ | LV | 400 kVA :Building Structure | 0.4 | --> | 0.4 | 0.322 | 14.34 |  | --> | 0.38 | 0 | 0 | 0.369 | 0 |  | --> | C18 ex NORTH QUAYS | North Quays [T101,T102,T103] | POOLBEG |  | 53.3597 | -6.2382
054142X | MV/LV Substation PA***142X |  | 10 kV | _ | LV | 100 kVA :Pole Substation | 0.1 | --> | 0.1 | 0 | 0 | Constrained, otherwise capacity available =90 kVA | --> | 0.095 | 0 | 0 | 0 | 0 | Constrained, otherwise capacity available =94 kW | --> | C16 ex PALLAS | Pallas [T41,T42] | PORTLAOISE |  | 53.0344 | -7.3414
154636 | MV/LV Substation WA***636 |  | 10 kV | _ | LV | 200 kVA :Building Structure | 0.2 | --> | 0.2 | 0 | 0 | Constrained, otherwise capacity available =188 kVA | --> | 0.19 | 0 | 0.006 | 0.184 | 0 |  | --> | C14 ex MACETOWN | Macetown [T101,T102] | MACETOWN |  | 53.4068 | -6.4131
365058X | MV/LV Substation CL***058X |  | 10 kV | _ | LV | 1000 kVA :Building Structure | 1 | --> | 1 | 0 | 0 | Constrained, otherwise capacity available =756 kVA | --> | 0.95 | 0 | 0 | 0.5 | 0 |  | --> | C20 ex CLONDALKIN | Clondalkin [T41,T42,T44] | INCHICORE 220KV |  | 53.3203 | -6.3935
2484205 | MV/LV Substation TH***4205 |  | 20 kV | _ | LV | 400 kVA :Kiosk Substation | 0.4 | --> | 0.4 | 0.33 | 0.33 | Constrained, otherwise capacity available =343 kVA | --> | 0.38 | 0 | 0.005 | 0 | 0 | Constrained, otherwise capacity available =368 kW | --> | E33 ex TRIM | Trim [T421] | NAVAN |  | 53.4879 | -6.806
142653 | MV/LV Substation GI***653 |  | 20 kV | _ | LV | 50 kVA :Pole Substation | 0.05 | --> | 0.05 | 0 | 0 | Constrained, otherwise capacity available =20 kVA | --> | 0.048 | 0 | 0 | 0 | 0 | Constrained, otherwise capacity available =43 kW | --> | E21 ex ATHENRY | Athenry [T423] | GALWAY 110KV |  | 53.4286 | -8.64
009776 | MV/LV Substation SI***776 |  | 10 kV | _ | LV | 30 kVA :Pole Substation | 0.03 | --> | 0.03 | 0 | 0 | Constrained, otherwise capacity available =28 kVA | --> | 0.028 | 0 | 0 | 0 | 0 | Constrained, otherwise capacity available =28 kW | --> | C12 ex GRANAGH | Granagh [T41,T42] | WATERFORD |  | 52.3176 | -7.2551
001865 | MV/LV Substation TH***865 |  | 10 kV | _ | LV | 400 kVA :Kiosk Substation | 0.4 | --> | 0.4 | 0.278 | 1.16 |  | --> | 0.38 | 0 | 0 | 0.363 | 0 |  | --> | C21 ex DEANSGRANGE | Deansgrange [T41,T42] | CARRICKMINES |  | 53.2669 | -6.1849
068900X | MV/LV Substation AB***900X |  | 10 kV | _ | LV | 630 kVA :Building Structure | 0.63 | --> | 0.63 | 0.5 | 14.34 |  | --> | 0.598 | 0 | 0 | 0.5 | 0 |  | --> | C43 ex NORTH QUAYS | North Quays [T101,T102,T103] | POOLBEG |  | 53.3505 | -6.2362
099979 | MV/LV Substation HO***979 |  | 10 kV | _ | LV | 630 kVA :Kiosk Substation | 0.63 | --> | 0.63 | 0 | 0 | Constrained, otherwise capacity available =284 kVA | --> | 0.598 | 0 | 0.155 | 0 | 0 | Constrained, otherwise capacity available =435 kW | --> | C15 ex CULLION | Cullion [T41,T42] | LETTERKENNY |  | 54.9433 | -7.6987
059123 | MV/LV Substation TU***123 |  | 10 kV | _ | LV | 400 kVA :Kiosk Substation | 0.4 | --> | 0.4 | 0 | 0 | Constrained, otherwise capacity available =284 kVA | --> | 0.38 | 0 | 0.018 | 0 | 0 | Constrained, otherwise capacity available =350 kW | --> | C16 ex DERRYCRAMPH | Derrycramph [T41,T42] | SHANKILL |  | 53.985 | -7.3567
052666Z | MV/LV Substation GR***666Z |  | 10 kV | _ | LV | 1000 kVA :Kiosk Substation | 1 | --> | 1 | 0.5 | 10.9 |  | --> | 0.95 | 0 | 0.01 | 0.5 | 0 |  | --> | C12 ex MULLINGAR | Mullingar [T101,T102] | MULLINGAR |  | 53.5254 | -7.3506
0444005 | MV/LV Substation OD***4005 |  | 20 kV | _ | LV | 50 kVA :Pole Substation | 0.05 | --> | 0.05 | 0.049 | 2.33 |  | --> | 0.048 | 0 | 0 | 0 | 0 | Constrained, otherwise capacity available =47 kW | --> | E13 ex MOY | Moy [T421,T422] | MOY |  | 54.0021 | -9.1675
001136 | MV/LV Substation BI***136 |  | 10 kV | _ | LV | 400 kVA :Kiosk Substation | 0.4 | --> | 0.4 | 0 | 0 | Constrained, otherwise capacity available =168 kVA | --> | 0.38 | 0 | 0.03 | 0.325 | 0 |  | --> | C19 ex DUNDRUM | Dundrum [T41,T42] | BLACKROCK |  | 53.3049 | -6.2459
251017 | MV/LV Substation CU***017 |  | 10 kV | _ | LV | 100 kVA :Pole Substation | 0.1 | --> | 0.1 | 0 | 0 | Constrained, otherwise capacity available =89 kVA | --> | 0.095 | 0 | 0 | 0 | 0 | Constrained, otherwise capacity available =93 kW | --> | C30 ex CLAREGALWAY | Claregalway [T42,T421] | GALWAY 110KV |  | 53.4023 | -9.0127
093046 | MV/LV Substation AR***046 |  | 10 kV | _ | LV | 630 kVA :Building Structure | 0.63 | --> | 0.63 | 0.5 | 12.96 |  | --> | 0.598 | 0 | 0 | 0.5 | 0 |  | --> | C23 ex ARTANE | Artane [T101,T102] | FINGLAS |  | 53.3841 | -6.2136
041818 | MV/LV Substation MU***818 |  | 20 kV | _ | LV | 50 kVA :Pole Substation | 0.05 | --> | 0.05 | 0 | 0 | Constrained, otherwise capacity available =50 kVA | --> | 0.048 | 0 | 0 | 0 | 0 | Constrained, otherwise capacity available =47 kW | --> | E19 ex DALTON | Dalton [T421,T422] | DALTON |  | 53.6712 | -9.1097
011326Z | MV/LV Substation OS***326Z |  | 10 kV | _ | LV | 100 kVA :Pole Substation | 0.1 | --> | 0.1 | 0 | 0 | Constrained, otherwise capacity available =68 kVA | --> | 0.095 | 0 | 0 | 0 | 0 | Constrained, otherwise capacity available =91 kW | --> | C14 ex GORESBRIDGE | Goresbridge [T41,T42] | KILKENNY |  | 52.6011 | -6.9238
032103 | MV/LV Substation EL***103 |  | 10 kV | _ | LV | 400 kVA :Kiosk Substation | 0.4 | --> | 0.4 | 0 | 0 | Constrained, otherwise capacity available =308 kVA | --> | 0.38 | 0 | 0.025 | 0 | 0 | Constrained, otherwise capacity available =349 kW | --> | C12 ex TRAMORE | Tramore [T41,T42] | BUTLERSTOWN |  | 52.1626 | -7.1642
025066 | MV/LV Substation LA***066 |  | 20 kV | _ | LV | 100 kVA :Pole Substation | 0.1 | --> | 0.1 | 0.098 | 2.96 |  | --> | 0.095 | 0 | 0 | 0 | 0 | Constrained, otherwise capacity available =95 kW | --> | E11 ex CHARLEVILLE | Charleville [T421,T422] | CHARLEVILLE |  | 52.4262 | -8.6833
238503 | MV/LV Substation KI***503 |  | 20 kV | _ | LV | 100 kVA :Pole Substation | 0.1 | --> | 0.1 | 0 | 0 | Constrained, otherwise capacity available =63 kVA | --> | 0.095 | 0 | 0 | 0 | 0 | Constrained, otherwise capacity available =90 kW | --> | E17 ex BALLINROBE | Ballinrobe [T421,T422] | DALTON |  | 53.5804 | -9.1216
365099X | MV/LV Substation MO***099X |  | 10 kV | _ | LV | 630 kVA :Building Structure | 0.63 | --> | 0.63 | 0 | 0 | Constrained, otherwise capacity available =518 kVA | --> | 0.598 | 0 | 0.019 | 0.5 | 0 |  | --> | C15 ex CLONDALKIN | Clondalkin [T41,T42,T44] | INCHICORE 220KV |  | 53.3223 | -6.3867
032003 | MV/LV Substation HA***003 |  | 20 kV | _ | LV | 400 kVA :Kiosk Substation | 0.4 | --> | 0.4 | 0 | 0 | Constrained, otherwise capacity available =291 kVA | --> | 0.38 | 0 | 0.02 | 0 | 0 | Constrained, otherwise capacity available =352 kW | --> | E13 ex KILCARRAGH | Kilcarragh [T421,T422] | BUTLERSTOWN |  | 52.1532 | -6.9959
0634193 | MV/LV Substation KN***4193 |  | 10 kV | _ | LV | 50 kVA :Pole Substation | 0.05 | --> | 0.05 | 0 | 0 | Constrained, otherwise capacity available =50 kVA | --> | 0.048 | 0 | 0 | 0 | 0 | Constrained, otherwise capacity available =48 kW | --> | C15 ex BALLYBAILIE | Ballybailie [T41,T42] | DUNDALK |  | 53.9013 | -6.5688
012087 | MV/LV Substation CH***087 |  | 10 kV | _ | LV | 400 kVA :Kiosk Substation | 0.4 | --> | 0.4 | 0 | 0 | Constrained, otherwise capacity available =84 kVA | --> | 0.38 | 0 | 0 | 0 | 0 | Constrained, otherwise capacity available =335 kW | --> | C22 ex POLLERTON | Pollerton [T41,T42] | CARLOW |  | 52.8365 | -6.9301
054009X | MV/LV Substation CO***009X |  | 20 kV | _ | LV | 50 kVA :Pole Substation | 0.05 | --> | 0.05 | 0 | 0 | Constrained, otherwise capacity available =46 kVA | --> | 0.048 | 0 | 0.005 | 0 | 0 | Constrained, otherwise capacity available =43 kW | --> | C15 ex MOUNTRATH | Mountrath [T41,T42] | PORTLAOISE |  | 52.8597 | -7.4158
196861 | MV/LV Substation CA***861 |  | 10 kV | _ | LV | 400 kVA :Kiosk Substation | 0.4 | --> | 0.4 | 0 | 0 | Constrained, otherwise capacity available =290 kVA | --> | 0.38 | 0 | 0 | 0 | 0 | Constrained, otherwise capacity available =365 kW | --> | C18 ex TRIM | Trim [T41,T42] | NAVAN |  | 53.5529 | -6.7879
249157 | MV/LV Substation ID***157 |  | 10 kV | _ | LV | 200 kVA :Pole Substation | 0.2 | --> | 0.2 | 0 | 0 | Constrained, otherwise capacity available =195 kVA | --> | 0.19 | 0 | 0 | 0 | 0 | Constrained, otherwise capacity available =189 kW | --> | C21 ex LISMORE | Lismore [T41,T42] | DUNGARVAN |  | 52.1328 | -7.8428
288045X | MV/LV Substation FR***045X |  | 10 kV | _ | LV | 50 kVA :Pole Substation | 0.05 | --> | 0.05 | 0 | 0 | Constrained, otherwise capacity available =50 kVA | --> | 0.048 | 0 | 0 | 0.048 | 0 |  | --> | C13 ex SANDYFORD | Sandyford [T41,T42] | CARRICKMINES |  | 53.2601 | -6.3016
0224060 | MV/LV Substation BA***4060 |  | 10 kV | _ | LV | 50 kVA :Pole Substation | 0.05 | --> | 0.05 | 0.035 | 2.24 |  | --> | 0.048 | 0 | 0 | 0 | 0 | Constrained, otherwise capacity available =45 kW | --> | C19 ex CASTLETOWNROCHE | Castletownroche [T41] | MALLOW |  | 52.1978 | -8.4573
0184038 | MV/LV Substation CL***4038 |  | 10 kV | _ | LV | 100 kVA :Pole Substation | 0.1 | --> | 0.1 | 0.081 | 3.75 |  | --> | 0.095 | 0 | 0 | 0 | 0 | Constrained, otherwise capacity available =92 kW | --> | C13 ex SMEARLA | Smearla [T41,T42] | TRIEN |  | 52.4529 | -9.4875
067685 | MV/LV Substation CI***685 |  | 10 kV | _ | LV | 200 kVA :Kiosk Substation | 0.2 | --> | 0.2 | 0.129 | 13.8 |  | --> | 0.19 | 0 | 0.012 | 0.171 | 0 |  | --> | C18 ex SINGLAND | Singland [T101,T102] | SINGLAND |  | 52.6652 | -8.5756
118185Y | MV/LV Substation DU***185Y |  | 20 kV | _ | LV | 100 kVA :Pole Substation | 0.1 | --> | 0.1 | 0 | 0 | Constrained, otherwise capacity available =90 kVA | --> | 0.095 | 0 | 0.006 | 0 | 0 | Constrained, otherwise capacity available =89 kW | --> | E15 ex CREAGH | Creagh [T421,T422] | ATHLONE |  | 53.3496 | -8.0852
111236 | MV/LV Substation CO***236 |  | 20 kV | _ | LV | 50 kVA :Pole Substation | 0.05 | --> | 0.05 | 0 | 0 | Constrained, otherwise capacity available =45 kVA | --> | 0.048 | 0 | 0 | 0 | 0 | Constrained, otherwise capacity available =47 kW | --> | E11 ex BALLYDEHOB | Ballydehob [T421] | DUNMANWAY |  | 51.5305 | -9.5387
136509Y | MV/LV Substation MC***509Y |  | 10 kV | _ | LV | 200 kVA :Kiosk Substation | 0.2 | --> | 0.2 | 0 | 0 | Constrained, otherwise capacity available =150 kVA | --> | 0.19 | 0 | 0 | 0 | 0 | Constrained, otherwise capacity available =183 kW | --> | C13 ex ROSCOMMON | Roscommon [T41,T42] | LANESBORO |  | 53.627 | -8.1871
022132 | MV/LV Substation MY***132 |  | 10 kV | _ | LV | 100 kVA :Pole Substation | 0.1 | --> | 0.1 | 0.086 | 2.24 |  | --> | 0.095 | 0 | 0 | 0 | 0 | Constrained, otherwise capacity available =93 kW | --> | C19 ex CASTLETOWNROCHE | Castletownroche [T41] | MALLOW |  | 52.168 | -8.4695
0214217 | MV/LV Substation HO***4217 |  | 10 kV | _ | LV | 1000 kVA :Building Structure | 1 | --> | 1 | 0.5 | 4.67 |  | --> | 0.95 | 0 | 0 | 0.5 | 0 |  | --> | C13 ex CENTRE PARK ROAD | Marina [T105,T106] | MARINA |  | 51.9008 | -8.459
008777 | MV/LV Substation BA***777 |  | 10 kV | _ | LV | 200 kVA :Pole Substation | 0.2 | --> | 0.2 | 0 | 0 | Constrained, otherwise capacity available =125 kVA | --> | 0.19 | 0 | 0 | 0 | 0 | Constrained, otherwise capacity available =180 kW | --> | E11 ex KNOCKMULLEN | Knockmullen [T42,T421] | GREAT ISLAND |  | 52.4485 | -6.8646
365950 | MV/LV Substation CA***950 |  | 10 kV | _ | LV | 400 kVA :Building Structure | 0.4 | --> | 0.4 | 0 | 0 | Constrained, otherwise capacity available =168 kVA | --> | 0.38 | 0 | 0.002 | 0.346 | 0 |  | --> | C19 ex BELGARD | Belgard [T41,T42] | COOKSTOWN |  | 53.2929 | -6.3672
237700 | MV/LV Substation MA***700 |  | 10 kV | _ | LV | 50 kVA :Pole Substation | 0.05 | --> | 0.05 | 0 | 0 | Constrained, otherwise capacity available =48 kVA | --> | 0.048 | 0 | 0.01 | 0 | 0 | Constrained, otherwise capacity available =40 kW | --> | C11 ex KILSARAN | Kilsaran [T42] | DRYBRIDGE |  | 53.9013 | -6.4413
093114 | MV/LV Substation BU***114 |  | 10 kV | _ | LV | 400 kVA :Building Structure | 0.4 | --> | 0.4 | 0.242 | 12.96 |  | --> | 0.38 | 0 | 0.025 | 0.339 | 0 |  | --> | C19 ex ARTANE | Artane [T101,T102] | FINGLAS |  | 53.3932 | -6.2048
066145 | MV/LV Substation BR***145 |  | 10 kV | _ | LV | 400 kVA :Kiosk Substation | 0.4 | --> | 0.4 | 0 | 0 | Constrained, otherwise capacity available =249 kVA | --> | 0.38 | 0 | 0.004 | 0 | 0 | Constrained, otherwise capacity available =356 kW | --> | C23 ex SWORDS | Swords [T41,T42] | GLASMORE |  | 53.4595 | -6.2224
1804161 | MV/LV Substation KI***4161 |  | 10 kV | _ | LV | 100 kVA :Pole Substation | 0.1 | --> | 0.1 | 0.086 | 1.4 |  | --> | 0.095 | 0 | 0.028 | 0 | 0 | Constrained, otherwise capacity available =72 kW | --> | C26 ex KELLS | Kells [T41,T42] | NAVAN |  | 53.7119 | -6.8275
0684584 | MV/LV Substation CA***4584 |  | 10 kV | _ | LV | 400 kVA :Kiosk Substation | 0.4 | --> | 0.4 | 0 | 0 | Constrained, otherwise capacity available =361 kVA | --> | 0.38 | 0 | 0 | 0.375 | 0 |  | --> | C18 ex CAMDEN ROW | Camden Row [T41] | FRANCIS STREET |  | 53.3363 | -6.2676
3654168 | MV/LV Substation ML***4168 |  | 10 kV | _ | LV | 630 kVA :Building Structure | 0.63 | --> | 0.63 | 0 | 0 | Constrained, otherwise capacity available =630 kVA | --> | 0.598 | 0 | 0 | 0.5 | 0 |  | --> | C22 ex FORTUNESTOWN | Fortunestown [T101,T102] | INCHICORE 220KV |  | 53.2943 | -6.4482
043431X | MV/LV Substation GA***431X |  | 20 kV | _ | LV | 400 kVA :Kiosk Substation | 0.4 | --> | 0.4 | 0.344 | 0.43 |  | --> | 0.38 | 0 | 0 | 0 | 0 | Constrained, otherwise capacity available =372 kW | --> | C20 ex SWINFORD | Swinford [T41,T42] | CASTLEBAR |  | 53.8572 | -8.8454
127438Y | MV/LV Substation MI***438Y |  | 10 kV | _ | LV | 100 kVA :Pole Substation | 0.1 | --> | 0.1 | 0 | 0 | Constrained, otherwise capacity available =89 kVA | --> | 0.095 | 0 | 0 | 0 | 0 | Constrained, otherwise capacity available =94 kW | --> | C12 ex LOUGHTAGALLA | Loughtagalla [T41,T42] | THURLES |  | 52.6695 | -7.7984
0674071 | MV/LV Substation QU***4071 |  | 10 kV | _ | LV | 50 kVA :Pole Substation | 0.05 | --> | 0.05 | 0 | 0 | Constrained, otherwise capacity available =50 kVA | --> | 0.048 | 0 | 0 | 0 | 0 | Constrained, otherwise capacity available =48 kW | --> | C16 ex GILLOGUE | Gillogue [T41,T42] | ARDNACRUSHA |  | 52.6911 | -8.6272
1764281 | MV/LV Substation UM***4281 |  | 10 kV | _ | LV | 50 kVA :Pole Substation | 0.05 | --> | 0.05 | 0.05 | 18.78 |  | --> | 0.048 | 0 | 0 | 0.048 | 0 |  | --> | E11 ex HARTNETTS CROSS | Hartnetts Cross [T121,T422] | HARTNETTS CROSS |  | 51.9027 | -8.9412
017756Y | MV/LV Substation CO***756Y |  | 20 kV | _ | LV | 50 kVA :Pole Substation | 0.05 | --> | 0.05 | 0.048 | 1.98 |  | --> | 0.048 | 0 | 0 | 0 | 0 | Constrained, otherwise capacity available =47 kW | --> | E14 ex RATHKEALE | Rathkeale [T421,T422] | RATHKEALE |  | 52.5151 | -8.723
011676Z | MV/LV Substation RO***676Z |  | 10 kV | _ | LV | 400 kVA :Kiosk Substation | 0.4 | --> | 0.4 | 0 | 0 | Constrained, otherwise capacity available =367 kVA | --> | 0.38 | 0 | 0.005 | 0 | 0 | Constrained, otherwise capacity available =372 kW | --> | C19 ex ROSEHILL | Rosehill [T41,T42] | KILKENNY |  | 52.6421 | -7.2606
305497 | MV/LV Substation TH***497 |  | 10 kV | _ | LV | 100 kVA :Pole Substation | 0.1 | --> | 0.1 | 0.07 | 0.3 |  | --> | 0.095 | 0 | 0.019 | 0 | 0 | Constrained, otherwise capacity available =77 kW | --> | C15 ex BANAGHER | Banagher [T41,T42] | DALLOW |  | 53.184 | -7.9802
071915 | MV/LV Substation BU***915 |  | 10 kV | _ | LV | 630 kVA :Building Structure | 0.63 | --> | 0.63 | 0.5 | 5.58 |  | --> | 0.598 | 0 | 0 | 0.5 | 0 |  | --> | C14 ex KILCOOLE | Kilcoole [T41,T42] | FASSAROE |  | 53.1028 | -6.0709
144901 | MV/LV Substation CL***901 |  | 10 kV | _ | LV | 100 kVA :Pole Substation | 0.1 | --> | 0.1 | 0 | 0 | Constrained, otherwise capacity available =78 kVA | --> | 0.095 | 0 | 0.005 | 0 | 0 | Constrained, otherwise capacity available =88 kW | --> | C15 ex CASTLECOMER | Castlecomer [T41,T42] | BALLYRAGGET |  | 52.8601 | -7.1639
050054 | MV/LV Substation CE***054 |  | 10 kV | _ | LV | 630 kVA :Building Structure | 0.63 | --> | 0.63 | 0 | 0 | Constrained, otherwise capacity available =319 kVA | --> | 0.598 | 0 | 0.008 | 0 | 0 | Constrained, otherwise capacity available =549 kW | --> | C14 ex ATHLONE | Athlone [T41,T42] | ATHLONE |  | 53.4228 | -7.9483
064718X | MV/LV Substation JU***718X |  | 20 kV | _ | LV | 50 kVA :Pole Substation | 0.05 | --> | 0.05 | 0 | 0 | Constrained, otherwise capacity available =50 kVA | --> | 0.048 | 0 | 0 | 0 | 0 | Constrained, otherwise capacity available =48 kW | --> | E17 ex JULIANSTOWN | Julianstown [T421,T422] | DRYBRIDGE |  | 53.6704 | -6.2785
011022 | MV/LV Substation HO***022 |  | 10 kV | _ | LV | 630 kVA :Building Structure | 0.63 | --> | 0.63 | 0 | 0 | Constrained, otherwise capacity available =414 kVA | --> | 0.598 | 0 | 0 | 0 | 0 | Constrained, otherwise capacity available =568 kW | --> | C19 ex ROSEHILL | Rosehill [T41,T42] | KILKENNY |  | 52.6422 | -7.2613
233151X | MV/LV Substation GL***151X |  | 10 kV | _ | LV | 50 kVA :Pole Substation | 0.05 | --> | 0.05 | 0 | 0 | Constrained, otherwise capacity available =50 kVA | --> | 0.048 | 0 | 0 | 0 | 0 | Constrained, otherwise capacity available =48 kW | --> | C23 ex CASTLEISLAND | Castleisland [T41,T42] | TRALEE |  | 52.2555 | -9.4407
116789X | MV/LV Substation JA***789X |  | 10 kV | _ | LV | 400 kVA :Kiosk Substation | 0.4 | --> | 0.4 | 0.191 | 7.32 |  | --> | 0.38 | 0 | 0.006 | 0.346 | 0 |  | --> | C13 ex CARROWBEG | Carrowbeg [T41,T42] | CARROWBEG |  | 53.7999 | -9.5229
0014196 | MV/LV Substation MO***4196 |  | 10 kV | _ | LV | 630 kVA :Building Structure | 0.63 | --> | 0.63 | 0.5 | 4.37 |  | --> | 0.598 | 0 | 0.01 | 0.5 | 0 |  | --> | C14 ex DUN LAOGHAIRE | Dun Laoghaire [T41,T42] | BLACKROCK |  | 53.2863 | -6.1548
015628 | MV/LV Substation VA***628 |  | 20 kV | _ | LV | 50 kVA :Pole Substation | 0.05 | --> | 0.05 | 0 | 0 | Constrained, otherwise capacity available =26 kVA | --> | 0.048 | 0 | 0.005 | 0 | 0 | Constrained, otherwise capacity available =40 kW | --> | E17 ex BLESSINGTON | Blessington [T421,T422] | KILTEEL |  | 53.1058 | -6.5254
1544101 | MV/LV Substation LI***4101 |  | 10 kV | _ | LV | 400 kVA :Kiosk Substation | 0.4 | --> | 0.4 | 0 | 0 | Constrained, otherwise capacity available =270 kVA | --> | 0.38 | 0 | 0.133 | 0 | 0 | Constrained, otherwise capacity available =263 kW | --> | C21 ex MONEYCOOLEY | Moneycooley [T41,T42,T44] | GRIFFINRATH |  | 53.3824 | -6.5821
017693Y | MV/LV Substation LO***693Y |  | 20 kV | _ | LV | 200 kVA :Pole Substation | 0.2 | --> | 0.2 | 0.159 | 1.58 |  | --> | 0.19 | 0 | 0.005 | 0 | 0 | Constrained, otherwise capacity available =181 kW | --> | C17 ex FOYNES | Foynes [T41,T42] | RATHKEALE |  | 52.5943 | -9.1955
0214164 | MV/LV Substation SI***4164 |  | 10 kV | _ | LV | 50 kVA :Pole Substation | 0.05 | --> | 0.05 | 0 | 0 | Constrained, otherwise capacity available =44 kVA | --> | 0.048 | 0 | 0 | 0.047 | 0 |  | --> | C18 ex MAYFIELD | Mayfield [T41,T42] | KILBARRY |  | 51.9179 | -8.4257
2444010 | MV/LV Substation BR***4010 |  | 20 kV | _ | LV | 50 kVA :Pole Substation | 0.05 | --> | 0.05 | 0 | 0 | Constrained, otherwise capacity available =50 kVA | --> | 0.048 | 0 | 0 | 0 | 0 | Constrained, otherwise capacity available =48 kW | --> | E12 ex MILLTOWN (SR) | Milltown (sr) [T421,T422] | OUGHTRAGH |  | 52.0219 | -9.792
021578Z | MV/LV Substation MO***578Z |  | 10 kV | _ | LV | 630 kVA :Kiosk Substation | 0.63 | --> | 0.63 | 0 | 0 | Constrained, otherwise capacity available =617 kVA | --> | 0.598 | 0 | 0 | 0.5 | 0 |  | --> | C16 ex MAYFIELD | Mayfield [T41,T42] | KILBARRY |  | 51.912 | -8.4403
0814150 | MV/LV Substation WE***4150 |  | 10 kV | _ | LV | 630 kVA :Kiosk Substation | 0.63 | --> | 0.63 | 0 | 0 | Constrained, otherwise capacity available =348 kVA | --> | 0.598 | 0 | 0.197 | 0 | 0 | Constrained, otherwise capacity available =413 kW | --> | C12 ex MONEYCOOLEY | Moneycooley [T41,T42,T44] | GRIFFINRATH |  | 53.3668 | -6.5222
013909Y | MV/LV Substation WH***909Y |  | 10 kV | _ | LV | 200 kVA :Kiosk Substation | 0.2 | --> | 0.2 | 0.121 | 0.12 | Constrained, otherwise capacity available =157 kVA | --> | 0.19 | 0 | 0.004 | 0.181 | 0 |  | --> | C23 ex ATHY | Athy [T101,T102] | ATHY |  | 52.9459 | -7.0364
281082 | MV/LV Substation SK***082 |  | 10 kV | _ | LV | 400 kVA :Kiosk Substation | 0.4 | --> | 0.4 | 0 | 0 | Constrained, otherwise capacity available =236 kVA | --> | 0.38 | 0 | 0.029 | 0 | 0 | Constrained, otherwise capacity available =335 kW | --> | C16 ex DOUGLAS | Douglas [T41,T42] | TRABEG |  | 51.888 | -8.42
248010X | MV/LV Substation BA***010X |  | 20 kV | _ | LV | 50 kVA :Pole Substation | 0.05 | --> | 0.05 | 0 | 0 | Constrained, otherwise capacity available =43 kVA | --> | 0.048 | 0 | 0 | 0 | 0 | Constrained, otherwise capacity available =46 kW | --> | E14 ex KILCOCK | Kilcock [T421,T422] | GRIFFINRATH |  | 53.5257 | -6.6687
157204 | MV/LV Substation GA***204 |  | 20 kV | _ | LV | 50 kVA :Pole Substation | 0.05 | --> | 0.05 | 0.046 | 1.55 |  | --> | 0.048 | 0 | 0 | 0 | 0 | Constrained, otherwise capacity available =47 kW | --> | E11 ex CARRIGALLEN | Carrigallen [T421] | CARRICK ON SHANNON |  | 54.0577 | -7.7324
007184Z | MV/LV Substation BL***184Z |  | 10 kV | _ | LV | 200 kVA :Kiosk Substation | 0.2 | --> | 0.2 | 0.075 | 16.12 |  | --> | 0.19 | 0 | 0.016 | 0.16 | 0 |  | --> | E14 ex WEXFORD | Wexford [T121,T122] | WEXFORD |  | 52.3334 | -6.488
082642 | MV/LV Substation BE***642 |  | 20 kV | _ | LV | 50 kVA :Pole Substation | 0.05 | --> | 0.05 | 0 | 0 | Constrained, otherwise capacity available =47 kVA | --> | 0.048 | 0 | 0 | 0 | 0 | Constrained, otherwise capacity available =47 kW | --> | E11 ex ACADEMY STREET | Academy Street [T421,T422,T44] | NAVAN |  | 53.5805 | -6.5353
2884085 | MV/LV Substation FE***4085 |  | 10 kV | _ | LV | 400 kVA :Kiosk Substation | 0.4 | --> | 0.4 | 0 | 0 | Constrained, otherwise capacity available =376 kVA | --> | 0.38 | 0 | 0.005 | 0.373 | 0 |  | --> | C18 ex CARRICKMINES | Carrickmines [T41,T42] | CARRICKMINES |  | 53.2592 | -6.228
0604075 | MV/LV Substation DE***4075 |  | 10 kV | _ | LV | 50 kVA :Pole Substation | 0.05 | --> | 0.05 | 0.04 | 2.57 |  | --> | 0.048 | 0 | 0 | 0 | 0 | Constrained, otherwise capacity available =46 kW | --> | C17 ex ERRIGAL | Errigal [T41,T422] | SHANKILL |  | 54.1095 | -7.0887
366061X | MV/LV Substation BA***061X |  | 20 kV | _ | LV | 50 kVA :Pole Substation | 0.05 | --> | 0.05 | 0.043 | 0.45 |  | --> | 0.048 | 0 | 0.002 | 0 | 0 | Constrained, otherwise capacity available =45 kW | --> | C16 ex CARRAROE | Carraroe [T42] | SCREEB |  | 53.0668 | -9.5321
1174114 | MV/LV Substation RO***4114 |  | 20 kV | _ | LV | 50 kVA :Pole Substation | 0.05 | --> | 0.05 | 0 | 0 | Constrained, otherwise capacity available =50 kVA | --> | 0.048 | 0 | 0 | 0 | 0 | Constrained, otherwise capacity available =48 kW | --> | E18 ex COLLOONEY | Collooney [T421,T422] | SLIGO |  | 54.1231 | -8.4407
127548X | MV/LV Substation RA***548X |  | 10 kV | _ | LV | 100 kVA :Pole Substation | 0.1 | --> | 0.1 | 0 | 0 | Constrained, otherwise capacity available =91 kVA | --> | 0.095 | 0 | 0 | 0 | 0 | Constrained, otherwise capacity available =94 kW | --> | C16 ex LOUGHTAGALLA | Loughtagalla [T41,T42] | THURLES |  | 52.7123 | -7.761
009103 | MV/LV Substation CO***103 |  | 10 kV | _ | LV | 400 kVA :Kiosk Substation | 0.4 | --> | 0.4 | 0.168 | 0.53 |  | --> | 0.38 | 0 | 0 | 0 | 0 | Constrained, otherwise capacity available =347 kW | --> | C17 ex MANOR STREET | Manor Street [T41,T42] | WATERFORD |  | 52.2594 | -7.1081
281654Z | MV/LV Substation ST***654Z |  | 10 kV | _ | LV | 630 kVA :Building Structure | 0.63 | --> | 0.63 | 0.5 | 4.67 |  | --> | 0.598 | 0 | 0.007 | 0.5 | 0 |  | --> | C24 ex CENTRE PARK ROAD | Marina [T105,T106] | MARINA |  | 51.8937 | -8.4678
012785X | MV/LV Substation GR***785X |  | 10 kV | _ | LV | 400 kVA :Kiosk Substation | 0.4 | --> | 0.4 | 0.371 | 1.99 |  | --> | 0.38 | 0 | 0.035 | 0 | 0 | Constrained, otherwise capacity available =350 kW | --> | C18 ex GRAIGUE | Graigue [T41,T42] | CARLOW |  | 52.8421 | -6.937
255975 | MV/LV Substation OU***975 |  | 10 kV | _ | LV | 50 kVA :Pole Substation | 0.05 | --> | 0.05 | 0.036 | 2.09 |  | --> | 0.048 | 0 | 0 | 0 | 0 | Constrained, otherwise capacity available =46 kW | --> | C17 ex KILCAR | Kilcar [T41] | BINBANE |  | 54.6957 | -8.7705
093110 | MV/LV Substation GR***110 |  | 10 kV | _ | LV | 400 kVA :Building Structure | 0.4 | --> | 0.4 | 0 | 0 | Constrained, otherwise capacity available =199 kVA | --> | 0.38 | 0 | 0.033 | 0.327 | 0 |  | --> | C16 ex SANTRY | Santry [T41,T42] | FINGLAS |  | 53.3951 | -6.1991
025582 | MV/LV Substation BR***582 |  | 20 kV | _ | LV | 100 kVA :Pole Substation | 0.1 | --> | 0.1 | 0.031 | 2.96 |  | --> | 0.095 | 0 | 0 | 0 | 0 | Constrained, otherwise capacity available =85 kW | --> | E11 ex CHARLEVILLE | Charleville [T421,T422] | CHARLEVILLE |  | 52.4235 | -8.6627
167110 | MV/LV Substation CA***110 |  | 20 kV | _ | LV | 50 kVA :Pole Substation | 0.05 | --> | 0.05 | 0 | 0 | Constrained, otherwise capacity available =42 kVA | --> | 0.048 | 0 | 0 | 0 | 0 | Constrained, otherwise capacity available =46 kW | --> | E21 ex WHITECHURCH | Whitechurch [T421,T422] | KILBARRY |  | 51.9874 | -8.4739
180024Y | MV/LV Substation KI***024Y |  | 10 kV | _ | LV | 50 kVA :Pole Substation | 0.05 | --> | 0.05 | 0.046 | 1.4 |  | --> | 0.048 | 0 | 0 | 0 | 0 | Constrained, otherwise capacity available =47 kW | --> | C26 ex KELLS | Kells [T41,T42] | NAVAN |  | 53.7114 | -6.8259
117134Y | MV/LV Substation MI***134Y |  | 20 kV | _ | LV | 200 kVA :Kiosk Substation | 0.2 | --> | 0.2 | 0 | 0 | Constrained, otherwise capacity available =166 kVA | --> | 0.19 | 0 | 0 | 0 | 0 | Constrained, otherwise capacity available =185 kW | --> | E20 ex COLLOONEY | Collooney [T421,T422] | SLIGO |  | 54.2095 | -8.5134
066622Z | MV/LV Substation RO***622Z |  | 20 kV | _ | LV | 200 kVA :Pole Substation | 0.2 | --> | 0.2 | 0 | 0 | Constrained, otherwise capacity available =158 kVA | --> | 0.19 | 0 | 0.026 | 0 | 0 | Constrained, otherwise capacity available =165 kW | --> | E18 ex GLASMORE | Glasmore [T421,T422] | GLASMORE |  | 53.4912 | -6.2687
293479Z | MV/LV Substation W ***479Z |  | 20 kV | _ | LV | 630 kVA :Building Structure | 0.63 | --> | 0.63 | 0.431 | 0.43 | Constrained, otherwise capacity available =614 kVA | --> | 0.598 | 0 | 0 | 0 | 0 | Constrained, otherwise capacity available =596 kW | --> | E15 ex TULLOW | Tullow [T421,T422] | CARLOW |  | 52.8021 | -6.7505
0184032 | MV/LV Substation HU***4032 |  | 20 kV | _ | LV | 50 kVA :Pole Substation | 0.05 | --> | 0.05 | 0.044 | 3.75 |  | --> | 0.048 | 0 | 0 | 0 | 0 | Constrained, otherwise capacity available =47 kW | --> | C18 ex SMEARLA | Smearla [T41,T42] | TRIEN |  | 52.3316 | -9.5172
001116 | MV/LV Substation TI***116 |  | 10 kV | _ | LV | 630 kVA :Kiosk Substation | 0.63 | --> | 0.63 | 0.389 | 1.23 |  | --> | 0.598 | 0 | 0.033 | 0.5 | 0 |  | --> | C20 ex SALLYNOGGIN ROAD | Sallynoggin Road [T41,T42] | CHERRYWOOD |  | 53.2886 | -6.1391
052708X | MV/LV Substation KI***708X |  | 20 kV | _ | LV | 400 kVA :Kiosk Substation | 0.4 | --> | 0.4 | 0.328 | 1.25 |  | --> | 0.38 | 0 | 0.003 | 0 | 0 | Constrained, otherwise capacity available =368 kW | --> | C16 ex LOUGHANALLA | Loughanalla [T41,T42] | MULLINGAR |  | 53.681 | -7.2909
082165 | MV/LV Substation C ***165 |  | 20 kV | _ | LV | 100 kVA :Pole Substation | 0.1 | --> | 0.1 | 0.051 | 0.64 |  | --> | 0.095 | 0 | 0.009 | 0 | 0 | Constrained, otherwise capacity available =81 kW | --> | E14 ex RANDALSTOWN | Randalstown [T422] | NAVAN |  | 53.7812 | -6.7139
068141 | MV/LV Substation PO***141 |  | 10 kV | _ | LV | 630 kVA :Building Structure | 0.63 | --> | 0.63 | 0.371 | 6.65 |  | --> | 0.598 | 0 | 0.003 | 0.5 | 0 |  | --> | C21 ex EAST WALL ROAD | East Wall Road [T41,T42] | MCDERMOTT |  | 53.3547 | -6.2283
253586Y | MV/LV Substation FR***586Y |  | 20 kV | _ | LV | 50 kVA :Pole Substation | 0.05 | --> | 0.05 | 0 | 0 | Constrained, otherwise capacity available =50 kVA | --> | 0.048 | 0 | 0 | 0 | 0 | Constrained, otherwise capacity available =48 kW | --> | E13 ex HEADFORD | Headford [T41,T42] | CLOON |  | 53.5685 | -9.1458
132379 | MV/LV Substation KI***379 |  | 20 kV | _ | LV | 50 kVA :Pole Substation | 0.05 | --> | 0.05 | 0 | 0 | Constrained, otherwise capacity available =44 kVA | --> | 0.048 | 0 | 0 | 0 | 0 | Constrained, otherwise capacity available =47 kW | --> | E28 ex LOUGHREA | Loughrea [T41,T42] | SOMERSET |  | 53.2136 | -8.5037
0684217 | MV/LV Substation BL***4217 |  | 10 kV | _ | LV | 1000 kVA :Building Structure | 1 | --> | 1 | 0.5 | 9.02 |  | --> | 0.95 | 0 | 0 | 0.5 | 0 |  | --> | C16 ex MISERY HILL | Misery Hill [T101,T102] | POOLBEG |  | 53.3445 | -6.236
039014 | MV/LV Substation U ***014 |  | 10 kV | _ | LV | 630 kVA :Kiosk Substation | 0.63 | --> | 0.63 | 0.491 | 11.03 |  | --> | 0.598 | 0 | 0 | 0.5 | 0 |  | --> | C31 ex SALTHILL | Salthill [T101,T102] | SALTHILL |  | 53.2871 | -9.066
130245X | MV/LV Substation CN***245X |  | 20 kV | _ | LV | 400 kVA :Kiosk Substation | 0.4 | --> | 0.4 | 0 | 0 | Constrained, otherwise capacity available =353 kVA | --> | 0.38 | 0 | 0.003 | 0 | 0 | Constrained, otherwise capacity available =371 kW | --> | E11 ex FINEA | Finea [T421,T422] | SHANKILL |  | 53.7799 | -7.4847
111018 | MV/LV Substation RE***018 |  | 10 kV | _ | LV | 50 kVA :Pole Substation | 0.05 | --> | 0.05 | 0 | 0 |  | --> | 0.048 | 0 | 0 | 0 | 0 | Constrained, otherwise capacity available =40 kW | --> | C15 ex BANTRY | Bantry [T41,T42] | BALLYLICKY |  | 51.7218 | -9.4494
139761Y | MV/LV Substation CO***761Y |  | 20 kV | _ | LV | 50 kVA :Pole Substation | 0.05 | --> | 0.05 | 0 | 0 | Constrained, otherwise capacity available =48 kVA | --> | 0.048 | 0 | 0 | 0 | 0 | Constrained, otherwise capacity available =47 kW | --> | E16 ex FINEA | Finea [T421,T422] | SHANKILL |  | 53.8824 | -7.5439
122004 | MV/LV Substation LI***004 |  | 10 kV | _ | LV | 400 kVA :Kiosk Substation | 0.4 | --> | 0.4 | 0.258 | 4.18 |  | --> | 0.38 | 0 | 0.011 | 0 | 0 | Constrained, otherwise capacity available =352 kW | --> | C18 ex KINGSCOURT | Kingscourt [T41,T42] | MEATH HILL |  | 53.8991 | -6.804
251530 | MV/LV Substation TO***530 |  | 10 kV | _ | LV | 100 kVA :Pole Substation | 0.1 | --> | 0.1 | 0 | 0 | Constrained, otherwise capacity available =85 kVA | --> | 0.095 | 0 | 0.006 | 0 | 0 | Constrained, otherwise capacity available =88 kW | --> | C30 ex CLAREGALWAY | Claregalway [T42,T421] | GALWAY 110KV |  | 53.3859 | -9.0675
0644179 | MV/LV Substation CO***4179 |  | 10 kV | _ | LV | 400 kVA :Kiosk Substation | 0.4 | --> | 0.4 | 0 | 0 | Constrained, otherwise capacity available =336 kVA | --> | 0.38 | 0 | 0 | 0 | 0 | Constrained, otherwise capacity available =371 kW | --> | C17 ex RATHMULLAN | Rathmullan [T41,T42] | DRYBRIDGE |  | 53.7148 | -6.3566
0664451 | MV/LV Substation ST***4451 |  | 10 kV | _ | LV | 630 kVA :Kiosk Substation | 0.63 | --> | 0.63 | 0 | 0 | Constrained, otherwise capacity available =627 kVA | --> | 0.598 | 0 | 0 | 0 | 0 | Constrained, otherwise capacity available =598 kW | --> | C15 ex MALAHIDE | Malahide [T41,T42] | GLASMORE |  | 53.4137 | -6.1467
0684001 | MV/LV Substation KI***4001 |  | 10 kV | _ | LV | 630 kVA :Kiosk Substation | 0.63 | --> | 0.63 | 0.311 | 9.99 |  | --> | 0.598 | 0 | 0.011 | 0.5 | 0 |  | --> | C23 ex HAROLDS CROSS | Harolds Cross [T101,T102] | POOLBEG |  | 53.3316 | -6.2688
288363X | MV/LV Substation WY***363X |  | 10 kV | _ | LV | 1000 kVA :Building Structure | 1 | --> | 1 | 0.5 | 19.52 |  | --> | 0.95 | 0 | 0 | 0.5 | 0 |  | --> | C22 ex TANEY | Taney [T101,T102] | CARRICKMINES |  | 53.2857 | -6.2391
1534085 | MV/LV Substation BA***4085 |  | 20 kV | _ | LV | 50 kVA :Pole Substation | 0.05 | --> | 0.05 | 0 | 0 | Constrained, otherwise capacity available =44 kVA | --> | 0.048 | 0 | 0.005 | 0 | 0 | Constrained, otherwise capacity available =43 kW | --> | E17 ex BIRDHILL | Birdhill [T421,T422] | ARDNACRUSHA |  | 52.8132 | -8.4273
405451 | MV/LV Substation OR***451 |  | 20 kV | _ | LV | 200 kVA :Pole Substation | 0.2 | --> | 0.2 | 0.183 | 3.03 |  | --> | 0.19 | 0 | 0 | 0 | 0 | Constrained, otherwise capacity available =188 kW | --> | E13 ex MOVILLE | Moville [T421,T422] | TRILLICK |  | 55.2419 | -7.1481
158246X | MV/LV Substation DO***246X |  | 10 kV | _ | LV | 50 kVA :Pole Substation | 0.05 | --> | 0.05 | 0.045 | 0.83 |  | --> | 0.048 | 0 | 0 | 0 | 0 | Constrained, otherwise capacity available =47 kW | --> | C17 ex MILLTOWN MALBAY | Milltown Malbay [T42] | TULLABRACK |  | 52.7952 | -9.3155
023003Y | MV/LV Substation TH***003Y |  | 10 kV | _ | LV | 200 kVA :Kiosk Substation | 0.2 | --> | 0.2 | 0 | 0 | Constrained, otherwise capacity available =160 kVA | --> | 0.19 | 0 | 0.014 | 0 | 0 | Constrained, otherwise capacity available =174 kW | --> | C20 ex COOLCARRON | Coolcarron [T41,T42] | BARRYMORE |  | 52.131 | -8.2889
002182 | MV/LV Substation SC***182 |  | 10 kV | _ | LV | 200 kVA :Building Structure | 0.2 | --> | 0.2 | 0.144 | 4.51 |  | --> | 0.19 | 0 | 0.011 | 0.174 | 0 |  | --> | C20 ex BOGHALL ROAD | Boghall Road [T41,T42] | FASSAROE |  | 53.1882 | -6.1024
046129X | MV/LV Substation SA***129X |  | 10 kV | _ | LV | 50 kVA :Pole Substation | 0.05 | --> | 0.05 | 0.049 | 4.13 |  | --> | 0.048 | 0 | 0 | 0.047 | 0 |  | --> | C13 ex AGHAGAD | Aghagad [T41,T42] | SLIGO |  | 54.4633 | -8.4516
037011 | MV/LV Substation CL***011 |  | 10 kV | _ | LV | 400 kVA :Kiosk Substation | 0.4 | --> | 0.4 | 0 | 0 | Constrained, otherwise capacity available =196 kVA | --> | 0.38 | 0 | 0.024 | 0 | 0 | Constrained, otherwise capacity available =334 kW | --> | C15 ex CAHIRCALLA | Cahircalla [T41,T42] | ENNIS |  | 52.8149 | -8.9663
068034 | MV/LV Substation PO***034 |  | 10 kV | _ | LV | 630 kVA :Building Structure | 0.63 | --> | 0.63 | 0.5 | 6.65 |  | --> | 0.598 | 0 | 0 | 0.5 | 0 |  | --> | C13 ex EAST WALL ROAD | East Wall Road [T41,T42] | MCDERMOTT |  | 53.3508 | -6.2191
253729Z | MV/LV Substation TU***729Z |  | 10 kV | _ | LV | 50 kVA :Pole Substation | 0.05 | --> | 0.05 | 0.047 | 10.7 |  | --> | 0.048 | 0 | 0 | 0 | 0 | Constrained, otherwise capacity available =47 kW | --> | C22 ex CLOON | Cloon [T42,T421] | CLOON |  | 53.4964 | -8.8452
052058X | MV/LV Substation GR***058X |  | 10 kV | _ | LV | 400 kVA :Kiosk Substation | 0.4 | --> | 0.4 | 0.26 | 10.9 |  | --> | 0.38 | 0 | 0.004 | 0.358 | 0 |  | --> | C18 ex MULLINGAR | Mullingar [T101,T102] | MULLINGAR |  | 53.5229 | -7.3616
052460Y | MV/LV Substation CL***460Y |  | 20 kV | _ | LV | 200 kVA :Pole Substation | 0.2 | --> | 0.2 | 0 | 0 | Constrained, otherwise capacity available =142 kVA | --> | 0.19 | 0 | 0 | 0 | 0 | Constrained, otherwise capacity available =182 kW | --> | E18 ex BALLINDERRY | Ballinderry [T41,T422] | MULLINGAR |  | 53.5201 | -7.292
503655 | MV/LV Substation GA***655 |  | 10 kV | _ | LV | 200 kVA :Pole Substation | 0.2 | --> | 0.2 | 0.19 | 1.69 |  | --> | 0.19 | 0 | 0 | 0 | 0 | Constrained, otherwise capacity available =189 kW | --> | C11 ex NEWTOWNCUNNINGHAM | Newtowncunningham [T41,T42] | LETTERKENNY |  | 54.9807 | -7.4188
160978X | MV/LV Substation TH***978X |  | 20 kV | _ | LV | 100 kVA :Pole Substation | 0.1 | --> | 0.1 | 0 | 0 | Constrained, otherwise capacity available =94 kVA | --> | 0.095 | 0 | 0 | 0 | 0 | Constrained, otherwise capacity available =94 kW | --> | E11 ex PORTLAOISE |  |  |  | 53.0587 | -7.208
0394074 | MV/LV Substation BA***4074 |  | 10 kV | _ | LV | 400 kVA :Kiosk Substation | 0.4 | --> | 0.4 | 0.377 | 11.03 |  | --> | 0.38 | 0 | 0.005 | 0.373 | 0 |  | --> | C36 ex SALTHILL | Salthill [T101,T102] | SALTHILL |  | 53.291 | -9.0919
023638 | MV/LV Substation KI***638 |  | 10 kV | _ | LV | 50 kVA :Pole Substation | 0.05 | --> | 0.05 | 0 | 0 | Constrained, otherwise capacity available =42 kVA | --> | 0.048 | 0 | 0.016 | 0 | 0 | Constrained, otherwise capacity available =34 kW | --> | E14 ex CASTLELYONS | Castlelyons [T421,T422] | BARRYMORE |  | 52.0641 | -8.2114
116450X | MV/LV Substation LO***450X |  | 20 kV | _ | LV | 630 kVA :Kiosk Substation | 0.63 | --> | 0.63 | 0.5 | 8.1 |  | --> | 0.598 | 0 | 0.006 | 0 | 0 | Constrained, otherwise capacity available =581 kW | --> | E11 ex WESTPORT | Westport [T421,T422] | CASTLEBAR |  | 53.764 | -9.8045
034031 | MV/LV Substation GE***031 |  | 10 kV | _ | LV | 630 kVA :Building Structure | 0.63 | --> | 0.63 | 0.367 | 5.88 |  | --> | 0.598 | 0 | 0.011 | 0 | 0 | Constrained, otherwise capacity available =554 kW | --> | C11 ex ARDGEEHA | Ardgeeha [T41,T42] | DOON |  | 52.3536 | -7.7049
055454Y | MV/LV Substation PI***454Y |  | 10 kV | _ | LV | 50 kVA :Pole Substation | 0.05 | --> | 0.05 | 0 | 0 | Constrained, otherwise capacity available =21 kVA | --> | 0.048 | 0 | 0 | 0 | 0 | Constrained, otherwise capacity available =43 kW | --> | C19 ex ROSCREA | Roscrea [T41,T42] | IKERRIN |  | 52.941 | -7.84
1274218 | MV/LV Substation AM***4218 |  | 10 kV | _ | LV | 50 kVA :Pole Substation | 0.05 | --> | 0.05 | 0 | 0 | Constrained, otherwise capacity available =50 kVA | --> | 0.048 | 0 | 0 | 0 | 0 | Constrained, otherwise capacity available =48 kW | --> | C12 ex LOUGHTAGALLA | Loughtagalla [T41,T42] | THURLES |  | 52.6598 | -7.7941
009068 | MV/LV Substation CO***068 |  | 10 kV | _ | LV | 400 kVA :Kiosk Substation | 0.4 | --> | 0.4 | 0.25 | 0.53 |  | --> | 0.38 | 0 | 0.028 | 0 | 0 | Constrained, otherwise capacity available =338 kW | --> | C11 ex MANOR STREET | Manor Street [T41,T42] | WATERFORD |  | 52.2513 | -7.109
2814086 | MV/LV Substation CI***4086 |  | 10 kV | _ | LV | 1000 kVA :Building Structure | 1 | --> | 1 | 0.5 | 6.78 |  | --> | 0.95 | 0 | 0 | 0.5 | 0 |  | --> | C25 ex CASTLEVIEW | Castleview [T101,T102] | CASTLEVIEW |  | 51.8863 | -8.4027
037625X | MV/LV Substation HA***625X |  | 10 kV | _ | LV | 200 kVA :Kiosk Substation | 0.2 | --> | 0.2 | 0 | 0 | Constrained, otherwise capacity available =136 kVA | --> | 0.19 | 0 | 0 | 0 | 0 | Constrained, otherwise capacity available =181 kW | --> | C20 ex CAHIRCALLA | Cahircalla [T41,T42] | ENNIS |  | 52.8283 | -8.982
064912Y | MV/LV Substation JU***912Y |  | 20 kV | _ | LV | 100 kVA :Pole Substation | 0.1 | --> | 0.1 | 0 | 0 | Constrained, otherwise capacity available =92 kVA | --> | 0.095 | 0 | 0 | 0 | 0 | Constrained, otherwise capacity available =94 kW | --> | E17 ex JULIANSTOWN | Julianstown [T421,T422] | DRYBRIDGE |  | 53.6711 | -6.2824
238652 | MV/LV Substation CR***652 |  | 20 kV | _ | LV | 100 kVA :Pole Substation | 0.1 | --> | 0.1 | 0 | 0 | Constrained, otherwise capacity available =89 kVA | --> | 0.095 | 0 | 0 | 0 | 0 | Constrained, otherwise capacity available =94 kW | --> | E13 ex BALLINROBE | Ballinrobe [T421,T422] | DALTON |  | 53.6364 | -9.2622
0464084 | MV/LV Substation OL***4084 |  | 10 kV | _ | LV | 400 kVA :Building Structure | 0.4 | --> | 0.4 | 0 | 0 | Constrained, otherwise capacity available =322 kVA | --> | 0.38 | 0 | 0 | 0.369 | 0 |  | --> | C11 ex FINISKLIN | Finisklin [T41,T42] | SLIGO |  | 54.2733 | -8.4829
063017 | MV/LV Substation ST***017 |  | 10 kV | _ | LV | 200 kVA :Kiosk Substation | 0.2 | --> | 0.2 | 0 | 0 | Constrained, otherwise capacity available =72 kVA | --> | 0.19 | 0 | 0.007 | 0 | 0 | Constrained, otherwise capacity available =167 kW | --> | C15 ex STICKILLEN | Stickillen [T41,T42] | DRYBRIDGE |  | 53.8474 | -6.5426
0524343 | MV/LV Substation AN***4343 |  | 20 kV | _ | LV | 50 kVA :Pole Substation | 0.05 | --> | 0.05 | 0 | 0 | Constrained, otherwise capacity available =33 kVA | --> | 0.048 | 0 | 0 | 0 | 0 | Constrained, otherwise capacity available =45 kW | --> | E20 ex BALLINDERRY | Ballinderry [T41,T422] | MULLINGAR |  | 53.4742 | -7.3412
013018Z | MV/LV Substation GR***018Z |  | 10 kV | _ | LV | 200 kVA :Kiosk Substation | 0.2 | --> | 0.2 | 0.121 | 0.12 | Constrained, otherwise capacity available =123 kVA | --> | 0.19 | 0 | 0.009 | 0.172 | 0 |  | --> | C21 ex ATHY | Athy [T101,T102] | ATHY |  | 52.9447 | -7.0427
050769 | MV/LV Substation CO***769 |  | 10 kV | _ | LV | 200 kVA :Kiosk Substation | 0.2 | --> | 0.2 | 0.146 | 6.49 |  | --> | 0.19 | 0 | 0.019 | 0 | 0 | Constrained, otherwise capacity available =168 kW | --> | C18 ex BUSHFIELD | Bushfield [T41,T42] | ATHLONE |  | 53.4351 | -7.9288
029008 | MV/LV Substation WO***008 |  | 10 kV | _ | LV | 400 kVA :Kiosk Substation | 0.4 | --> | 0.4 | 0 | 0 | Constrained, otherwise capacity available =354 kVA | --> | 0.38 | 0 | 0 | 0.374 | 0 |  | --> | C22 ex MIDLETON | Midleton [T101,T102] | MIDLETON |  | 51.9014 | -8.1709
154338Y | MV/LV Substation MI***338Y |  | 10 kV | _ | LV | 400 kVA :Kiosk Substation | 0.4 | --> | 0.4 | 0 | 0 | Constrained, otherwise capacity available =226 kVA | --> | 0.38 | 0 | 0.108 | 0.275 | 0 |  | --> | C23 ex MACETOWN | Macetown [T101,T102] | MACETOWN |  | 53.4217 | -6.4686
046305X | MV/LV Substation CO***305X |  | 10 kV | _ | LV | 200 kVA :Kiosk Substation | 0.2 | --> | 0.2 | 0.178 | 4.13 |  | --> | 0.19 | 0 | 0.004 | 0.184 | 0 |  | --> | C18 ex AGHAGAD | Aghagad [T41,T42] | SLIGO |  | 54.3908 | -8.5245
2884206 | MV/LV Substation FA***4206 |  | 10 kV | _ | LV | 630 kVA :Kiosk Substation | 0.63 | --> | 0.63 | 0 | 0 | Constrained, otherwise capacity available =630 kVA | --> | 0.598 | 0 | 0 | 0.5 | 0 |  | --> | C14 ex CARRICKMINES | Carrickmines [T41,T42] | CARRICKMINES |  | 53.2557 | -6.206
034100 | MV/LV Substation OA***100 |  | 10 kV | _ | LV | 400 kVA :Building Structure | 0.4 | --> | 0.4 | 0.133 | 5.88 |  | --> | 0.38 | 0 | 0 | 0 | 0 | Constrained, otherwise capacity available =342 kW | --> | C12 ex ARDGEEHA | Ardgeeha [T41,T42] | DOON |  | 52.3572 | -7.7022
034368 | MV/LV Substation RO***368 |  | 10 kV | _ | LV | 630 kVA :Building Structure | 0.63 | --> | 0.63 | 0.5 | 0.95 |  | --> | 0.598 | 0 | 0 | 0 | 0 | Constrained, otherwise capacity available =597 kW | --> | C18 ex SPA ROAD | Spa Road [T41,T42] | DOON |  | 52.3551 | -7.679
029693Y | MV/LV Substation MI***693Y |  | 10 kV | _ | LV | 630 kVA :Building Structure | 0.63 | --> | 0.63 | 0 | 0 | Constrained, otherwise capacity available =536 kVA | --> | 0.598 | 0 | 0 | 0.5 | 0 |  | --> | C17 ex MIDLETON | Midleton [T101,T102] | MIDLETON |  | 51.9155 | -8.181
029216Y | MV/LV Substation BA***216Y |  | 20 kV | _ | LV | 200 kVA :Pole Substation | 0.2 | --> | 0.2 | 0 | 0 | Constrained, otherwise capacity available =169 kVA | --> | 0.19 | 0 | 0.04 | 0 | 0 | Constrained, otherwise capacity available =156 kW | --> | C13 ex CLOYNE | Cloyne [T41] | MIDLETON |  | 51.8709 | -8.0186
006405 | MV/LV Substation KI***405 |  | 10 kV | _ | LV | 100 kVA :Pole Substation | 0.1 | --> | 0.1 | 0.045 | 1.29 |  | --> | 0.095 | 0 | 0 | 0 | 0 | Constrained, otherwise capacity available =87 kW | --> | C24 ex MONFIN | Monfin [T41,T42] | WEXFORD |  | 52.4956 | -6.5593
0074266 | MV/LV Substation BA***4266 |  | 20 kV | _ | LV | 200 kVA :Pole Substation | 0.2 | --> | 0.2 | 0.187 | 1.4 |  | --> | 0.19 | 0 | 0.049 | 0 | 0 | Constrained, otherwise capacity available =152 kW | --> | E12 ex KILLINICK | Killinick [T421,T422] | WEXFORD |  | 52.2461 | -6.3486
020251 | MV/LV Substation BA***251 |  | 10 kV | _ | LV | 50 kVA :Pole Substation | 0.05 | --> | 0.05 | 0 | 0 | Constrained, otherwise capacity available =49 kVA | --> | 0.048 | 0 | 0 | 0 | 0 | Constrained, otherwise capacity available =47 kW | --> | C17 ex COOLCORCORAN | Coolcorcoran [T41,T42] | KNOCKEARAGH |  | 52.1167 | -9.5643
012750 | MV/LV Substation CL***750 |  | 10 kV | _ | LV | 200 kVA :Kiosk Substation | 0.2 | --> | 0.2 | 0 | 0 | Constrained, otherwise capacity available =171 kVA | --> | 0.19 | 0 | 0.01 | 0 | 0 | Constrained, otherwise capacity available =179 kW | --> | C11 ex POLLERTON | Pollerton [T41,T42] | CARLOW |  | 52.8381 | -6.8948
0054165 | MV/LV Substation BA***4165 |  | 20 kV | _ | LV | 50 kVA :Pole Substation | 0.05 | --> | 0.05 | 0.05 | 17.8 |  | --> | 0.048 | 0 | 0 | 0.048 | 0 |  | --> | E21 ex BANOGE | Banoge [T121,T122] | BANOGE |  | 52.6827 | -6.3835
0684299 | MV/LV Substation HE***4299 |  | 10 kV | _ | LV | 630 kVA :Building Structure | 0.63 | --> | 0.63 | 0 | 0 | Constrained, otherwise capacity available =524 kVA | --> | 0.598 | 0 | 0 | 0.5 | 0 |  | --> | C11 ex PHIBSBORO | Phibsboro [T41,T42] | FINGLAS |  | 53.3533 | -6.2699
046052 | MV/LV Substation DE***052 |  | 10 kV | _ | LV | 200 kVA :Building Structure | 0.2 | --> | 0.2 | 0 | 0 | Constrained, otherwise capacity available =198 kVA | --> | 0.19 | 0 | 0 | 0.19 | 0 |  | --> | C11 ex FINISKLIN | Finisklin [T41,T42] | SLIGO |  | 54.2809 | -8.4897
068790 | MV/LV Substation OL***790 |  | 10 kV | _ | LV | 400 kVA :Building Structure | 0.4 | --> | 0.4 | 0.4 | 17.78 |  | --> | 0.38 | 0 | 0 | 0.38 | 0 |  | --> | C12 ex RINGSEND | Ringsend [T101,T102] | POOLBEG |  | 53.3395 | -6.1925
002169 | MV/LV Substation BA***169 |  | 10 kV | _ | LV | 400 kVA :Kiosk Substation | 0.4 | --> | 0.4 | 0.226 | 2.36 |  | --> | 0.38 | 0 | 0.025 | 0.337 | 0 |  | --> | C14 ex BRAY | Bray [T41,T42] | FASSAROE |  | 53.1892 | -6.1284
060579X | MV/LV Substation SC***579X |  | 20 kV | _ | LV | 100 kVA :Pole Substation | 0.1 | --> | 0.1 | 0 | 0 | Constrained, otherwise capacity available =50 kVA | --> | 0.095 | 0 | 0 | 0 | 0 | Constrained, otherwise capacity available =88 kW | --> | C18 ex CLONES | Clones [T41,T42] | SHANKILL |  | 54.1236 | -7.2484
081190 | MV/LV Substation VO***190 |  | 10 kV | _ | LV | 400 kVA :Building Structure | 0.4 | --> | 0.4 | 0 | 0 | Constrained, otherwise capacity available =362 kVA | --> | 0.38 | 0 | 0 | 0.375 | 0 |  | --> | C19 ex SEMPERIT | Semperit [T41,T42,T43] | GRANGE CASTLE |  | 53.3452 | -6.3522
429129 | MV/LV Substation AT***129 |  | 10 kV | _ | LV | 50 kVA :Pole Substation | 0.05 | --> | 0.05 | 0.04 | 0.33 |  | --> | 0.048 | 0 | 0.01 | 0 | 0 | Constrained, otherwise capacity available =39 kW | --> | C20 ex ABBEYFEALE | Abbeyfeale [T42] | TRIEN |  | 52.4631 | -9.2943
095111X | MV/LV Substation CO***111X |  | 10 kV | _ | LV | 200 kVA :Pole Substation | 0.2 | --> | 0.2 | 0.136 | 0.7 |  | --> | 0.19 | 0 | 0.042 | 0 | 0 | Constrained, otherwise capacity available =150 kW | --> | C14 ex KILRUSH | Kilrush [T41,T42] | TULLABRACK |  | 52.6435 | -9.4838
281652X | MV/LV Substation CA***652X |  | 10 kV | _ | LV | 50 kVA :Pole Substation | 0.05 | --> | 0.05 | 0 | 0 | Constrained, otherwise capacity available =49 kVA | --> | 0.048 | 0 | 0 | 0.047 | 0 |  | --> | C24 ex BISHOPSTOWN | Bishopstown [T41,T42] | KILBARRY |  | 51.8563 | -8.5348
281026Z | MV/LV Substation TO***026Z |  | 10 kV | _ | LV | 400 kVA :Kiosk Substation | 0.4 | --> | 0.4 | 0 | 0 | Constrained, otherwise capacity available =264 kVA | --> | 0.38 | 0 | 0.079 | 0 | 0 | Constrained, otherwise capacity available =302 kW | --> | C20 ex TOGHER | Togher [T41,T42] | TRABEG |  | 51.8769 | -8.4951
2884181 | MV/LV Substation W+***4181 |  | 10 kV | _ | LV | 50 kVA :Pole Substation | 0.05 | --> | 0.05 | 0.05 | 2.36 |  | --> | 0.048 | 0 | 0 | 0.048 | 0 |  | --> | C11 ex BRAY | Bray [T41,T42] | FASSAROE |  | 53.1985 | -6.1369
157102 | MV/LV Substation W ***102 |  | 20 kV | _ | LV | 50 kVA :Pole Substation | 0.05 | --> | 0.05 | 0.048 | 1.55 |  | --> | 0.048 | 0 | 0.004 | 0 | 0 | Constrained, otherwise capacity available =44 kW | --> | E11 ex CARRIGALLEN | Carrigallen [T421] | CARRICK ON SHANNON |  | 54.0891 | -7.7813
071033 | MV/LV Substation GL***033 |  | 10 kV | _ | LV | 50 kVA :Pole Substation | 0.05 | --> | 0.05 | 0 | 0 | Constrained, otherwise capacity available =39 kVA | --> | 0.048 | 0 | 0 | 0.046 | 0 |  | --> | C22 ex GREYSTONES | Greystones [T41,T42] | FASSAROE |  | 53.1305 | -6.1007
046447 | MV/LV Substation CA***447 |  | 10 kV | _ | LV | 100 kVA :Pole Substation | 0.1 | --> | 0.1 | 0 | 0 | Constrained, otherwise capacity available =57 kVA | --> | 0.095 | 0 | 0.016 | 0.077 | 0 |  | --> | C12 ex CRANMORE | Cranmore [T41,T42] | SLIGO |  | 54.2432 | -8.475
0024006 | MV/LV Substation KE***4006 |  | 10 kV | _ | LV | 630 kVA :Building Structure | 0.63 | --> | 0.63 | 0.5 | 4.51 |  | --> | 0.598 | 0 | 0 | 0.5 | 0 |  | --> | C16 ex BOGHALL ROAD | Boghall Road [T41,T42] | FASSAROE |  | 53.1906 | -6.121
363875 | MV/LV Substation BA***875 |  | 20 kV | _ | LV | 200 kVA :Pole Substation | 0.2 | --> | 0.2 | 0.166 | 3.25 |  | --> | 0.19 | 0 | 0 | 0 | 0 | Constrained, otherwise capacity available =185 kW | --> | E16 ex BALLYBUNION | Ballybunion [T421,T422] | TRIEN |  | 52.5038 | -9.5775
064955Y | MV/LV Substation SE***955Y |  | 20 kV | _ | LV | 200 kVA :Kiosk Substation | 0.2 | --> | 0.2 | 0 | 0 | Constrained, otherwise capacity available =144 kVA | --> | 0.19 | 0 | 0.044 | 0 | 0 | Constrained, otherwise capacity available =150 kW | --> | E17 ex JULIANSTOWN | Julianstown [T421,T422] | DRYBRIDGE |  | 53.6984 | -6.2652
237190X | MV/LV Substation OR***190X |  | 20 kV | _ | LV | 200 kVA :Kiosk Substation | 0.2 | --> | 0.2 | 0 | 0 | Constrained, otherwise capacity available =160 kVA | --> | 0.19 | 0 | 0.003 | 0 | 0 | Constrained, otherwise capacity available =182 kW | --> | C12 ex DUNLEER | Dunleer [T41,T42] | DRYBRIDGE |  | 53.7929 | -6.246
046076 | MV/LV Substation CO***076 |  | 10 kV | _ | LV | 1000 kVA :Kiosk Substation | 1 | --> | 1 | 0 | 0 | Constrained, otherwise capacity available =704 kVA | --> | 0.95 | 0 | 0 | 0.5 | 0 |  | --> | C14 ex CRANMORE | Cranmore [T41,T42] | SLIGO |  | 54.2675 | -8.4727
046333X | MV/LV Substation ST***333X |  | 10 kV | _ | LV | 630 kVA :Kiosk Substation | 0.63 | --> | 0.63 | 0.5 | 5.48 |  | --> | 0.598 | 0 | 0 | 0.5 | 0 |  | --> | C15 ex BALLYTIVNAN | Ballytivnan [T41,T42] | SLIGO |  | 54.2597 | -8.3831
043326 | MV/LV Substation HO***326 |  | 10 kV | _ | LV | 50 kVA :Pole Substation | 0.05 | --> | 0.05 | 0.035 | 0.43 |  | --> | 0.048 | 0 | 0 | 0 | 0 | Constrained, otherwise capacity available =46 kW | --> | C18 ex SWINFORD | Swinford [T41,T42] | CASTLEBAR |  | 53.9442 | -8.9425
081422X | MV/LV Substation ES***422X |  | 10 kV | _ | LV | 630 kVA :Building Structure | 0.63 | --> | 0.63 | 0 | 0 | Constrained, otherwise capacity available =576 kVA | --> | 0.598 | 0 | 0.005 | 0.5 | 0 |  | --> | C15 ex LUCAN EAST | Lucan East [T41,T42] | GRANGE CASTLE |  | 53.3506 | -6.4387
081255X | MV/LV Substation CO***255X |  | 10 kV | _ | LV | 50 kVA :Pole Substation | 0.05 | --> | 0.05 | 0 | 0 | Constrained, otherwise capacity available =34 kVA | --> | 0.048 | 0 | 0.006 | 0 | 0 | Constrained, otherwise capacity available =41 kW | --> | C11 ex COOLMINE | Coolmine [T41,T42] | FINGLAS |  | 53.3629 | -6.398
005039 | MV/LV Substation WO***039 |  | 20 kV | _ | LV | 200 kVA :Pole Substation | 0.2 | --> | 0.2 | 0.148 | 17.8 |  | --> | 0.19 | 0 | 0.019 | 0.169 | 0 |  | --> | E13 ex BANOGE | Banoge [T121,T122] | BANOGE |  | 52.6447 | -6.2345
059285Y | MV/LV Substation AG***285Y |  | 10 kV | _ | LV | 50 kVA :Pole Substation | 0.05 | --> | 0.05 | 0 | 0 | Constrained, otherwise capacity available =46 kVA | --> | 0.048 | 0 | 0.005 | 0 | 0 | Constrained, otherwise capacity available =43 kW | --> | C11 ex DERRYCRAMPH | Derrycramph [T41,T42] | SHANKILL |  | 53.9663 | -7.3091
046263X | MV/LV Substation GL***263X |  | 10 kV | _ | LV | 200 kVA :Building Structure | 0.2 | --> | 0.2 | 0 | 0 | Constrained, otherwise capacity available =190 kVA | --> | 0.19 | 0 | 0 | 0.189 | 0 |  | --> | C11 ex CRANMORE | Cranmore [T41,T42] | SLIGO |  | 54.268 | -8.4691
156514 | MV/LV Substation CL***514 |  | 20 kV | _ | LV | 50 kVA :Pole Substation | 0.05 | --> | 0.05 | 0 | 0 | Constrained, otherwise capacity available =47 kVA | --> | 0.048 | 0 | 0.006 | 0 | 0 | Constrained, otherwise capacity available =43 kW | --> | E12 ex EMYVALE | Emyvale [T422] | LISDRUM |  | 54.3167 | -7.0368
069498 | MV/LV Substation CA***498 |  | 10 kV | _ | LV | 400 kVA :Building Structure | 0.4 | --> | 0.4 | 0.387 | 3.34 |  | --> | 0.38 | 0 | 0 | 0.378 | 0 |  | --> | C11 ex GREENHILLS | Greenhills [T42] | INCHICORE 220KV |  | 53.3141 | -6.3315
120503Y | MV/LV Substation DO***503Y |  | 20 kV | _ | LV | 200 kVA :Kiosk Substation | 0.2 | --> | 0.2 | 0 | 0 | Constrained, otherwise capacity available =56 kVA | --> | 0.19 | 0 | 0.024 | 0 | 0 | Constrained, otherwise capacity available =152 kW | --> | E18 ex EDENDERRY | Edenderry [T421,T422] | BLAKE |  | 53.3352 | -7.0447
139032Z | MV/LV Substation DU***032Z |  | 10 kV | _ | LV | 50 kVA :Pole Substation | 0.05 | --> | 0.05 | 0.036 | 4 |  | --> | 0.048 | 0 | 0.01 | 0 | 0 | Constrained, otherwise capacity available =38 kW | --> | C14 ex BALLYJAMESDUFF | Ballyjamesduff [T41,T42] | SHANKILL |  | 53.8398 | -7.103
081558Z | MV/LV Substation TO***558Z |  | 10 kV | _ | LV | 400 kVA :Kiosk Substation | 0.4 | --> | 0.4 | 0 | 0 | Constrained, otherwise capacity available =400 kVA | --> | 0.38 | 0 | 0 | 0 | 0 | Constrained, otherwise capacity available =380 kW | --> | C12 ex LEIXLIP | Leixlip [T41,T42] | GRIFFINRATH |  | 53.3647 | -6.486
162885 | MV/LV Substation FI***885 |  | 10 kV | _ | LV | 50 kVA :Pole Substation | 0.05 | --> | 0.05 | 0.05 | 7.25 |  | --> | 0.048 | 0 | 0 | 0 | 0 | Constrained, otherwise capacity available =48 kW | --> | C12 ex CONVOY | Convoy [T41,T42] | LETTERKENNY |  | 54.8466 | -7.674
0394228 | MV/LV Substation DR***4228 |  | 10 kV | _ | LV | 400 kVA :Kiosk Substation | 0.4 | --> | 0.4 | 0.398 | 11.03 |  | --> | 0.38 | 0 | 0 | 0.38 | 0 |  | --> | C24 ex SALTHILL | Salthill [T101,T102] | SALTHILL |  | 53.2577 | -9.1048
1174072 | MV/LV Substation SL***4072 |  | 20 kV | _ | LV | 200 kVA :Kiosk Substation | 0.2 | --> | 0.2 | 0 | 0 | Constrained, otherwise capacity available =113 kVA | --> | 0.19 | 0 | 0.01 | 0 | 0 | Constrained, otherwise capacity available =170 kW | --> | E14 ex COLLOONEY | Collooney [T421,T422] | SLIGO |  | 54.1822 | -8.4845
034512X | MV/LV Substation MI***512X |  | 20 kV | _ | LV | 50 kVA :Pole Substation | 0.05 | --> | 0.05 | 0.031 | 0.57 |  | --> | 0.048 | 0 | 0 | 0 | 0 | Constrained, otherwise capacity available =45 kW | --> | E23 ex LAWLESSTOWN | Lawlesstown [T42,T421] | DOON |  | 52.4538 | -7.7771
003207 | MV/LV Substation TH***207 |  | 10 kV | _ | LV | 200 kVA :Kiosk Substation | 0.2 | --> | 0.2 | 0.149 | 11.58 |  | --> | 0.19 | 0 | 0.032 | 0 | 0 | Constrained, otherwise capacity available =159 kW | --> | C17 ex BALLYBEG | Ballybeg [T101,T102] | CARRICKMINES |  | 52.971 | -6.0263
160645Y | MV/LV Substation BA***645Y |  | 10 kV | _ | LV | 630 kVA :Building Structure | 0.63 | --> | 0.63 | 0 | 0 | Constrained, otherwise capacity available =569 kVA | --> | 0.598 | 0 | 0 | 0 | 0 | Constrained, otherwise capacity available =590 kW | --> | C16 ex MOUNTMELLICK | Mountmellick [T41,T42] | PORTLAOISE |  | 53.125 | -7.3296
237852 | MV/LV Substation MA***852 |  | 20 kV | _ | LV | 100 kVA :Pole Substation | 0.1 | --> | 0.1 | 0 | 0 | Constrained, otherwise capacity available =33 kVA | --> | 0.095 | 0 | 0.013 | 0 | 0 | Constrained, otherwise capacity available =76 kW | --> | C12 ex DUNLEER | Dunleer [T41,T42] | DRYBRIDGE |  | 53.7918 | -6.2396
081029Y | MV/LV Substation TH***029Y |  | 10 kV | _ | LV | 400 kVA :Kiosk Substation | 0.4 | --> | 0.4 | 0 | 0 | Constrained, otherwise capacity available =264 kVA | --> | 0.38 | 0 | 0.074 | 0 | 0 | Constrained, otherwise capacity available =306 kW | --> | C17 ex CELBRIDGE | Celbridge [T41,T42] | GRIFFINRATH |  | 53.3446 | -6.5386
0374151 | MV/LV Substation DR***4151 |  | 10 kV | _ | LV | 50 kVA :Pole Substation | 0.05 | --> | 0.05 | 0.048 | 13.05 |  | --> | 0.048 | 0 | 0.01 | 0.04 | 0 |  | --> | C21 ex ENNIS | Ennis [T101,T102] | ENNIS |  | 52.9478 | -8.8912
365463X | MV/LV Substation MC***463X |  | 10 kV | _ | LV | 630 kVA :Building Structure | 0.63 | --> | 0.63 | 0 | 0 | Constrained, otherwise capacity available =469 kVA | --> | 0.598 | 0 | 0.005 | 0.5 | 0 |  | --> | C35 ex SEMPERIT | Semperit [T41,T42,T43] | GRANGE CASTLE |  | 53.3301 | -6.3513
046298X | MV/LV Substation UN***298X |  | 10 kV | _ | LV | 630 kVA :Kiosk Substation | 0.63 | --> | 0.63 | 0.5 | 5.78 |  | --> | 0.598 | 0 | 0 | 0.5 | 0 |  | --> | C12 ex OAKFIELD | Oakfield [T41,T42] | SLIGO |  | 54.273 | -8.4804
071128 | MV/LV Substation KI***128 |  | 10 kV | _ | LV | 50 kVA :Pole Substation | 0.05 | --> | 0.05 | 0.029 | 5.58 |  | --> | 0.048 | 0 | 0 | 0.045 | 0 |  | --> | C14 ex KILCOOLE | Kilcoole [T41,T42] | FASSAROE |  | 53.1101 | -6.1061
082016Z | MV/LV Substation GL***016Z |  | 10 kV | _ | LV | 400 kVA :Kiosk Substation | 0.4 | --> | 0.4 | 0 | 0 | Constrained, otherwise capacity available =320 kVA | --> | 0.38 | 0 | 0.015 | 0 | 0 | Constrained, otherwise capacity available =358 kW | --> | C30 ex ACADEMY STREET | Academy Street [T421,T422,T44] | NAVAN |  | 53.6601 | -6.6588
042812 | MV/LV Substation MA***812 |  | 20 kV | _ | LV | 100 kVA :Pole Substation | 0.1 | --> | 0.1 | 0 | 0 | Constrained, otherwise capacity available =100 kVA | --> | 0.095 | 0 | 0 | 0 | 0 | Constrained, otherwise capacity available =95 kW | --> | E17 ex WINDSOR | Windsor [T421,T422] | CASTLEBAR |  | 53.8341 | -9.1868
008141Z | MV/LV Substation GR***141Z |  | 10 kV | _ | LV | 100 kVA :Pole Substation | 0.1 | --> | 0.1 | 0.085 | 0.2 |  | --> | 0.095 | 0 | 0.003 | 0 | 0 | Constrained, otherwise capacity available =91 kW | --> | E17 ex BEALISTOWN | Bealistown [T421,T422] | GREAT ISLAND |  | 52.1987 | -6.8337
003076 | MV/LV Substation MO***076 |  | 10 kV | _ | LV | 400 kVA :Kiosk Substation | 0.4 | --> | 0.4 | 0.319 | 11.58 |  | --> | 0.38 | 0 | 0.014 | 0 | 0 | Constrained, otherwise capacity available =358 kW | --> | C22 ex BALLYBEG | Ballybeg [T101,T102] | CARRICKMINES |  | 52.9794 | -6.0346
3634068 | MV/LV Substation GO***4068 |  | 20 kV | _ | LV | 200 kVA :Kiosk Substation | 0.2 | --> | 0.2 | 0.19 | 3.25 |  | --> | 0.19 | 0 | 0.008 | 0 | 0 | Constrained, otherwise capacity available =183 kW | --> | E18 ex BALLYBUNION | Ballybunion [T421,T422] | TRIEN |  | 52.5 | -9.678
0344153 | MV/LV Substation TR***4153 |  | 20 kV | _ | LV | 100 kVA :Pole Substation | 0.1 | --> | 0.1 | 0.084 | 0.57 |  | --> | 0.095 | 0 | 0 | 0 | 0 | Constrained, otherwise capacity available =93 kW | --> | E19 ex LAWLESSTOWN | Lawlesstown [T42,T421] | DOON |  | 52.4925 | -7.68
067229 | MV/LV Substation ST***229 |  | 10 kV | _ | LV | 400 kVA :Building Structure | 0.4 | --> | 0.4 | 0 | 0 | Constrained, otherwise capacity available =279 kVA | --> | 0.38 | 0 | 0 | 0.363 | 0 |  | --> | C13 ex GARRYOWEN | Garryowen [T41,T42] | LIMERICK |  | 52.6571 | -8.6141
281155X | MV/LV Substation AS***155X |  | 10 kV | _ | LV | 200 kVA :Kiosk Substation | 0.2 | --> | 0.2 | 0.149 | 5.49 |  | --> | 0.19 | 0 | 0.019 | 0.169 | 0 |  | --> | C19 ex TRABEG | Trabeg [T101,T102] | TRABEG |  | 51.8646 | -8.448
001157 | MV/LV Substation ED***157 |  | 10 kV | _ | LV | 400 kVA :Kiosk Substation | 0.4 | --> | 0.4 | 0 | 0 | Constrained, otherwise capacity available =276 kVA | --> | 0.38 | 0 | 0.039 | 0.334 | 0 |  | --> | C13 ex DUNDRUM | Dundrum [T41,T42] | BLACKROCK |  | 53.2891 | -6.2294
028005Y | MV/LV Substation LI***005Y |  | 10 kV | _ | LV | 400 kVA :Kiosk Substation | 0.4 | --> | 0.4 | 0 | 0 | Constrained, otherwise capacity available =328 kVA | --> | 0.38 | 0 | 0.074 | 0 | 0 | Constrained, otherwise capacity available =315 kW | --> | C13 ex COW CROSS |  |  |  | 51.8532 | -8.3205
209118X | MV/LV Substation CU***118X |  | 10 kV | _ | LV | 50 kVA :Pole Substation | 0.05 | --> | 0.05 | 0 | 0 | Constrained, otherwise capacity available =49 kVA | --> | 0.048 | 0 | 0 | 0 | 0 | Constrained, otherwise capacity available =47 kW | --> | C16 ex MILFORD (NR) | Milford (nr) [T41,T42] | LETTERKENNY |  | 55.0503 | -7.8314
293992Y | MV/LV Substation WO***992Y |  | 20 kV | _ | LV | 200 kVA :Kiosk Substation | 0.2 | --> | 0.2 | 0.161 | 0.43 |  | --> | 0.19 | 0 | 0.022 | 0 | 0 | Constrained, otherwise capacity available =168 kW | --> | E12 ex TULLOW | Tullow [T421,T422] | CARLOW |  | 52.7927 | -6.7264
0154300 | MV/LV Substation BU***4300 |  | 20 kV | _ | LV | 400 kVA :Kiosk Substation | 0.4 | --> | 0.4 | 0 | 0 | Constrained, otherwise capacity available =333 kVA | --> | 0.38 | 0 | 0.01 | 0 | 0 | Constrained, otherwise capacity available =363 kW | --> | E14 ex BLESSINGTON | Blessington [T421,T422] | KILTEEL |  | 53.1615 | -6.5418
429101 | MV/LV Substation EA***101 |  | 20 kV | _ | LV | 200 kVA :Pole Substation | 0.2 | --> | 0.2 | 0.107 | 5.75 |  | --> | 0.19 | 0 | 0 | 0 | 0 | Constrained, otherwise capacity available =177 kW | --> | E21 ex ABBEYFEALE | Abbeyfeale [T421] | TRIEN |  | 52.3874 | -9.2842
1184107 | MV/LV Substation DA***4107 |  | 20 kV | _ | LV | 50 kVA :Pole Substation | 0.05 | --> | 0.05 | 0 | 0 | Constrained, otherwise capacity available =49 kVA | --> | 0.048 | 0 | 0 | 0 | 0 | Constrained, otherwise capacity available =47 kW | --> | E15 ex CREAGH | Creagh [T421,T422] | ATHLONE |  | 53.2732 | -8.0376
108505 | MV/LV Substation DR***505 |  | 20 kV | _ | LV | 50 kVA :Pole Substation | 0.05 | --> | 0.05 | 0.035 | 1.57 |  | --> | 0.048 | 0 | 0.006 | 0 | 0 | Constrained, otherwise capacity available =41 kW | --> | C17 ex BALLYSHANNON | Ballyshannon [T41,T42] | CATHALEENS FALL |  | 54.5939 | -8.1134
251955 | MV/LV Substation BR***955 |  | 10 kV | _ | LV | 1000 kVA :Building Structure | 1 | --> | 1 | 0 | 0 | Constrained, otherwise capacity available =810 kVA | --> | 0.95 | 0 | 0.035 | 0 | 0 | Constrained, otherwise capacity available =898 kW | --> | C19 ex PARKMORE | Parkmore [T41,T42] | GALWAY 110KV |  | 53.2939 | -8.9897
281015X | MV/LV Substation BI***015X |  | 10 kV | _ | LV | 630 kVA :Kiosk Substation | 0.63 | --> | 0.63 | 0 | 0 | Constrained, otherwise capacity available =630 kVA | --> | 0.598 | 0 | 0 | 0 | 0 | Constrained, otherwise capacity available =598 kW | --> | C19 ex DENNEHYS CROSS | Dennehys Cross [T41,T42] | TRABEG |  | 51.8826 | -8.4942
055827X | MV/LV Substation EL***827X |  | 10 kV | _ | LV | 100 kVA :Pole Substation | 0.1 | --> | 0.1 | 0 | 0 | Constrained, otherwise capacity available =68 kVA | --> | 0.095 | 0 | 0 | 0 | 0 | Constrained, otherwise capacity available =90 kW | --> | C17 ex TEMPLEMORE | Templemore [T41,T42] | IKERRIN |  | 52.793 | -7.827
288058X | MV/LV Substation BE***058X |  | 10 kV | _ | LV | 630 kVA :Kiosk Substation | 0.63 | --> | 0.63 | 0 | 15.18 |  | --> | 0.598 | 0 | 0 | 0.5 | 0 |  | --> | C19 ex CENTRAL PARK | Central Park [T101,T102] | CARRICKMINES |  | 53.2711 | -6.2063
060001 | MV/LV Substation BA***001 |  | 10 kV | _ | LV | 200 kVA :Kiosk Substation | 0.2 | --> | 0.2 | 0 | 0 | Constrained, otherwise capacity available =42 kVA | --> | 0.19 | 0 | 0.009 | 0 | 0 | Constrained, otherwise capacity available =161 kW | --> | C18 ex CLONES | Clones [T41,T42] | SHANKILL |  | 54.1779 | -7.2325
025067 | MV/LV Substation TH***067 |  | 20 kV | _ | LV | 100 kVA :Pole Substation | 0.1 | --> | 0.1 | 0.066 | 2.96 |  | --> | 0.095 | 0 | 0.042 | 0 | 0 | Constrained, otherwise capacity available =59 kW | --> | E14 ex CHARLEVILLE | Charleville [T421,T422] | CHARLEVILLE |  | 52.3547 | -8.6951
071206 | MV/LV Substation WA***206 |  | 10 kV | _ | LV | 100 kVA :Pole Substation | 0.1 | --> | 0.1 | 0.063 | 5.58 |  | --> | 0.095 | 0 | 0.01 | 0.082 | 0 |  | --> | C11 ex KILCOOLE | Kilcoole [T41,T42] | FASSAROE |  | 53.0666 | -6.0619
255317X | MV/LV Substation CA***317X |  | 10 kV | _ | LV | 50 kVA :Pole Substation | 0.05 | --> | 0.05 | 0.045 | 2.09 |  | --> | 0.048 | 0 | 0 | 0 | 0 | Constrained, otherwise capacity available =47 kW | --> | C15 ex KILCAR | Kilcar [T41] | BINBANE |  | 54.6383 | -8.589
059632Y | MV/LV Substation ST***632Y |  | 10 kV | _ | LV | 400 kVA :Kiosk Substation | 0.4 | --> | 0.4 | 0 | 0 | Constrained, otherwise capacity available =338 kVA | --> | 0.38 | 0 | 0 | 0 | 0 | Constrained, otherwise capacity available =371 kW | --> | C15 ex DERRYCRAMPH | Derrycramph [T41,T42] | SHANKILL |  | 53.9902 | -7.3648
015247Z | MV/LV Substation CA***247Z |  | 10 kV | _ | LV | 50 kVA :Pole Substation | 0.05 | --> | 0.05 | 0 | 0 | Constrained, otherwise capacity available =44 kVA | --> | 0.048 | 0 | 0.005 | 0 | 0 | Constrained, otherwise capacity available =43 kW | --> | C18 ex SALLINS | Sallins [T41,T42] | GRIFFINRATH |  | 53.3049 | -6.6921
281392Z | MV/LV Substation MO***392Z |  | 10 kV | _ | LV | 630 kVA :Building Structure | 0.63 | --> | 0.63 | 0 | 0 | Constrained, otherwise capacity available =545 kVA | --> | 0.598 | 0 | 0.005 | 0 | 0 | Constrained, otherwise capacity available =583 kW | --> | C21 ex DOUGLAS | Douglas [T41,T42] | TRABEG |  | 51.8692 | -8.4075
010403X | MV/LV Substation NE***403X |  | 20 kV | _ | LV | 50 kVA :Pole Substation | 0.05 | --> | 0.05 | 0 | 0 | Constrained, otherwise capacity available =48 kVA | --> | 0.048 | 0 | 0 | 0 | 0 | Constrained, otherwise capacity available =47 kW | --> | E11 ex BALLYHALE | Ballyhale [T42,T421] | KILKENNY |  | 52.5291 | -7.1518
049841Y | MV/LV Substation GL***841Y |  | 10 kV | _ | LV | 400 kVA :Kiosk Substation | 0.4 | --> | 0.4 | 0.213 | 0.21 | Constrained, otherwise capacity available =379 kVA | --> | 0.38 | 0 | 0 | 0 | 0 | Constrained, otherwise capacity available =377 kW | --> | E19 ex LONGFORD | Longford [T421,T422] | RICHMOND |  | 53.7216 | -7.8172
011256 | MV/LV Substation BL***256 |  | 10 kV | _ | LV | 50 kVA :Pole Substation | 0.05 | --> | 0.05 | 0.043 | 2.8 |  | --> | 0.048 | 0 | 0.01 | 0 | 0 | Constrained, otherwise capacity available =39 kW | --> | C12 ex PURCELLS INCH | Purcells Inch [T41,T42] | KILKENNY |  | 52.5854 | -7.1658
069527 | MV/LV Substation TE***527 |  | 10 kV | _ | LV | 630 kVA :Building Structure | 0.63 | --> | 0.63 | 0.36 | 0.91 |  | --> | 0.598 | 0 | 0.042 | 0.5 | 0 |  | --> | C21 ex KIMMAGE | Kimmage [T41,T42] | INCHICORE 220KV |  | 53.3093 | -6.2887
255544 | MV/LV Substation CO***544 |  | 10 kV | _ | LV | 630 kVA :Building Structure | 0.63 | --> | 0.63 | 0.431 | 2.09 |  | --> | 0.598 | 0 | 0 | 0 | 0 | Constrained, otherwise capacity available =571 kW | --> | C15 ex KILCAR | Kilcar [T41] | BINBANE |  | 54.6583 | -8.5755
377449 | MV/LV Substation PR***449 |  | 20 kV | _ | LV | 200 kVA :Pole Substation | 0.2 | --> | 0.2 | 0 | 0 | Constrained, otherwise capacity available =197 kVA | --> | 0.19 | 0 | 0.005 | 0 | 0 | Constrained, otherwise capacity available =186 kW | --> | E15 ex GURRANEBANE | Gurranebane [T421,T422] | OUGHTRAGH |  | 51.9446 | -10.2295
1564076 | MV/LV Substation UR***4076 |  | 10 kV | _ | LV | 50 kVA :Pole Substation | 0.05 | --> | 0.05 | 0 | 0 | Constrained, otherwise capacity available =50 kVA | --> | 0.048 | 0 | 0 | 0 | 0 | Constrained, otherwise capacity available =48 kW | --> | C20 ex DRUMBEAR | Drumbear [T41,T42] | LISDRUM |  | 54.1986 | -6.951
006641Y | MV/LV Substation TO***641Y |  | 10 kV | _ | LV | 50 kVA :Pole Substation | 0.05 | --> | 0.05 | 0.047 | 1.29 |  | --> | 0.048 | 0 | 0 | 0 | 0 | Constrained, otherwise capacity available =47 kW | --> | C12 ex MONFIN | Monfin [T41,T42] | WEXFORD |  | 52.4879 | -6.5832
154526Z | MV/LV Substation CR***526Z |  | 10 kV | _ | LV | 400 kVA :Kiosk Substation | 0.4 | --> | 0.4 | 0 | 0 | Constrained, otherwise capacity available =291 kVA | --> | 0.38 | 0 | 0.026 | 0.346 | 0 |  | --> | C39 ex COLLEGE PARK | College Park [T101,T102,T103] | COLLEGE PARK |  | 53.4187 | -6.3962
066214Z | MV/LV Substation SW***214Z |  | 10 kV | _ | LV | 630 kVA :Building Structure | 0.63 | --> | 0.63 | 0 | 0 | Constrained, otherwise capacity available =525 kVA | --> | 0.598 | 0 | 0 | 0 | 0 | Constrained, otherwise capacity available =584 kW | --> | C12 ex SWORDS | Swords [T41,T42] | GLASMORE |  | 53.4696 | -6.2175
069726 | MV/LV Substation TE***726 |  | 10 kV | _ | LV | 400 kVA :Kiosk Substation | 0.4 | --> | 0.4 | 0.356 | 4.47 |  | --> | 0.38 | 0 | 0.019 | 0.36 | 0 |  | --> | C11 ex TEMPLEOGUE | Templeogue [T41,T42] | MILLTOWN (DR) |  | 53.2979 | -6.3166
071189 | MV/LV Substation GR***189 |  | 10 kV | _ | LV | 400 kVA :Kiosk Substation | 0.4 | --> | 0.4 | 0.353 | 5.58 |  | --> | 0.38 | 0 | 0.021 | 0.358 | 0 |  | --> | C13 ex KILCOOLE | Kilcoole [T41,T42] | FASSAROE |  | 53.1008 | -6.1013
0154264 | MV/LV Substation CL***4264 |  | 10 kV | _ | LV | 400 kVA :Kiosk Substation | 0.4 | --> | 0.4 | 0 | 0 | Constrained, otherwise capacity available =351 kVA | --> | 0.38 | 0 | 0.154 | 0 | 0 | Constrained, otherwise capacity available =259 kW | --> | C17 ex SALLINS | Sallins [T41,T42] | GRIFFINRATH |  | 53.295 | -6.6998
154543Z | MV/LV Substation PA***543Z |  | 10 kV | _ | LV | 630 kVA :Kiosk Substation | 0.63 | --> | 0.63 | 0 | 0 | Constrained, otherwise capacity available =567 kVA | --> | 0.598 | 0 | 0.006 | 0.5 | 0 |  | --> | C14 ex MACETOWN | Macetown [T101,T102] | MACETOWN |  | 53.4048 | -6.3979
046373 | MV/LV Substation SA***373 |  | 10 kV | _ | LV | 100 kVA :Pole Substation | 0.1 | --> | 0.1 | 0.087 | 5.48 |  | --> | 0.095 | 0 | 0.03 | 0.071 | 0 |  | --> | C15 ex BALLYTIVNAN | Ballytivnan [T41,T42] | SLIGO |  | 54.2721 | -8.4102
130899 | MV/LV Substation RA***899 |  | 20 kV | _ | LV | 100 kVA :Pole Substation | 0.1 | --> | 0.1 | 0 | 0 | Constrained, otherwise capacity available =81 kVA | --> | 0.095 | 0 | 0 | 0 | 0 | Constrained, otherwise capacity available =92 kW | --> | E12 ex FINEA | Finea [T421,T422] | SHANKILL |  | 53.7733 | -7.4954
005784 | MV/LV Substation FU***784 |  | 10 kV | _ | LV | 50 kVA :Pole Substation | 0.05 | --> | 0.05 | 0 | 0 | Constrained, otherwise capacity available =32 kVA | --> | 0.048 | 0 | 0 | 0 | 0 | Constrained, otherwise capacity available =45 kW | --> | C11 ex GARDEN CITY | Garden City [T41,T42] | ARKLOW |  | 52.6906 | -6.2732
0484093 | MV/LV Substation KI***4093 |  | 20 kV | _ | LV | 50 kVA :Pole Substation | 0.05 | --> | 0.05 | 0.05 | 2.03 |  | --> | 0.048 | 0 | 0 | 0 | 0 | Constrained, otherwise capacity available =47 kW | --> | E15 ex MOHILL | Mohill [T421,T422] | CARRICK ON SHANNON |  | 54.0443 | -7.8057
3634053 | MV/LV Substation O ***4053 |  | 20 kV | _ | LV | 50 kVA :Pole Substation | 0.05 | --> | 0.05 | 0.04 | 3.25 |  | --> | 0.048 | 0 | 0 | 0 | 0 | Constrained, otherwise capacity available =46 kW | --> | E15 ex BALLYBUNION | Ballybunion [T421,T422] | TRIEN |  | 52.5608 | -9.4641
058926X | MV/LV Substation MA***926X |  | 20 kV | _ | LV | 200 kVA :Kiosk Substation | 0.2 | --> | 0.2 | 0 | 0 | Constrained, otherwise capacity available =32 kVA | --> | 0.19 | 0 | 0 | 0 | 0 | Constrained, otherwise capacity available =166 kW | --> | C17 ex KYLEERAGH | Kyleeragh [T41,T42] | NENAGH |  | 52.9957 | -8.1261
007586Y | MV/LV Substation RA***586Y |  | 20 kV | _ | LV | 50 kVA :Pole Substation | 0.05 | --> | 0.05 | 0.038 | 1.4 |  | --> | 0.048 | 0 | 0 | 0 | 0 | Constrained, otherwise capacity available =46 kW | --> | E20 ex KILLINICK | Killinick [T421,T422] | WEXFORD |  | 52.2681 | -6.4835
032366 | MV/LV Substation LW***366 |  | 20 kV | _ | LV | 400 kVA :Kiosk Substation | 0.4 | --> | 0.4 | 0 | 0 | Constrained, otherwise capacity available =387 kVA | --> | 0.38 | 0 | 0 | 0 | 0 | Constrained, otherwise capacity available =378 kW | --> | E13 ex KILCARRAGH | Kilcarragh [T421,T422] | BUTLERSTOWN |  | 52.1549 | -6.9952
008602Y | MV/LV Substation AR***602Y |  | 10 kV | _ | LV | 50 kVA :Pole Substation | 0.05 | --> | 0.05 | 0.02 | 0.2 |  | --> | 0.048 | 0 | 0.012 | 0 | 0 | Constrained, otherwise capacity available =34 kW | --> | E16 ex BEALISTOWN | Bealistown [T421,T422] | GREAT ISLAND |  | 52.2436 | -6.9506
007844Z | MV/LV Substation CH***844Z |  | 20 kV | _ | LV | 200 kVA :Pole Substation | 0.2 | --> | 0.2 | 0.173 | 1.4 |  | --> | 0.19 | 0 | 0.022 | 0 | 0 | Constrained, otherwise capacity available =170 kW | --> | E12 ex KILLINICK | Killinick [T421,T422] | WEXFORD |  | 52.2369 | -6.3564
154356 | MV/LV Substation MU***356 |  | 10 kV | _ | LV | 200 kVA :Kiosk Substation | 0.2 | --> | 0.2 | 0 | 0 | Constrained, otherwise capacity available =121 kVA | --> | 0.19 | 0 | 0.002 | 0.177 | 0 |  | --> | C14 ex MACETOWN | Macetown [T101,T102] | MACETOWN |  | 53.4031 | -6.4016
365641X | MV/LV Substation TR***641X |  | 10 kV | _ | LV | 100 kVA :Pole Substation | 0.1 | --> | 0.1 | 0 | 0 | Constrained, otherwise capacity available =96 kVA | --> | 0.095 | 0 | 0 | 0.094 | 0 |  | --> | C12 ex SAGGART | Saggart [T41,T42] | GRANGE CASTLE |  | 53.2759 | -6.4953
007556Y | MV/LV Substation KI***556Y |  | 20 kV | _ | LV | 100 kVA :Pole Substation | 0.1 | --> | 0.1 | 0.042 | 1.4 |  | --> | 0.095 | 0 | 0.034 | 0 | 0 | Constrained, otherwise capacity available =62 kW | --> | E12 ex KILLINICK | Killinick [T421,T422] | WEXFORD |  | 52.2426 | -6.3571
039522X | MV/LV Substation GL***522X |  | 10 kV | _ | LV | 400 kVA :Kiosk Substation | 0.4 | --> | 0.4 | 0 | 0 | Constrained, otherwise capacity available =295 kVA | --> | 0.38 | 0 | 0 | 0.365 | 0 |  | --> | C24 ex GALWAY 110KV | Galway 110kv [T102,T103] | GALWAY 110KV |  | 53.2726 | -9.0052
365128 | MV/LV Substation WH***128 |  | 10 kV | _ | LV | 630 kVA :Building Structure | 0.63 | --> | 0.63 | 0.5 | 13.91 |  | --> | 0.598 | 0 | 0 | 0.5 | 0 |  | --> | C20 ex COOKSTOWN | Cookstown [T101,T102] | CARRICKMINES |  | 53.2804 | -6.3764
017553X | MV/LV Substation KI***553X |  | 20 kV | _ | LV | 100 kVA :Pole Substation | 0.1 | --> | 0.1 | 0.074 | 1.98 |  | --> | 0.095 | 0 | 0 | 0 | 0 | Constrained, otherwise capacity available =92 kW | --> | E12 ex RATHKEALE | Rathkeale [T421,T422] | RATHKEALE |  | 52.4512 | -8.9744
288151 | MV/LV Substation FA***151 |  | 10 kV | _ | LV | 400 kVA :Kiosk Substation | 0.4 | --> | 0.4 | 0.041 | 0.04 | Constrained, otherwise capacity available =326 kVA | --> | 0.38 | 0 | 0 | 0.37 | 0 |  | --> | C16 ex LITTLE BRAY | Little Bray [T41,T42] | FASSAROE |  | 53.236 | -6.1349
046250X | MV/LV Substation BU***250X |  | 10 kV | _ | LV | 1000 kVA :Building Structure | 1 | --> | 1 | 0.5 | 5.78 |  | --> | 0.95 | 0 | 0 | 0.5 | 0 |  | --> | C12 ex OAKFIELD | Oakfield [T41,T42] | SLIGO |  | 54.2732 | -8.479
281661X | MV/LV Substation GL***661X |  | 10 kV | _ | LV | 200 kVA :Kiosk Substation | 0.2 | --> | 0.2 | 0 | 0 | Constrained, otherwise capacity available =150 kVA | --> | 0.19 | 0 | 0.031 | 0.16 | 0 |  | --> | C26 ex BISHOPSTOWN | Bishopstown [T41,T42] | KILBARRY |  | 51.891 | -8.5793
154044Y | MV/LV Substation MA***044Y |  | 10 kV | _ | LV | 200 kVA :Pole Substation | 0.2 | --> | 0.2 | 0 | 0 | Constrained, otherwise capacity available =139 kVA | --> | 0.19 | 0 | 0 | 0 | 0 | Constrained, otherwise capacity available =182 kW | --> | C21 ex MONEYCOOLEY | Moneycooley [T41,T42,T44] | GRIFFINRATH |  | 53.3856 | -6.5899
081641Y | MV/LV Substation TH***641Y |  | 10 kV | _ | LV | 50 kVA :Pole Substation | 0.05 | --> | 0.05 | 0 | 0 | Constrained, otherwise capacity available =43 kVA | --> | 0.048 | 0 | 0 | 0 | 0 | Constrained, otherwise capacity available =46 kW | --> | C22 ex CELBRIDGE | Celbridge [T41,T42] | GRIFFINRATH |  | 53.3339 | -6.5475
071930 | MV/LV Substation ST***930 |  | 10 kV | _ | LV | 200 kVA :Kiosk Substation | 0.2 | --> | 0.2 | 0 | 0 | Constrained, otherwise capacity available =161 kVA | --> | 0.19 | 0 | 0.014 | 0.174 | 0 |  | --> | C15 ex GREYSTONES | Greystones [T41,T42] | FASSAROE |  | 53.1488 | -6.0803
305435 | MV/LV Substation BA***435 |  | 10 kV | _ | LV | 200 kVA :Pole Substation | 0.2 | --> | 0.2 | 0.195 | 0.3 |  | --> | 0.19 | 0 | 0.003 | 0 | 0 | Constrained, otherwise capacity available =187 kW | --> | C16 ex BANAGHER | Banagher [T41,T42] | DALLOW |  | 53.1877 | -7.9907
207050 | MV/LV Substation GL***050 |  | 10 kV | _ | LV | 50 kVA :Pole Substation | 0.05 | --> | 0.05 | 0.036 | 2.9 |  | --> | 0.048 | 0 | 0 | 0 | 0 | Constrained, otherwise capacity available =46 kW | --> | C18 ex GLENGOOLE | Glengoole [T42] | THURLES |  | 52.6142 | -7.642
167440Z | MV/LV Substation DR***440Z |  | 20 kV | _ | LV | 200 kVA :Kiosk Substation | 0.2 | --> | 0.2 | 0 | 0 | Constrained, otherwise capacity available =123 kVA | --> | 0.19 | 0 | 0.034 | 0 | 0 | Constrained, otherwise capacity available =154 kW | --> | E11 ex WHITECHURCH | Whitechurch [T421,T422] | KILBARRY |  | 52.0446 | -8.7253
077097 | MV/LV Substation BL***097 |  | 20 kV | _ | LV | 50 kVA :Pole Substation | 0.05 | --> | 0.05 | 0 | 0 |  | --> | 0.048 | 0 | 0.005 | 0 | 0 | Constrained, otherwise capacity available =36 kW | --> | E16 ex PATRICKSWELL | Patrickswell [T421,T422] | LIMERICK |  | 52.5617 | -8.7985
118404X | MV/LV Substation CH***404X |  | 20 kV | _ | LV | 200 kVA :Pole Substation | 0.2 | --> | 0.2 | 0 | 0 | Constrained, otherwise capacity available =104 kVA | --> | 0.19 | 0 | 0 | 0 | 0 | Constrained, otherwise capacity available =176 kW | --> | E18 ex CREAGH | Creagh [T421,T422] | ATHLONE |  | 53.3952 | -8.3362
237247X | MV/LV Substation CO***247X |  | 10 kV | _ | LV | 100 kVA :Pole Substation | 0.1 | --> | 0.1 | 0 | 0 | Constrained, otherwise capacity available =83 kVA | --> | 0.095 | 0 | 0 | 0 | 0 | Constrained, otherwise capacity available =93 kW | --> | C18 ex DUNLEER | Dunleer [T41,T42] | DRYBRIDGE |  | 53.8207 | -6.4044
003447X | MV/LV Substation BA***447X |  | 10 kV | _ | LV | 100 kVA :Pole Substation | 0.1 | --> | 0.1 | 0.065 | 11.58 |  | --> | 0.095 | 0 | 0 | 0 | 0 | Constrained, otherwise capacity available =90 kW | --> | C17 ex BALLYBEG | Ballybeg [T101,T102] | CARRICKMINES |  | 52.9048 | -6.0468
009510Y | MV/LV Substation ST***510Y |  | 10 kV | _ | LV | 630 kVA :Building Structure | 0.63 | --> | 0.63 | 0.5 | 0.53 | Constrained, otherwise capacity available =630 kVA | --> | 0.598 | 0 | 0 | 0 | 0 | Constrained, otherwise capacity available =598 kW | --> | C11 ex MANOR STREET | Manor Street [T41,T42] | WATERFORD |  | 52.249 | -7.1134
288048 | MV/LV Substation WY***048 |  | 10 kV | _ | LV | 400 kVA :Kiosk Substation | 0.4 | --> | 0.4 | 0 | 0 | Constrained, otherwise capacity available =238 kVA | --> | 0.38 | 0 | 0.095 | 0.287 | 0 |  | --> | C25 ex DUNDRUM | Dundrum [T41,T42] | BLACKROCK |  | 53.2839 | -6.251
127918Y | MV/LV Substation NE***918Y |  | 10 kV | _ | LV | 400 kVA :Kiosk Substation | 0.4 | --> | 0.4 | 0.293 | 5.89 |  | --> | 0.38 | 0 | 0.005 | 0 | 0 | Constrained, otherwise capacity available =361 kW | --> | C17 ex CASHEL | Cashel [T41,T42] | CAHIR |  | 52.511 | -7.8844
015769 | MV/LV Substation BA***769 |  | 20 kV | _ | LV | 200 kVA :Pole Substation | 0.2 | --> | 0.2 | 0 | 0 | Constrained, otherwise capacity available =171 kVA | --> | 0.19 | 0 | 0 | 0 | 0 | Constrained, otherwise capacity available =186 kW | --> | E14 ex BLESSINGTON | Blessington [T421,T422] | KILTEEL |  | 53.1302 | -6.6157
009901X | MV/LV Substation RA***901X |  | 10 kV | _ | LV | 50 kVA :Pole Substation | 0.05 | --> | 0.05 | 0.004 | 3.82 |  | --> | 0.048 | 0 | 0 | 0 | 0 | Constrained, otherwise capacity available =41 kW | --> | C14 ex WATERFORD | Waterford [T41,T42] | WATERFORD |  | 52.2627 | -7.1337
2524177 | MV/LV Substation WA***4177 |  | 10 kV | _ | LV | 100 kVA :Pole Substation | 0.1 | --> | 0.1 | 0.1 | 1.32 |  | --> | 0.095 | 0 | 0 | 0.095 | 0 |  | --> | C15 ex CLIFDEN | Clifden [T41,T42] | SCREEB |  | 53.4881 | -9.9967
031816 | MV/LV Substation HI***816 |  | 20 kV | _ | LV | 100 kVA :Pole Substation | 0.1 | --> | 0.1 | 0 | 0 | Constrained, otherwise capacity available =25 kVA | --> | 0.095 | 0 | 0.004 | 0 | 0 | Constrained, otherwise capacity available =81 kW | --> | E12 ex KILMACTHOMAS | Kilmacthomas [T421,T422] | DUNGARVAN |  | 52.2066 | -7.4208
2534201 | MV/LV Substation HA***4201 |  | 10 kV | _ | LV | 400 kVA :Kiosk Substation | 0.4 | --> | 0.4 | 0 | 0 | Constrained, otherwise capacity available =307 kVA | --> | 0.38 | 0 | 0.035 | 0 | 0 | Constrained, otherwise capacity available =341 kW | --> | C15 ex TUAM NORTH | Tuam North [T41,T42] | CLOON |  | 53.5098 | -8.8656
1544038 | MV/LV Substation ST***4038 |  | 10 kV | _ | LV | 630 kVA :Building Structure | 0.63 | --> | 0.63 | 0 | 0 | Constrained, otherwise capacity available =461 kVA | --> | 0.598 | 0 | 0.006 | 0 | 0 | Constrained, otherwise capacity available =571 kW | --> | C14 ex COOLMINE | Coolmine [T41,T42] | FINGLAS |  | 53.389 | -6.4307
209027X | MV/LV Substation TH***027X |  | 10 kV | _ | LV | 50 kVA :Pole Substation | 0.05 | --> | 0.05 | 0 | 0 | Constrained, otherwise capacity available =42 kVA | --> | 0.048 | 0 | 0 | 0 | 0 | Constrained, otherwise capacity available =46 kW | --> | C19 ex MILFORD (NR) | Milford (nr) [T41,T42] | LETTERKENNY |  | 55.0336 | -7.6463
036438 | MV/LV Substation MA***438 |  | 20 kV | _ | LV | 200 kVA :Pole Substation | 0.2 | --> | 0.2 | 0 | 0 | Constrained, otherwise capacity available =130 kVA | --> | 0.19 | 0 | 0 | 0 | 0 | Constrained, otherwise capacity available =180 kW | --> | E18 ex GARRANACANTY | Garranacanty [T421,T422] | TIPPERARY |  | 52.5604 | -8.0727
012412X | MV/LV Substation MI***412X |  | 20 kV | _ | LV | 200 kVA :Building Structure | 0.2 | --> | 0.2 | 0.2 | 1.99 |  | --> | 0.19 | 0 | 0 | 0 | 0 | Constrained, otherwise capacity available =190 kW | --> | C19 ex GRAIGUE | Graigue [T41,T42] | CARLOW |  | 52.7816 | -6.9632
281054 | MV/LV Substation CA***054 |  | 10 kV | _ | LV | 400 kVA :Kiosk Substation | 0.4 | --> | 0.4 | 0 | 0 | Constrained, otherwise capacity available =349 kVA | --> | 0.38 | 0 | 0.003 | 0 | 0 | Constrained, otherwise capacity available =371 kW | --> | C13 ex DOUGLAS | Douglas [T41,T42] | TRABEG |  | 51.8675 | -8.4376
127814X | MV/LV Substation CO***814X |  | 10 kV | _ | LV | 400 kVA :Building Structure | 0.4 | --> | 0.4 | 0 | 0 | Constrained, otherwise capacity available =323 kVA | --> | 0.38 | 0 | 0 | 0 | 0 | Constrained, otherwise capacity available =369 kW | --> | C16 ex LOUGHTAGALLA | Loughtagalla [T41,T42] | THURLES |  | 52.7335 | -7.689
0664397 | MV/LV Substation SE***4397 |  | 20 kV | _ | LV | 400 kVA :Kiosk Substation | 0.4 | --> | 0.4 | 0 | 0 | Constrained, otherwise capacity available =393 kVA | --> | 0.38 | 0 | 0.003 | 0 | 0 | Constrained, otherwise capacity available =377 kW | --> | E11 ex GLASMORE | Glasmore [T421,T422] | GLASMORE |  | 53.4808 | -6.1558
093462Z | MV/LV Substation CH***462Z |  | 10 kV | _ | LV | 1000 kVA :Building Structure | 1 | --> | 1 | 0 | 0 | Constrained, otherwise capacity available =776 kVA | --> | 0.95 | 0 | 0 | 0.5 | 0 |  | --> | C27 ex POPPINTREE | Poppintree [T101,T102] | FINGLAS |  | 53.4032 | -6.3042
017834Y | MV/LV Substation ST***834Y |  | 20 kV | _ | LV | 100 kVA :Pole Substation | 0.1 | --> | 0.1 | 0.086 | 1.98 |  | --> | 0.095 | 0 | 0 | 0 | 0 | Constrained, otherwise capacity available =93 kW | --> | E12 ex RATHKEALE | Rathkeale [T421,T422] | RATHKEALE |  | 52.4757 | -8.8644
067826 | MV/LV Substation NE***826 |  | 20 kV | _ | LV | 50 kVA :Pole Substation | 0.05 | --> | 0.05 | 0 | 0 | Constrained, otherwise capacity available =25 kVA | --> | 0.048 | 0 | 0 | 0 | 0 | Constrained, otherwise capacity available =44 kW | --> | C17 ex GILLOGUE | Gillogue [T41,T42] | ARDNACRUSHA |  | 52.7208 | -8.559
196185X | MV/LV Substation FR***185X |  | 10 kV | _ | LV | 400 kVA :Kiosk Substation | 0.4 | --> | 0.4 | 0 | 0 | Constrained, otherwise capacity available =262 kVA | --> | 0.38 | 0 | 0.015 | 0 | 0 | Constrained, otherwise capacity available =350 kW | --> | C18 ex ATHBOY | Athboy [T42] | NAVAN |  | 53.6198 | -6.9219
0684611 | MV/LV Substation GR***4611 |  | 10 kV | _ | LV | 1000 kVA :Building Structure | 1 | --> | 1 | 0.5 | 9.28 |  | --> | 0.95 | 0 | 0 | 0.5 | 0 |  | --> | C25 ex PEMBROKE | Pembroke [T41,T42,T43,T44] | RINGSEND |  | 53.3411 | -6.2397
281326Y | MV/LV Substation RO***326Y |  | 10 kV | _ | LV | 630 kVA :Building Structure | 0.63 | --> | 0.63 | 0 | 0 | Constrained, otherwise capacity available =482 kVA | --> | 0.598 | 0 | 0 | 0 | 0 | Constrained, otherwise capacity available =578 kW | --> | C21 ex DOUGLAS | Douglas [T41,T42] | TRABEG |  | 51.8796 | -8.4254
013821Y | MV/LV Substation PU***821Y |  | 10 kV | _ | LV | 50 kVA :Pole Substation | 0.05 | --> | 0.05 | 0.048 | 0.12 |  | --> | 0.048 | 0 | 0 | 0.047 | 0 |  | --> | C23 ex ATHY | Athy [T101,T102] | ATHY |  | 52.9795 | -6.9945
034006X | MV/LV Substation SP***006X |  | 10 kV | _ | LV | 200 kVA :Kiosk Substation | 0.2 | --> | 0.2 | 0.142 | 5.88 |  | --> | 0.19 | 0 | 0.023 | 0 | 0 | Constrained, otherwise capacity available =165 kW | --> | C13 ex ARDGEEHA | Ardgeeha [T41,T42] | DOON |  | 52.3598 | -7.6838
288036 | MV/LV Substation CA***036 |  | 10 kV | _ | LV | 50 kVA :Pole Substation | 0.05 | --> | 0.05 | 0 | 0 | Constrained, otherwise capacity available =19 kVA | --> | 0.048 | 0 | 0 | 0.043 | 0 |  | --> | C13 ex CARRICKMINES | Carrickmines [T41,T42] | CARRICKMINES |  | 53.2494 | -6.1731
281814 | MV/LV Substation IR***814 |  | 10 kV | _ | LV | 400 kVA :Building Structure | 0.4 | --> | 0.4 | 0.336 | 5.49 |  | --> | 0.38 | 0 | 0 | 0.371 | 0 |  | --> | C23 ex TRABEG | Trabeg [T101,T102] | TRABEG |  | 51.8483 | -8.4825
066723 | MV/LV Substation LA***723 |  | 20 kV | _ | LV | 50 kVA :Pole Substation | 0.05 | --> | 0.05 | 0 | 0 | Constrained, otherwise capacity available =50 kVA | --> | 0.048 | 0 | 0 | 0 | 0 | Constrained, otherwise capacity available =47 kW | --> | E15 ex BATTER LANE TEMPORARY | Batter Lane Temporary 38kv [T421] | GLASMORE |  | 53.4897 | -6.1949
046255X | MV/LV Substation HO***255X |  | 10 kV | _ | LV | 630 kVA :Kiosk Substation | 0.63 | --> | 0.63 | 0 | 0 | Constrained, otherwise capacity available =597 kVA | --> | 0.598 | 0 | 0 | 0.5 | 0 |  | --> | C11 ex CRANMORE | Cranmore [T41,T42] | SLIGO |  | 54.2744 | -8.4732
237336X | MV/LV Substation CR***336X |  | 10 kV | _ | LV | 400 kVA :Kiosk Substation | 0.4 | --> | 0.4 | 0 | 0 | Constrained, otherwise capacity available =368 kVA | --> | 0.38 | 0 | 0.03 | 0 | 0 | Constrained, otherwise capacity available =353 kW | --> | C12 ex KILSARAN | Kilsaran [T42] | DRYBRIDGE |  | 53.898 | -6.3859
026438Y | MV/LV Substation CU***438Y |  | 10 kV | _ | LV | 50 kVA :Pole Substation | 0.05 | --> | 0.05 | 0.047 | 8.66 |  | --> | 0.048 | 0 | 0 | 0 | 0 | Constrained, otherwise capacity available =47 kW | --> | C13 ex BANDON | Bandon [T101,T42] | BANDON |  | 51.7584 | -8.7677
023312 | MV/LV Substation CA***312 |  | 10 kV | _ | LV | 100 kVA :Pole Substation | 0.1 | --> | 0.1 | 0 | 0 | Constrained, otherwise capacity available =58 kVA | --> | 0.095 | 0 | 0 | 0 | 0 | Constrained, otherwise capacity available =89 kW | --> | C13 ex CURRAGLASS | Curraglass [T41] | BARRYMORE |  | 52.1058 | -8.0655
288054 | MV/LV Substation ME***054 |  | 10 kV | _ | LV | 400 kVA :Kiosk Substation | 0.4 | --> | 0.4 | 0 | 0 | Constrained, otherwise capacity available =306 kVA | --> | 0.38 | 0 | 0.04 | 0.337 | 0 |  | --> | C14 ex DUNDRUM | Dundrum [T41,T42] | BLACKROCK |  | 53.2855 | -6.261
081193 | MV/LV Substation LU***193 |  | 10 kV | _ | LV | 400 kVA :Kiosk Substation | 0.4 | --> | 0.4 | 0 | 0 | Constrained, otherwise capacity available =294 kVA | --> | 0.38 | 0 | 0.066 | 0 | 0 | Constrained, otherwise capacity available =316 kW | --> | C11 ex PALMERSTOWN | Palmerstown [T41,T42] | FINGLAS |  | 53.3571 | -6.3797
288309 | MV/LV Substation BA***309 |  | 10 kV | _ | LV | 400 kVA :Kiosk Substation | 0.4 | --> | 0.4 | 0 | 0 | Constrained, otherwise capacity available =236 kVA | --> | 0.38 | 0 | 0.011 | 0.349 | 0 |  | --> | C17 ex CARRICKMINES | Carrickmines [T41,T42] | CARRICKMINES |  | 53.2592 | -6.1914
016090Z | MV/LV Substation WA***090Z |  | 10 kV | _ | LV | 630 kVA :Building Structure | 0.63 | --> | 0.63 | 0 | 0 | Constrained, otherwise capacity available =403 kVA | --> | 0.598 | 0 | 0.003 | 0 | 0 | Constrained, otherwise capacity available =564 kW | --> | C17 ex CELBRIDGE | Celbridge [T41,T42] | GRIFFINRATH |  | 53.3395 | -6.5381
111629 | MV/LV Substation BA***629 |  | 20 kV | _ | LV | 50 kVA :Pole Substation | 0.05 | --> | 0.05 | 0.045 | 0.94 |  | --> | 0.048 | 0 | 0.016 | 0 | 0 | Constrained, otherwise capacity available =35 kW | --> | E21 ex CASTLETOWNBERE | Castletownbere [T421] | BALLYLICKY |  | 51.6367 | -9.8682
049799Y | MV/LV Substation LA***799Y |  | 10 kV | _ | LV | 630 kVA :Kiosk Substation | 0.63 | --> | 0.63 | 0.213 | 0.21 | Constrained, otherwise capacity available =549 kVA | --> | 0.598 | 0 | 0 | 0 | 0 | Constrained, otherwise capacity available =587 kW | --> | E19 ex LONGFORD | Longford [T421,T422] | RICHMOND |  | 53.7263 | -7.8074
0684685 | MV/LV Substation TH***4685 |  | 10 kV | _ | LV | 1000 kVA :Building Structure | 1 | --> | 1 | 0.5 | 7.91 |  | --> | 0.95 | 0 | 0 | 0.5 | 0 |  | --> | C28 ex PELLETSTOWN | Pelletstown [T101,T102] | FINGLAS |  | 53.3763 | -6.3274
0694020 | MV/LV Substation TE***4020 |  | 10 kV | _ | LV | 1000 kVA :Building Structure | 1 | --> | 1 | 0.5 | 0.91 | Constrained, otherwise capacity available =973 kVA | --> | 0.95 | 0 | 0.003 | 0.5 | 0 |  | --> | C21 ex KIMMAGE | Kimmage [T41,T42] | INCHICORE 220KV |  | 53.3095 | -6.2834
377628X | MV/LV Substation SP***628X |  | 20 kV | _ | LV | 100 kVA :Pole Substation | 0.1 | --> | 0.1 | 0 | 0 | Constrained, otherwise capacity available =92 kVA | --> | 0.095 | 0 | 0 | 0 | 0 | Constrained, otherwise capacity available =94 kW | --> | E16 ex GURRANEBANE | Gurranebane [T421,T422] | OUGHTRAGH |  | 51.8372 | -10.176
055057Y | MV/LV Substation CO***057Y |  | 10 kV | _ | LV | 200 kVA :Pole Substation | 0.2 | --> | 0.2 | 0 | 0 | Constrained, otherwise capacity available =160 kVA | --> | 0.19 | 0 | 0.037 | 0 | 0 | Constrained, otherwise capacity available =157 kW | --> | C13 ex ROSCREA | Roscrea [T41,T42] | IKERRIN |  | 52.9533 | -7.8089
012689X | MV/LV Substation GA***689X |  | 20 kV | _ | LV | 400 kVA :Kiosk Substation | 0.4 | --> | 0.4 | 0.396 | 2.83 |  | --> | 0.38 | 0 | 0.015 | 0 | 0 | Constrained, otherwise capacity available =368 kW | --> | E17 ex BAGENALSTOWN | Bagenalstown [T421,T422] | CARLOW |  | 52.7098 | -6.949
0074206 | MV/LV Substation AR***4206 |  | 20 kV | _ | LV | 630 kVA :Kiosk Substation | 0.63 | --> | 0.63 | 0.143 | 0.14 | Constrained, otherwise capacity available =506 kVA | --> | 0.598 | 0 | 0.022 | 0 | 0 | Constrained, otherwise capacity available =565 kW | --> | C12 ex CARRIGLAWN | Carriglawn [T41,T42] | WEXFORD |  | 52.3582 | -6.4542
120561X | MV/LV Substation CA***561X |  | 20 kV | _ | LV | 50 kVA :Pole Substation | 0.05 | --> | 0.05 | 0.031 | 3.5 |  | --> | 0.048 | 0 | 0 | 0 | 0 | Constrained, otherwise capacity available =45 kW | --> | E11 ex DUNFIRTH | Dunfirth [T122] | DUNFIRTH |  | 53.3543 | -6.9629
324949 | MV/LV Substation CL***949 |  | 10 kV | _ | LV | 50 kVA :Pole Substation | 0.05 | --> | 0.05 | 0 | 0 | Constrained, otherwise capacity available =47 kVA | --> | 0.048 | 0 | 0.006 | 0 | 0 | Constrained, otherwise capacity available =43 kW | --> | C20 ex BALLYGAR | Ballygar [T41,T42] | ATHLONE |  | 53.5389 | -8.3017
067113 | MV/LV Substation RE***113 |  | 10 kV | _ | LV | 400 kVA :Building Structure | 0.4 | --> | 0.4 | 0 | 0 | Constrained, otherwise capacity available =188 kVA | --> | 0.38 | 0 | 0.021 | 0 | 0 | Constrained, otherwise capacity available =334 kW | --> | C17 ex CAHERDAVIN | Caherdavin [T41,T42] | ARDNACRUSHA |  | 52.6677 | -8.6321
0934014 | MV/LV Substation CH***4014 |  | 10 kV | _ | LV | 400 kVA :Building Structure | 0.4 | --> | 0.4 | 0 | 0 | Constrained, otherwise capacity available =274 kVA | --> | 0.38 | 0 | 0 | 0.362 | 0 |  | --> | C17 ex UNIDARE | Unidare [T41,T42] | FINGLAS |  | 53.4031 | -6.3067
014649Z | MV/LV Substation KC***649Z |  | 10 kV | _ | LV | 200 kVA :Pole Substation | 0.2 | --> | 0.2 | 0 | 0 | Constrained, otherwise capacity available =168 kVA | --> | 0.19 | 0 | 0 | 0 | 0 | Constrained, otherwise capacity available =186 kW | --> | C18 ex KILDARE | Kildare [T41,T42] | NEWBRIDGE |  | 53.1516 | -6.9036
176249Y | MV/LV Substation RY***249Y |  | 20 kV | _ | LV | 50 kVA :Pole Substation | 0.05 | --> | 0.05 | 0 | 0 | Constrained, otherwise capacity available =42 kVA | --> | 0.048 | 0 | 0 | 0 | 0 | Constrained, otherwise capacity available =46 kW | --> | E11 ex MACROOM | Macroom [T422] | MACROOM |  | 51.9775 | -8.8318
014840Z | MV/LV Substation BA***840Z |  | 10 kV | _ | LV | 200 kVA :Kiosk Substation | 0.2 | --> | 0.2 | 0 | 0 | Constrained, otherwise capacity available =103 kVA | --> | 0.19 | 0 | 0.021 | 0 | 0 | Constrained, otherwise capacity available =161 kW | --> | C16 ex MORRISTOWN | Morristown [T41,T42] | NEWBRIDGE |  | 53.197 | -6.7889
281507Y | MV/LV Substation CA***507Y |  | 10 kV | _ | LV | 50 kVA :Pole Substation | 0.05 | --> | 0.05 | 0 | 0 | Constrained, otherwise capacity available =41 kVA | --> | 0.048 | 0 | 0 | 0 | 0 | Constrained, otherwise capacity available =46 kW | --> | C17 ex DOUGLAS | Douglas [T41,T42] | TRABEG |  | 51.8668 | -8.4314
071075 | MV/LV Substation BE***075 |  | 10 kV | _ | LV | 400 kVA :Kiosk Substation | 0.4 | --> | 0.4 | 0 | 0 | Constrained, otherwise capacity available =249 kVA | --> | 0.38 | 0 | 0.047 | 0.324 | 0 |  | --> | C11 ex GREYSTONES | Greystones [T41,T42] | FASSAROE |  | 53.1431 | -6.084
066260X | MV/LV Substation PU***260X |  | 10 kV | _ | LV | 200 kVA :Kiosk Substation | 0.2 | --> | 0.2 | 0 | 0 | Constrained, otherwise capacity available =67 kVA | --> | 0.19 | 0 | 0.058 | 0 | 0 | Constrained, otherwise capacity available =128 kW | --> | C16 ex MALAHIDE | Malahide [T41,T42] | GLASMORE |  | 53.437 | -6.1368
324498X | MV/LV Substation CL***498X |  | 10 kV | _ | LV | 50 kVA :Pole Substation | 0.05 | --> | 0.05 | 0 | 0 | Constrained, otherwise capacity available =49 kVA | --> | 0.048 | 0 | 0.006 | 0 | 0 | Constrained, otherwise capacity available =43 kW | --> | C20 ex BALLYGAR | Ballygar [T41,T42] | ATHLONE |  | 53.5479 | -8.3021
154440Z | MV/LV Substation MA***440Z |  | 10 kV | _ | LV | 1000 kVA :Building Structure | 1 | --> | 1 | 0 | 0 | Constrained, otherwise capacity available =752 kVA | --> | 0.95 | 0 | 0.05 | 0 | 0 | Constrained, otherwise capacity available =878 kW | --> | C26 ex MONEYCOOLEY | Moneycooley [T41,T42,T44] | GRIFFINRATH |  | 53.3819 | -6.5954
059349X | MV/LV Substation MI***349X |  | 10 kV | _ | LV | 630 kVA :Building Structure | 0.63 | --> | 0.63 | 0 | 0 | Constrained, otherwise capacity available =483 kVA | --> | 0.598 | 0 | 0 | 0 | 0 | Constrained, otherwise capacity available =587 kW | --> | C16 ex DERRYCRAMPH | Derrycramph [T41,T42] | SHANKILL |  | 53.9837 | -7.3265
0814238 | MV/LV Substation GR***4238 |  | 10 kV | _ | LV | 630 kVA :Kiosk Substation | 0.63 | --> | 0.63 | 0 | 0 | Constrained, otherwise capacity available =403 kVA | --> | 0.598 | 0 | 0.015 | 0.5 | 0 |  | --> | C29 ex GRANGE CASTLE | Grange Castle [T101,T102] | INCHICORE 220KV |  | 53.2974 | -6.4994
154298Z | MV/LV Substation GA***298Z |  | 10 kV | _ | LV | 200 kVA :Kiosk Substation | 0.2 | --> | 0.2 | 0 | 0 | Constrained, otherwise capacity available =25 kVA | --> | 0.19 | 0 | 0.01 | 0.157 | 0 |  | --> | C39 ex COLLEGE PARK | College Park [T101,T102,T103] | COLLEGE PARK |  | 53.4183 | -6.386
256961 | MV/LV Substation GI***961 |  | 10 kV | _ | LV | 50 kVA :Pole Substation | 0.05 | --> | 0.05 | 0.05 | 1.28 |  | --> | 0.048 | 0 | 0 | 0 | 0 | Constrained, otherwise capacity available =48 kW | --> | C17 ex CASTLEREA | Castlerea [T41,T42] | CARRICK ON SHANNON |  | 53.7663 | -8.4928
081583Z | MV/LV Substation CA***583Z |  | 20 kV | _ | LV | 400 kVA :Kiosk Substation | 0.4 | --> | 0.4 | 0 | 0 | Constrained, otherwise capacity available =309 kVA | --> | 0.38 | 0 | 0.01 | 0.36 | 0 |  | --> | E19 ex ADAMSTOWN | Adamstown [T121,T122] | INCHICORE 220KV |  | 53.3367 | -6.4616
039434 | MV/LV Substation CA***434 |  | 10 kV | _ | LV | 100 kVA :Pole Substation | 0.1 | --> | 0.1 | 0 | 0 | Constrained, otherwise capacity available =81 kVA | --> | 0.095 | 0 | 0 | 0 | 0 | Constrained, otherwise capacity available =92 kW | --> | C20 ex ORANMORE | Oranmore [T41,T44] | GALWAY 110KV |  | 53.3068 | -8.923
068373X | MV/LV Substation SO***373X |  | 10 kV | _ | LV | 630 kVA :Building Structure | 0.63 | --> | 0.63 | 0.5 | 9.28 |  | --> | 0.598 | 0 | 0.005 | 0.5 | 0 |  | --> | C02 ex PEMBROKE | Pembroke [T41,T42,T43,T44] | RINGSEND |  | 53.3391 | -6.233
029974X | MV/LV Substation SE***974X |  | 20 kV | _ | LV | 400 kVA :Kiosk Substation | 0.4 | --> | 0.4 | 0 | 0 | Constrained, otherwise capacity available =317 kVA | --> | 0.38 | 0 | 0.016 | 0 | 0 | Constrained, otherwise capacity available =357 kW | --> | C13 ex CLOYNE | Cloyne [T41] | MIDLETON |  | 51.8265 | -8.0046
010065X | MV/LV Substation IA***065X |  | 20 kV | _ | LV | 50 kVA :Pole Substation | 0.05 | --> | 0.05 | 0 | 0 | Constrained, otherwise capacity available =45 kVA | --> | 0.048 | 0 | 0 | 0 | 0 | Constrained, otherwise capacity available =47 kW | --> | E11 ex BALLYHALE | Ballyhale [T42,T421] | KILKENNY |  | 52.524 | -7.1482
158036 | MV/LV Substation CA***036 |  | 20 kV | _ | LV | 50 kVA :Pole Substation | 0.05 | --> | 0.05 | 0 | 0 | Constrained, otherwise capacity available =32 kVA | --> | 0.048 | 0 | 0 | 0 | 0 | Constrained, otherwise capacity available =45 kW | --> | C19 ex ENNISTYMON | Ennistymon [T41,T42] | ENNIS |  | 53.0272 | -9.2999
281079X | MV/LV Substation CU***079X |  | 10 kV | _ | LV | 630 kVA :Building Structure | 0.63 | --> | 0.63 | 0 | 0 | Constrained, otherwise capacity available =313 kVA | --> | 0.598 | 0 | 0.064 | 0.5 | 0 |  | --> | C20 ex BISHOPSTOWN | Bishopstown [T41,T42] | KILBARRY |  | 51.8808 | -8.5211
006504Y | MV/LV Substation CU***504Y |  | 20 kV | _ | LV | 200 kVA :Kiosk Substation | 0.2 | --> | 0.2 | 0.163 | 16.12 |  | --> | 0.19 | 0 | 0.005 | 0.181 | 0 |  | --> | E21 ex WEXFORD | Wexford [T121,T122] | WEXFORD |  | 52.4203 | -6.5311
245002 | MV/LV Substation FI***002 |  | 10 kV | _ | LV | 400 kVA :Building Structure | 0.4 | --> | 0.4 | 0 | 0 | Constrained, otherwise capacity available =360 kVA | --> | 0.38 | 0 | 0 | 0.374 | 0 |  | --> | C22 ex UNIDARE | Unidare [T41,T42] | FINGLAS |  | 53.3905 | -6.3032
0394106 | MV/LV Substation OR***4106 |  | 10 kV | _ | LV | 200 kVA :Kiosk Substation | 0.2 | --> | 0.2 | 0 | 0 | Constrained, otherwise capacity available =132 kVA | --> | 0.19 | 0 | 0.034 | 0 | 0 | Constrained, otherwise capacity available =155 kW | --> | C15 ex ORANMORE | Oranmore [T41,T44] | GALWAY 110KV |  | 53.2555 | -8.9273
064623 | MV/LV Substation MO***623 |  | 20 kV | _ | LV | 200 kVA :Pole Substation | 0.2 | --> | 0.2 | 0 | 0 | Constrained, otherwise capacity available =162 kVA | --> | 0.19 | 0 | 0 | 0 | 0 | Constrained, otherwise capacity available =185 kW | --> | E16 ex JULIANSTOWN | Julianstown [T421,T422] | DRYBRIDGE |  | 53.6619 | -6.2423
1574036 | MV/LV Substation CL***4036 |  | 20 kV | _ | LV | 50 kVA :Pole Substation | 0.05 | --> | 0.05 | 0.048 | 1.55 |  | --> | 0.048 | 0 | 0 | 0 | 0 | Constrained, otherwise capacity available =47 kW | --> | E17 ex CARRIGALLEN | Carrigallen [T421] | CARRICK ON SHANNON |  | 53.9446 | -7.7829
426420 | MV/LV Substation BA***420 |  | 20 kV | _ | LV | 200 kVA :Pole Substation | 0.2 | --> | 0.2 | 0 | 0 | Constrained, otherwise capacity available =180 kVA | --> | 0.19 | 0 | 0 | 0 | 0 | Constrained, otherwise capacity available =187 kW | --> | E12 ex DINGLE | Dingle [T421,T422] | OUGHTRAGH |  | 52.1554 | -10.2931
011995Y | MV/LV Substation DU***995Y |  | 10 kV | _ | LV | 50 kVA :Pole Substation | 0.05 | --> | 0.05 | 0 | 0 | Constrained, otherwise capacity available =48 kVA | --> | 0.048 | 0 | 0 | 0 | 0 | Constrained, otherwise capacity available =47 kW | --> | C23 ex GORESBRIDGE | Goresbridge [T41,T42] | KILKENNY |  | 52.6452 | -7.002
0704081 | MV/LV Substation IN***4081 |  | 10 kV | _ | LV | 400 kVA :Kiosk Substation | 0.4 | --> | 0.4 | 0.34 | 2.63 |  | --> | 0.38 | 0 | 0.04 | 0.221 | 0 | Constrained, otherwise capacity available =342 kW | --> | C12 ex CLOONBANNIN | Cloonbannin [T42] | GLENLARA |  | 52.1597 | -9.0726
011342X | MV/LV Substation NO***342X |  | 10 kV | _ | LV | 100 kVA :Pole Substation | 0.1 | --> | 0.1 | 0.04 | 5.05 |  | --> | 0.095 | 0 | 0 | 0 | 0 | Constrained, otherwise capacity available =86 kW | --> | C20 ex MCDONAGH | Mcdonagh [T41,T42] | KILKENNY |  | 52.6716 | -7.109
007948X | MV/LV Substation AU***948X |  | 10 kV | _ | LV | 400 kVA :Building Structure | 0.4 | --> | 0.4 | 0 | 0 | Constrained, otherwise capacity available =371 kVA | --> | 0.38 | 0 | 0 | 0 | 0 | Constrained, otherwise capacity available =376 kW | --> | C14 ex MULGANNON | Mulgannon [T41,T42] | WEXFORD |  | 52.33 | -6.4632
060424Y | MV/LV Substation CO***424Y |  | 10 kV | _ | LV | 200 kVA :Kiosk Substation | 0.2 | --> | 0.2 | 0.2 | 2.57 |  | --> | 0.19 | 0 | 0 | 0 | 0 | Constrained, otherwise capacity available =190 kW | --> | C19 ex ERRIGAL | Errigal [T41,T422] | SHANKILL |  | 54.0678 | -7.0667
132017 | MV/LV Substation CU***017 |  | 10 kV | _ | LV | 400 kVA :Kiosk Substation | 0.4 | --> | 0.4 | 0 | 0 | Constrained, otherwise capacity available =296 kVA | --> | 0.38 | 0 | 0.011 | 0 | 0 | Constrained, otherwise capacity available =357 kW | --> | C16 ex LOUGHREA | Loughrea [T41,T42] | SOMERSET |  | 53.1969 | -8.5885
093615 | MV/LV Substation HA***615 |  | 10 kV | _ | LV | 200 kVA :Pole Substation | 0.2 | --> | 0.2 | 0 | 0 | Constrained, otherwise capacity available =145 kVA | --> | 0.19 | 0 | 0.018 | 0 | 0 | Constrained, otherwise capacity available =169 kW | --> | C13 ex MALAHIDE | Malahide [T41,T42] | GLASMORE |  | 53.4189 | -6.1762
081096Z | MV/LV Substation GR***096Z |  | 10 kV | _ | LV | 400 kVA :Kiosk Substation | 0.4 | --> | 0.4 | 0 | 0 | Constrained, otherwise capacity available =326 kVA | --> | 0.38 | 0 | 0.013 | 0.36 | 0 |  | --> | C13 ex BALGADDY | Balgaddy [T41,T42] | GRANGE CASTLE |  | 53.3406 | -6.4463
281602 | MV/LV Substation BR***602 |  | 10 kV | _ | LV | 100 kVA :Pole Substation | 0.1 | --> | 0.1 | 0 | 0 | Constrained, otherwise capacity available =38 kVA | --> | 0.095 | 0 | 0 | 0 | 0 | Constrained, otherwise capacity available =86 kW | --> | C16 ex CARRIGALINE | Carrigaline [T41,T42] | BARNAHELY |  | 51.8611 | -8.3806
068087X | MV/LV Substation GE***087X |  | 10 kV | _ | LV | 630 kVA :Building Structure | 0.63 | --> | 0.63 | 0.5 | 9.02 |  | --> | 0.598 | 0 | 0 | 0.5 | 0 |  | --> | C17 ex MISERY HILL | Misery Hill [T101,T102] | POOLBEG |  | 53.3473 | -6.2523
136536Y | MV/LV Substation WA***536Y |  | 10 kV | _ | LV | 400 kVA :Kiosk Substation | 0.4 | --> | 0.4 | 0 | 0 | Constrained, otherwise capacity available =381 kVA | --> | 0.38 | 0 | 0 | 0 | 0 | Constrained, otherwise capacity available =377 kW | --> | C12 ex AGHAMORE | Aghamore [T41,T42] | LANESBORO |  | 53.675 | -7.9989
016063Z | MV/LV Substation WO***063Z |  | 10 kV | _ | LV | 400 kVA :Kiosk Substation | 0.4 | --> | 0.4 | 0 | 0 | Constrained, otherwise capacity available =259 kVA | --> | 0.38 | 0 | 0.048 | 0 | 0 | Constrained, otherwise capacity available =325 kW | --> | C12 ex MONEYCOOLEY | Moneycooley [T41,T42,T44] | GRIFFINRATH |  | 53.3425 | -6.5508
007404Y | MV/LV Substation BE***404Y |  | 10 kV | _ | LV | 400 kVA :Kiosk Substation | 0.4 | --> | 0.4 | 0.328 | 0.9 |  | --> | 0.38 | 0 | 0 | 0 | 0 | Constrained, otherwise capacity available =370 kW | --> | C15 ex CLONARD | Clonard [T41,T42] | WEXFORD |  | 52.3357 | -6.4795
254140 | MV/LV Substation CA***140 |  | 10 kV | _ | LV | 200 kVA :Pole Substation | 0.2 | --> | 0.2 | 0.136 | 10.7 |  | --> | 0.19 | 0 | 0.026 | 0 | 0 | Constrained, otherwise capacity available =162 kW | --> | C14 ex CLOON | Cloon [T42,T421] | CLOON |  | 53.436 | -8.8658
363926 | MV/LV Substation BB***926 |  | 20 kV | _ | LV | 50 kVA :Pole Substation | 0.05 | --> | 0.05 | 0.043 | 3.25 |  | --> | 0.048 | 0 | 0 | 0 | 0 | Constrained, otherwise capacity available =46 kW | --> | E16 ex BALLYBUNION | Ballybunion [T421,T422] | TRIEN |  | 52.4954 | -9.6569
136075Y | MV/LV Substation HY***075Y |  | 10 kV | _ | LV | 100 kVA :Pole Substation | 0.1 | --> | 0.1 | 0 | 0 | Constrained, otherwise capacity available =70 kVA | --> | 0.095 | 0 | 0.015 | 0 | 0 | Constrained, otherwise capacity available =80 kW | --> | C13 ex ROSCOMMON | Roscommon [T41,T42] | LANESBORO |  | 53.6221 | -8.1817
033053Y | MV/LV Substation HI***053Y |  | 10 kV | _ | LV | 200 kVA :Pole Substation | 0.2 | --> | 0.2 | 0 | 0 | Constrained, otherwise capacity available =174 kVA | --> | 0.19 | 0 | 0 | 0 | 0 | Constrained, otherwise capacity available =186 kW | --> | C12 ex BALLYHALE | Ballyhale [T42,T421] | KILKENNY |  | 52.4847 | -7.2139
066439Z | MV/LV Substation ST***439Z |  | 10 kV | _ | LV | 400 kVA :Kiosk Substation | 0.4 | --> | 0.4 | 0 | 0 | Constrained, otherwise capacity available =378 kVA | --> | 0.38 | 0 | 0.017 | 0.364 | 0 |  | --> | C20 ex SUTTON | Sutton [T41,T42] | GRANGE (DR) |  | 53.3741 | -6.09
365499X | MV/LV Substation RO***499X |  | 10 kV | _ | LV | 100 kVA :Pole Substation | 0.1 | --> | 0.1 | 0 | 0 | Constrained, otherwise capacity available =45 kVA | --> | 0.095 | 0 | 0.005 | 0.084 | 0 |  | --> | C19 ex CLONDALKIN | Clondalkin [T41,T42,T44] | INCHICORE 220KV |  | 53.3017 | -6.4348
093323Z | MV/LV Substation MA***323Z |  | 10 kV | _ | LV | 200 kVA :Kiosk Substation | 0.2 | --> | 0.2 | 0 | 0 | Constrained, otherwise capacity available =172 kVA | --> | 0.19 | 0 | 0 | 0.186 | 0 |  | --> | C17 ex SANTRY | Santry [T41,T42] | FINGLAS |  | 53.4044 | -6.2427
011915 | MV/LV Substation KN***915 |  | 10 kV | _ | LV | 50 kVA :Pole Substation | 0.05 | --> | 0.05 | 0.037 | 0.04 | Constrained, otherwise capacity available =39 kVA | --> | 0.048 | 0 | 0 | 0 | 0 | Constrained, otherwise capacity available =46 kW | --> | C11 ex CALLAN | Callan [T41,T42] | KILKENNY |  | 52.5673 | -7.3703
127201 | MV/LV Substation NO***201 |  | 10 kV | _ | LV | 50 kVA :Pole Substation | 0.05 | --> | 0.05 | 0 | 0 | Constrained, otherwise capacity available =50 kVA | --> | 0.048 | 0 | 0 | 0 | 0 | Constrained, otherwise capacity available =48 kW | --> | C11 ex LOUGHTAGALLA | Loughtagalla [T41,T42] | THURLES |  | 52.6677 | -7.6904
108800 | MV/LV Substation AR***800 |  | 10 kV | _ | LV | 200 kVA :Kiosk Substation | 0.2 | --> | 0.2 | 0.182 | 1.57 |  | --> | 0.19 | 0 | 0.009 | 0 | 0 | Constrained, otherwise capacity available =181 kW | --> | C16 ex BALLYSHANNON | Ballyshannon [T41,T42] | CATHALEENS FALL |  | 54.5586 | -8.2051
196358X | MV/LV Substation OA***358X |  | 10 kV | _ | LV | 630 kVA :Building Structure | 0.63 | --> | 0.63 | 0 | 0 | Constrained, otherwise capacity available =590 kVA | --> | 0.598 | 0 | 0 | 0 | 0 | Constrained, otherwise capacity available =593 kW | --> | C15 ex TRIM | Trim [T41,T42] | NAVAN |  | 53.5663 | -6.7981
349019 | MV/LV Substation RI***019 |  | 10 kV | _ | LV | 200 kVA :Kiosk Substation | 0.2 | --> | 0.2 | 0 | 0 | Constrained, otherwise capacity available =185 kVA | --> | 0.19 | 0 | 0 | 0 | 0 | Constrained, otherwise capacity available =188 kW | --> | C16 ex TRAMORE | Tramore [T41,T42] | BUTLERSTOWN |  | 52.1632 | -7.1376
0654284 | MV/LV Substation GE***4284 |  | 20 kV | _ | LV | 50 kVA :Pole Substation | 0.05 | --> | 0.05 | 0 | 0 | Constrained, otherwise capacity available =49 kVA | --> | 0.048 | 0 | 0 | 0 | 0 | Constrained, otherwise capacity available =47 kW | --> | E18 ex GLASMORE | Glasmore [T421,T422] | GLASMORE |  | 53.5426 | -6.2758
064090 | MV/LV Substation SI***090 |  | 10 kV | _ | LV | 400 kVA :Building Structure | 0.4 | --> | 0.4 | 0 | 0 | Constrained, otherwise capacity available =356 kVA | --> | 0.38 | 0 | 0 | 0 | 0 | Constrained, otherwise capacity available =374 kW | --> | C11 ex MORNINGTON ROAD | Mornington Road [T41,T42] | DRYBRIDGE |  | 53.7154 | -6.3367
081411Z | MV/LV Substation WE***411Z |  | 10 kV | _ | LV | 400 kVA :Building Structure | 0.4 | --> | 0.4 | 0 | 0 | Constrained, otherwise capacity available =347 kVA | --> | 0.38 | 0 | 0 | 0 | 0 | Constrained, otherwise capacity available =373 kW | --> | C16 ex LEIXLIP | Leixlip [T41,T42] | GRIFFINRATH |  | 53.3567 | -6.4903
062135X | MV/LV Substation QU***135X |  | 10 kV | _ | LV | 1000 kVA :Building Structure | 1 | --> | 1 | 0.5 | 3.12 |  | --> | 0.95 | 0 | 0 | 0 | 0 | Constrained, otherwise capacity available =940 kW | --> | C15 ex MARSHES | Marshes [T41,T42] | DUNDALK |  | 53.979 | -6.3784
068137X | MV/LV Substation IR***137X |  | 10 kV | _ | LV | 630 kVA :Kiosk Substation | 0.63 | --> | 0.63 | 0.392 | 20.78 |  | --> | 0.598 | 0 | 0 | 0.5 | 0 |  | --> | C14 ex HEUSTON SQUARE | Heuston Square [T101,T102] | INCHICORE 220KV |  | 53.3429 | -6.2965
059567Y | MV/LV Substation ER***567Y |  | 20 kV | _ | LV | 50 kVA :Pole Substation | 0.05 | --> | 0.05 | 0 | 0 | Constrained, otherwise capacity available =50 kVA | --> | 0.048 | 0 | 0 | 0 | 0 | Constrained, otherwise capacity available =47 kW | --> | E17 ex CAVAN | Cavan [T42,T421] | SHANKILL |  | 54.0984 | -7.4477
068440X | MV/LV Substation WH***440X |  | 10 kV | _ | LV | 1000 kVA :Building Structure | 1 | --> | 1 | 0.5 | 2.6 |  | --> | 0.95 | 0 | 0 | 0.5 | 0 |  | --> | C11 ex WOLFE TONE STREET | Wolfe Tone Street [T101,T102] | FINGLAS |  | 53.3465 | -6.2692
156301Z | MV/LV Substation MU***301Z |  | 20 kV | _ | LV | 50 kVA :Pole Substation | 0.05 | --> | 0.05 | 0 | 0 | Constrained, otherwise capacity available =47 kVA | --> | 0.048 | 0 | 0 | 0 | 0 | Constrained, otherwise capacity available =47 kW | --> | C17 ex CLONES | Clones [T41,T42] | SHANKILL |  | 54.2308 | -7.0644
216759 | MV/LV Substation AR***759 |  | 10 kV | _ | LV | 200 kVA :Pole Substation | 0.2 | --> | 0.2 | 0 | 0 | Constrained, otherwise capacity available =86 kVA | --> | 0.19 | 0 | 0.011 | 0 | 0 | Constrained, otherwise capacity available =166 kW | --> | C26 ex GLENTIES | Glenties [T41,T42] | BINBANE |  | 54.7994 | -8.288
429249X | MV/LV Substation DR***249X |  | 20 kV | _ | LV | 50 kVA :Pole Substation | 0.05 | --> | 0.05 | 0.047 | 5.75 |  | --> | 0.048 | 0 | 0 | 0 | 0 | Constrained, otherwise capacity available =47 kW | --> | E21 ex ABBEYFEALE | Abbeyfeale [T421] | TRIEN |  | 52.3835 | -9.2343
033039 | MV/LV Substation SI***039 |  | 10 kV | _ | LV | 100 kVA :Pole Substation | 0.1 | --> | 0.1 | 0 | 0 | Constrained, otherwise capacity available =53 kVA | --> | 0.095 | 0 | 0.005 | 0 | 0 | Constrained, otherwise capacity available =85 kW | --> | C17 ex DEERPARK | Deerpark [T41,T42] | BALLYDINE |  | 52.3522 | -7.4213
075186 | MV/LV Substation GO***186 |  | 20 kV | _ | LV | 100 kVA :Pole Substation | 0.1 | --> | 0.1 | 0.093 | 1.13 |  | --> | 0.095 | 0 | 0 | 0 | 0 | Constrained, otherwise capacity available =94 kW | --> | E18 ex BUNCLODY | Bunclody [T421,T422] | CRANE |  | 52.6022 | -6.6767
070119 | MV/LV Substation TO***119 |  | 20 kV | _ | LV | 50 kVA :Pole Substation | 0.05 | --> | 0.05 | 0.048 | 0.76 |  | --> | 0.048 | 0 | 0 | 0 | 0 | Constrained, otherwise capacity available =47 kW | --> | E15 ex RATHMORE | Rathmore [T42,T421] | KNOCKEARAGH |  | 52.1307 | -9.2928
075043 | MV/LV Substation CA***043 |  | 20 kV | _ | LV | 200 kVA :Kiosk Substation | 0.2 | --> | 0.2 | 0.127 | 1.13 |  | --> | 0.19 | 0 | 0.011 | 0 | 0 | Constrained, otherwise capacity available =172 kW | --> | E12 ex BUNCLODY | Bunclody [T421,T422] | CRANE |  | 52.6484 | -6.6519
071008 | MV/LV Substation BL***008 |  | 10 kV | _ | LV | 400 kVA :Kiosk Substation | 0.4 | --> | 0.4 | 0 | 0 | Constrained, otherwise capacity available =100 kVA | --> | 0.38 | 0 | 0.122 | 0.246 | 0 |  | --> | C15 ex GREYSTONES | Greystones [T41,T42] | FASSAROE |  | 53.1496 | -6.0791
0134199 | MV/LV Substation CO***4199 |  | 20 kV | _ | LV | 200 kVA :Kiosk Substation | 0.2 | --> | 0.2 | 0.121 | 0.12 | Constrained, otherwise capacity available =200 kVA | --> | 0.19 | 0 | 0 | 0.19 | 0 |  | --> | E62 ex ATHY | Athy [T101,T102] | ATHY |  | 52.9963 | -6.9605
081533X | MV/LV Substation CH***533X |  | 10 kV | _ | LV | 200 kVA :Kiosk Substation | 0.2 | --> | 0.2 | 0 | 0 | Constrained, otherwise capacity available =112 kVA | --> | 0.19 | 0 | 0.054 | 0 | 0 | Constrained, otherwise capacity available =138 kW | --> | C15 ex CASTLEKNOCK | Castleknock [T41,T42] | FINGLAS |  | 53.3716 | -6.3439
120753Y | MV/LV Substation BU***753Y |  | 20 kV | _ | LV | 630 kVA :Building Structure | 0.63 | --> | 0.63 | 0 | 0 | Constrained, otherwise capacity available =608 kVA | --> | 0.598 | 0 | 0 | 0 | 0 | Constrained, otherwise capacity available =596 kW | --> | E11 ex EDENDERRY | Edenderry [T421,T422] | BLAKE |  | 53.3441 | -7.0737
021165 | MV/LV Substation CA***165 |  | 10 kV | _ | LV | 200 kVA :Building Structure | 0.2 | --> | 0.2 | 0.189 | 6.78 |  | --> | 0.19 | 0 | 0 | 0.188 | 0 |  | --> | C41 ex CASTLEVIEW | Castleview [T101,T102] | CASTLEVIEW |  | 51.9029 | -8.4234
365099Y | MV/LV Substation NE***099Y |  | 10 kV | _ | LV | 200 kVA :Pole Substation | 0.2 | --> | 0.2 | 0 | 0 | Constrained, otherwise capacity available =156 kVA | --> | 0.19 | 0 | 0 | 0 | 0 | Constrained, otherwise capacity available =184 kW | --> | C18 ex CELBRIDGE | Celbridge [T41,T42] | GRIFFINRATH |  | 53.2964 | -6.513
136823 | MV/LV Substation BA***823 |  | 10 kV | _ | LV | 50 kVA :Pole Substation | 0.05 | --> | 0.05 | 0 | 0 | Constrained, otherwise capacity available =47 kVA | --> | 0.048 | 0 | 0 | 0 | 0 | Constrained, otherwise capacity available =47 kW | --> | C22 ex ROSCOMMON | Roscommon [T41,T42] | LANESBORO |  | 53.6762 | -8.0135
0394256 | MV/LV Substation HI***4256 |  | 10 kV | _ | LV | 400 kVA :Kiosk Substation | 0.4 | --> | 0.4 | 0.4 | 11.03 |  | --> | 0.38 | 0 | 0 | 0.38 | 0 |  | --> | C23 ex SALTHILL | Salthill [T101,T102] | SALTHILL |  | 53.2754 | -9.1146
120134 | MV/LV Substation TO***134 |  | 20 kV | _ | LV | 100 kVA :Pole Substation | 0.1 | --> | 0.1 | 0 | 0 | Constrained, otherwise capacity available =67 kVA | --> | 0.095 | 0 | 0 | 0 | 0 | Constrained, otherwise capacity available =90 kW | --> | E19 ex EDENDERRY | Edenderry [T421,T422] | BLAKE |  | 53.4527 | -7.0293
049748Y | MV/LV Substation MA***748Y |  | 10 kV | _ | LV | 630 kVA :Kiosk Substation | 0.63 | --> | 0.63 | 0.5 | 2.8 |  | --> | 0.598 | 0 | 0 | 0 | 0 | Constrained, otherwise capacity available =592 kW | --> | C17 ex GLEBE | Glebe [T41,T42] | RICHMOND |  | 53.7213 | -7.8078
154025Z | MV/LV Substation LE***025Z |  | 10 kV | _ | LV | 400 kVA :Building Structure | 0.4 | --> | 0.4 | 0 | 0 | Constrained, otherwise capacity available =290 kVA | --> | 0.38 | 0 | 0 | 0.365 | 0 |  | --> | C13 ex COLLEGE PARK | College Park [T101,T102,T103] | COLLEGE PARK |  | 53.3917 | -6.3931
1394133 | MV/LV Substation VA***4133 |  | 10 kV | _ | LV | 200 kVA :Pole Substation | 0.2 | --> | 0.2 | 0.175 | 2.68 |  | --> | 0.19 | 0 | 0 | 0 | 0 | Constrained, otherwise capacity available =187 kW | --> | C13 ex OLDCASTLE | Oldcastle [T41,T422] | MULLINGAR |  | 53.7621 | -7.1634
154319 | MV/LV Substation HU***319 |  | 10 kV | _ | LV | 200 kVA :Kiosk Substation | 0.2 | --> | 0.2 | 0 | 0 | Constrained, otherwise capacity available =108 kVA | --> | 0.19 | 0 | 0.015 | 0 | 0 | Constrained, otherwise capacity available =166 kW | --> | C20 ex COOLMINE | Coolmine [T41,T42] | FINGLAS |  | 53.4025 | -6.4033
066246X | MV/LV Substation GR***246X |  | 10 kV | _ | LV | 630 kVA :Building Structure | 0.63 | --> | 0.63 | 0 | 0 | Constrained, otherwise capacity available =324 kVA | --> | 0.598 | 0 | 0 | 0.5 | 0 |  | --> | C22 ex HOWTH JUNCTION | Howth Junction [T41,T42] | GRANGE (DR) |  | 53.3858 | -6.1557
012522 | MV/LV Substation SI***522 |  | 10 kV | _ | LV | 100 kVA :Pole Substation | 0.1 | --> | 0.1 | 0 | 0 | Constrained, otherwise capacity available =38 kVA | --> | 0.095 | 0 | 0 | 0 | 0 | Constrained, otherwise capacity available =86 kW | --> | C20 ex POLLERTON | Pollerton [T41,T42] | CARLOW |  | 52.8219 | -6.8862
110114 | MV/LV Substation CA***114 |  | 20 kV | _ | LV | 200 kVA :Pole Substation | 0.2 | --> | 0.2 | 0.15 | 0.76 |  | --> | 0.19 | 0 | 0 | 0 | 0 | Constrained, otherwise capacity available =187 kW | --> | E11 ex KILGARVAN | Kilgarvan [T421] | KNOCKEARAGH |  | 51.8952 | -9.5338
046587 | MV/LV Substation TU***587 |  | 10 kV | _ | LV | 100 kVA :Pole Substation | 0.1 | --> | 0.1 | 0 | 0 | Constrained, otherwise capacity available =71 kVA | --> | 0.095 | 0 | 0.005 | 0.087 | 0 |  | --> | C12 ex CRANMORE | Cranmore [T41,T42] | SLIGO |  | 54.2425 | -8.4706
003968X | MV/LV Substation BA***968X |  | 10 kV | _ | LV | 50 kVA :Pole Substation | 0.05 | --> | 0.05 | 0 | 0 | Constrained, otherwise capacity available =37 kVA | --> | 0.048 | 0 | 0 | 0 | 0 | Constrained, otherwise capacity available =46 kW | --> | C11 ex RATHDRUM | Rathdrum [T42] | ARKLOW |  | 52.9083 | -6.2699
590132 | MV/LV Substation CR***132 |  | 20 kV | _ | LV | 50 kVA :Pole Substation | 0.05 | --> | 0.05 | 0.033 | 1.43 |  | --> | 0.048 | 0 | 0.005 | 0 | 0 | Constrained, otherwise capacity available =41 kW | --> | E17 ex CONG | Cong [T421,T422] | CLOON |  | 53.5407 | -9.2176
019079X | MV/LV Substation ME***079X |  | 10 kV | _ | LV | 200 kVA :Kiosk Substation | 0.2 | --> | 0.2 | 0.172 | 2.18 |  | --> | 0.19 | 0 | 0 | 0 | 0 | Constrained, otherwise capacity available =186 kW | --> | C16 ex BALLYRICKARD | Ballyrickard [T41,T42] | TRALEE |  | 52.2837 | -9.7229
041292 | MV/LV Substation AD***292 |  | 20 kV | _ | LV | 200 kVA :Pole Substation | 0.2 | --> | 0.2 | 0 | 0 | Constrained, otherwise capacity available =184 kVA | --> | 0.19 | 0 | 0 | 0 | 0 | Constrained, otherwise capacity available =188 kW | --> | E18 ex DALTON | Dalton [T421,T422] | DALTON |  | 53.6302 | -8.8011
031647 | MV/LV Substation CL***647 |  | 20 kV | _ | LV | 100 kVA :Pole Substation | 0.1 | --> | 0.1 | 0 | 0 | Constrained, otherwise capacity available =92 kVA | --> | 0.095 | 0 | 0.005 | 0 | 0 | Constrained, otherwise capacity available =90 kW | --> | E17 ex SPRINGS | Springs [T421,T422] | DUNGARVAN |  | 52.1139 | -7.5676
065950 | MV/LV Substation KI***950 |  | 10 kV | _ | LV | 50 kVA :Pole Substation | 0.05 | --> | 0.05 | 0 | 0 | Constrained, otherwise capacity available =40 kVA | --> | 0.048 | 0 | 0 | 0 | 0 | Constrained, otherwise capacity available =46 kW | --> | C16 ex LOUGHSHINNY | Loughshinny [T41,T42] | GLASMORE |  | 53.5687 | -6.1653
015887Z | MV/LV Substation TH***887Z |  | 10 kV | _ | LV | 50 kVA :Pole Substation | 0.05 | --> | 0.05 | 0 | 0 | Constrained, otherwise capacity available =50 kVA | --> | 0.048 | 0 | 0 | 0 | 0 | Constrained, otherwise capacity available =48 kW | --> | E18 ex BLESSINGTON | Blessington [T421,T422] | KILTEEL |  | 53.1894 | -6.4815
003514Y | MV/LV Substation CO***514Y |  | 10 kV | _ | LV | 50 kVA :Pole Substation | 0.05 | --> | 0.05 | 0.034 | 11.58 |  | --> | 0.048 | 0 | 0.015 | 0 | 0 | Constrained, otherwise capacity available =34 kW | --> | C17 ex BALLYBEG | Ballybeg [T101,T102] | CARRICKMINES |  | 52.9383 | -6.0249
365266 | MV/LV Substation CO***266 |  | 10 kV | _ | LV | 50 kVA :Pole Substation | 0.05 | --> | 0.05 | 0 | 0 | Constrained, otherwise capacity available =21 kVA | --> | 0.048 | 0 | 0 | 0.043 | 0 |  | --> | C12 ex SAGGART | Saggart [T41,T42] | GRANGE CASTLE |  | 53.2774 | -6.501
426516 | MV/LV Substation BI***516 |  | 20 kV | _ | LV | 50 kVA :Pole Substation | 0.05 | --> | 0.05 | 0 | 0 | Constrained, otherwise capacity available =49 kVA | --> | 0.048 | 0 | 0 | 0 | 0 | Constrained, otherwise capacity available =47 kW | --> | E12 ex DINGLE | Dingle [T421,T422] | OUGHTRAGH |  | 52.2012 | -10.3652
005584X | MV/LV Substation GL***584X |  | 20 kV | _ | LV | 400 kVA :Kiosk Substation | 0.4 | --> | 0.4 | 0.341 | 17.8 |  | --> | 0.38 | 0 | 0.023 | 0.355 | 0 |  | --> | E13 ex BANOGE | Banoge [T121,T122] | BANOGE |  | 52.6265 | -6.2347
0564190 | MV/LV Substation CL***4190 |  | 20 kV | _ | LV | 50 kVA :Pole Substation | 0.05 | --> | 0.05 | 0.05 | 0.89 |  | --> | 0.048 | 0 | 0 | 0 | 0 | Constrained, otherwise capacity available =48 kW | --> | E18 ex BIRR | Birr [T41,T422] | DALLOW |  | 53.0991 | -7.9643
281300Z | MV/LV Substation MA***300Z |  | 10 kV | _ | LV | 400 kVA :Kiosk Substation | 0.4 | --> | 0.4 | 0 | 0 | Constrained, otherwise capacity available =257 kVA | --> | 0.38 | 0 | 0.014 | 0 | 0 | Constrained, otherwise capacity available =350 kW | --> | C18 ex DOUGLAS | Douglas [T41,T42] | TRABEG |  | 51.8721 | -8.4262
001231X | MV/LV Substation CH***231X |  | 10 kV | _ | LV | 400 kVA :Building Structure | 0.4 | --> | 0.4 | 0 | 0 | Constrained, otherwise capacity available =207 kVA | --> | 0.38 | 0 | 0 | 0.353 | 0 |  | --> | C24 ex CARRICKMINES | Carrickmines [T41,T42] | CARRICKMINES |  | 53.2463 | -6.1478
019052 | MV/LV Substation RI***052 |  | 10 kV | _ | LV | 400 kVA :Kiosk Substation | 0.4 | --> | 0.4 | 0.047 | 0.05 | Constrained, otherwise capacity available =279 kVA | --> | 0.38 | 0 | 0.01 | 0 | 0 | Constrained, otherwise capacity available =356 kW | --> | C17 ex BALLYBEGGAN | Ballybeggan [T43,T44] | TRALEE |  | 52.2756 | -9.6964
065106Z | MV/LV Substation GO***106Z |  | 10 kV | _ | LV | 50 kVA :Pole Substation | 0.05 | --> | 0.05 | 0 | 0 | Constrained, otherwise capacity available =32 kVA | --> | 0.048 | 0 | 0 | 0 | 0 | Constrained, otherwise capacity available =45 kW | --> | C15 ex LOUGHSHINNY | Loughshinny [T41,T42] | GLASMORE |  | 53.5169 | -6.1024
0144252 | MV/LV Substation FA***4252 |  | 20 kV | _ | LV | 200 kVA :Kiosk Substation | 0.2 | --> | 0.2 | 0.2 | 0.63 |  | --> | 0.19 | 0 | 0 | 0 | 0 | Constrained, otherwise capacity available =190 kW | --> | E11 ex KILCULLEN | Kilcullen [T41,T42,T424] | STRATFORD |  | 53.053 | -6.6955
265762 | MV/LV Substation BA***762 |  | 20 kV | _ | LV | 50 kVA :Pole Substation | 0.05 | --> | 0.05 | 0.048 | 0.07 |  | --> | 0.048 | 0 | 0 | 0 | 0 | Constrained, otherwise capacity available =47 kW | --> | E17 ex BALLYCONNELL | Ballyconnell [T421,T422] | GORTAWEE |  | 54.123 | -7.6749
062573Y | MV/LV Substation SA***573Y |  | 10 kV | _ | LV | 400 kVA :Kiosk Substation | 0.4 | --> | 0.4 | 0.338 | 3.12 |  | --> | 0.38 | 0 | 0.005 | 0 | 0 | Constrained, otherwise capacity available =368 kW | --> | C21 ex MARSHES | Marshes [T41,T42] | DUNDALK |  | 53.9654 | -6.3742
366556 | MV/LV Substation CA***556 |  | 10 kV | _ | LV | 100 kVA :Pole Substation | 0.1 | --> | 0.1 | 0.1 | 0.45 |  | --> | 0.095 | 0 | 0 | 0 | 0 | Constrained, otherwise capacity available =95 kW | --> | C16 ex CARRAROE | Carraroe [T42] | SCREEB |  | 53.2793 | -9.5333
1644092 | MV/LV Substation GA***4092 |  | 10 kV | _ | LV | 50 kVA :Pole Substation | 0.05 | --> | 0.05 | 0.05 | 0.88 |  | --> | 0.048 | 0 | 0 | 0 | 0 | Constrained, otherwise capacity available =48 kW | --> | C12 ex ROSS CARBERY | Ross Carbery [T41,T42] | DUNMANWAY |  | 51.5679 | -9.0487
026623 | MV/LV Substation BO***623 |  | 10 kV | _ | LV | 200 kVA :Kiosk Substation | 0.2 | --> | 0.2 | 0.157 | 8.66 |  | --> | 0.19 | 0 | 0.045 | 0 | 0 | Constrained, otherwise capacity available =151 kW | --> | C17 ex BANDON | Bandon [T101,T42] | BANDON |  | 51.7683 | -8.6545
253986X | MV/LV Substation P/***986X |  | 20 kV | _ | LV | 50 kVA :Pole Substation | 0.05 | --> | 0.05 | 0 | 0 | Constrained, otherwise capacity available =47 kVA | --> | 0.048 | 0 | 0.004 | 0 | 0 | Constrained, otherwise capacity available =44 kW | --> | E47 ex CLAREGALWAY | Claregalway [T42,T421] | GALWAY 110KV |  | 53.4144 | -8.7992
377991 | MV/LV Substation SE***991 |  | 20 kV | _ | LV | 100 kVA :Pole Substation | 0.1 | --> | 0.1 | 0 | 0 | Constrained, otherwise capacity available =84 kVA | --> | 0.095 | 0 | 0 | 0 | 0 | Constrained, otherwise capacity available =93 kW | --> | E15 ex GURRANEBANE | Gurranebane [T421,T422] | OUGHTRAGH |  | 51.9457 | -10.2378
031406Y | MV/LV Substation AN***406Y |  | 10 kV | _ | LV | 100 kVA :Pole Substation | 0.1 | --> | 0.1 | 0 | 0 | Constrained, otherwise capacity available =88 kVA | --> | 0.095 | 0 | 0.01 | 0 | 0 | Constrained, otherwise capacity available =86 kW | --> | C11 ex COLLIGAN | Colligan [T41,T42] | DUNGARVAN |  | 52.1044 | -7.6004
081207Y | MV/LV Substation CO***207Y |  | 10 kV | _ | LV | 50 kVA :Pole Substation | 0.05 | --> | 0.05 | 0 | 0 | Constrained, otherwise capacity available =46 kVA | --> | 0.048 | 0 | 0 | 0 | 0 | Constrained, otherwise capacity available =47 kW | --> | C16 ex LEIXLIP | Leixlip [T41,T42] | GRIFFINRATH |  | 53.3439 | -6.5074
288181 | MV/LV Substation BE***181 |  | 10 kV | _ | LV | 400 kVA :Kiosk Substation | 0.4 | --> | 0.4 | 0 | 0 | Constrained, otherwise capacity available =344 kVA | --> | 0.38 | 0 | 0.036 | 0.346 | 0 |  | --> | C25 ex DUNDRUM | Dundrum [T41,T42] | BLACKROCK |  | 53.2856 | -6.2549
081081 | MV/LV Substation CA***081 |  | 10 kV | _ | LV | 630 kVA :Building Structure | 0.63 | --> | 0.63 | 0 | 0 | Constrained, otherwise capacity available =612 kVA | --> | 0.598 | 0 | 0 | 0 | 0 | Constrained, otherwise capacity available =596 kW | --> | C12 ex LEIXLIP | Leixlip [T41,T42] | GRIFFINRATH |  | 53.3632 | -6.4812
0624350 | MV/LV Substation AR***4350 |  | 20 kV | _ | LV | 400 kVA :Kiosk Substation | 0.4 | --> | 0.4 | 0.393 | 2.33 |  | --> | 0.38 | 0 | 0 | 0 | 0 | Constrained, otherwise capacity available =379 kW | --> | C18 ex DUNDALK | Dundalk [T41,T42] | DUNDALK |  | 54.0251 | -6.4136
144494 | MV/LV Substation CL***494 |  | 20 kV | _ | LV | 100 kVA :Pole Substation | 0.1 | --> | 0.1 | 0 | 0 | Constrained, otherwise capacity available =98 kVA | --> | 0.095 | 0 | 0 | 0 | 0 | Constrained, otherwise capacity available =95 kW | --> | E25 ex TALBOTS INCH | Talbots Inch [T41,T42] | KILKENNY |  | 52.7184 | -7.3741
118272Y | MV/LV Substation OA***272Y |  | 20 kV | _ | LV | 100 kVA :Pole Substation | 0.1 | --> | 0.1 | 0 | 0 | Constrained, otherwise capacity available =74 kVA | --> | 0.095 | 0 | 0.003 | 0 | 0 | Constrained, otherwise capacity available =89 kW | --> | E17 ex CREAGH | Creagh [T421,T422] | ATHLONE |  | 53.3169 | -8.2096
005815X | MV/LV Substation CO***815X |  | 20 kV | _ | LV | 400 kVA :Kiosk Substation | 0.4 | --> | 0.4 | 0 | 0 | Constrained, otherwise capacity available =347 kVA | --> | 0.38 | 0 | 0 | 0 | 0 | Constrained, otherwise capacity available =373 kW | --> | E19 ex SHILLELAGH | Shillelagh [T421,T422] | CARLOW |  | 52.7126 | -6.499
2814084 | MV/LV Substation GO***4084 |  | 10 kV | _ | LV | 50 kVA :Pole Substation | 0.05 | --> | 0.05 | 0 | 0 | Constrained, otherwise capacity available =50 kVA | --> | 0.048 | 0 | 0 | 0 | 0 | Constrained, otherwise capacity available =48 kW | --> | C18 ex DOUGLAS | Douglas [T41,T42] | TRABEG |  | 51.8685 | -8.42
093302Z | MV/LV Substation BA***302Z |  | 10 kV | _ | LV | 630 kVA :Building Structure | 0.63 | --> | 0.63 | 0.5 | 5.82 |  | --> | 0.598 | 0 | 0 | 0.5 | 0 |  | --> | C21 ex COOLOCK | Coolock [T41,T42] | FINGLAS |  | 53.394 | -6.1969
144795X | MV/LV Substation ER***795X |  | 10 kV | _ | LV | 100 kVA :Pole Substation | 0.1 | --> | 0.1 | 0 | 0 | Constrained, otherwise capacity available =97 kVA | --> | 0.095 | 0 | 0 | 0 | 0 | Constrained, otherwise capacity available =95 kW | --> | C11 ex CASTLECOMER | Castlecomer [T41,T42] | BALLYRAGGET |  | 52.7851 | -7.2121
2144116 | MV/LV Substation DR***4116 |  | 10 kV | _ | LV | 50 kVA :Pole Substation | 0.05 | --> | 0.05 | 0 | 0 | Constrained, otherwise capacity available =50 kVA | --> | 0.048 | 0 | 0 | 0 | 0 | Constrained, otherwise capacity available =48 kW | --> | C14 ex DRUMQUIN | Drumquin [T42] | ENNIS |  | 52.76 | -9.0359
077617 | MV/LV Substation BO***617 |  | 20 kV | _ | LV | 400 kVA :Building Structure | 0.4 | --> | 0.4 | 0 | 0 | Constrained, otherwise capacity available =399 kVA | --> | 0.38 | 0 | 0.185 | 0 | 0 | Constrained, otherwise capacity available =243 kW | --> | E16 ex PATRICKSWELL | Patrickswell [T421,T422] | LIMERICK |  | 52.5532 | -8.7859
021640 | MV/LV Substation BE***640 |  | 20 kV | _ | LV | 50 kVA :Pole Substation | 0.05 | --> | 0.05 | 0 | 0 | Constrained, otherwise capacity available =26 kVA | --> | 0.048 | 0 | 0.02 | 0 | 0 | Constrained, otherwise capacity available =29 kW | --> | E21 ex CURRALEIGH | Curraleigh [T421,T422] | KILBARRY |  | 51.9443 | -8.6909
0034119 | MV/LV Substation MA***4119 |  | 10 kV | _ | LV | 400 kVA :Kiosk Substation | 0.4 | --> | 0.4 | 0.357 | 11.58 |  | --> | 0.38 | 0 | 0.011 | 0 | 0 | Constrained, otherwise capacity available =366 kW | --> | C22 ex BALLYBEG | Ballybeg [T101,T102] | CARRICKMINES |  | 52.979 | -6.0632
154218Z | MV/LV Substation WA***218Z |  | 10 kV | _ | LV | 400 kVA :Kiosk Substation | 0.4 | --> | 0.4 | 0 | 0 | Constrained, otherwise capacity available =329 kVA | --> | 0.38 | 0 | 0 | 0.37 | 0 |  | --> | C20 ex COLLEGE PARK | College Park [T101,T102,T103] | COLLEGE PARK |  | 53.3926 | -6.3736
034503X | MV/LV Substation CL***503X |  | 20 kV | _ | LV | 50 kVA :Pole Substation | 0.05 | --> | 0.05 | 0.041 | 5.88 |  | --> | 0.048 | 0 | 0 | 0 | 0 | Constrained, otherwise capacity available =46 kW | --> | C14 ex ARDGEEHA | Ardgeeha [T41,T42] | DOON |  | 52.4358 | -7.7054
160799Y | MV/LV Substation BA***799Y |  | 10 kV | _ | LV | 200 kVA :Pole Substation | 0.2 | --> | 0.2 | 0 | 0 | Constrained, otherwise capacity available =165 kVA | --> | 0.19 | 0 | 0 | 0 | 0 | Constrained, otherwise capacity available =185 kW | --> | C23 ex PORTARLINGTON | Portarlington [T43] | BLAKE |  | 53.1543 | -7.1959
060463Y | MV/LV Substation AG***463Y |  | 20 kV | _ | LV | 50 kVA :Pole Substation | 0.05 | --> | 0.05 | 0 | 0 | Constrained, otherwise capacity available =38 kVA | --> | 0.048 | 0 | 0 | 0 | 0 | Constrained, otherwise capacity available =46 kW | --> | C18 ex CLONES | Clones [T41,T42] | SHANKILL |  | 54.1237 | -7.2535
363918 | MV/LV Substation TH***918 |  | 20 kV | _ | LV | 200 kVA :Kiosk Substation | 0.2 | --> | 0.2 | 0.148 | 3.25 |  | --> | 0.19 | 0 | 0.011 | 0 | 0 | Constrained, otherwise capacity available =175 kW | --> | E15 ex BALLYBUNION | Ballybunion [T421,T422] | TRIEN |  | 52.5147 | -9.6701
065163Z | MV/LV Substation CA***163Z |  | 10 kV | _ | LV | 400 kVA :Kiosk Substation | 0.4 | --> | 0.4 | 0 | 0 | Constrained, otherwise capacity available =264 kVA | --> | 0.38 | 0 | 0.014 | 0.351 | 0 |  | --> | C21 ex STEPHENSTOWN | Stephenstown [T101,T102] | FINGLAS |  | 53.6176 | -6.1932
365256Y | MV/LV Substation SU***256Y |  | 10 kV | _ | LV | 1000 kVA :Building Structure | 1 | --> | 1 | 0.5 | 13.91 |  | --> | 0.95 | 0 | 0 | 0.5 | 0 |  | --> | C18 ex COOKSTOWN | Cookstown [T101,T102] | CARRICKMINES |  | 53.2859 | -6.3739
0084356 | MV/LV Substation DE***4356 |  | 20 kV | _ | LV | 50 kVA :Pole Substation | 0.05 | --> | 0.05 | 0 | 0 | Constrained, otherwise capacity available =50 kVA | --> | 0.048 | 0 | 0 | 0 | 0 | Constrained, otherwise capacity available =48 kW | --> | E17 ex KNOCKMULLEN | Knockmullen [T42,T421] | GREAT ISLAND |  | 52.3817 | -6.8633
069808 | MV/LV Substation WO***808 |  | 10 kV | _ | LV | 50 kVA :Pole Substation | 0.05 | --> | 0.05 | 0 | 0 | Constrained, otherwise capacity available =45 kVA | --> | 0.048 | 0 | 0 | 0.047 | 0 |  | --> | C14 ex BALLYBODEN | Ballyboden [T41,T42] | COOKSTOWN |  | 53.2755 | -6.3181
089940 | MV/LV Substation O ***940 |  | 20 kV | _ | LV | 630 kVA :Kiosk Substation | 0.63 | --> | 0.63 | 0.5 | 3.56 |  | --> | 0.598 | 0 | 0.049 | 0 | 0 | Constrained, otherwise capacity available =548 kW | --> | E20 ex ENNISCRONE | Enniscrone [T421,T422] | MOY |  | 54.2196 | -9.0913
081398Z | MV/LV Substation WO***398Z |  | 10 kV | _ | LV | 200 kVA :Kiosk Substation | 0.2 | --> | 0.2 | 0 | 0 | Constrained, otherwise capacity available =180 kVA | --> | 0.19 | 0 | 0 | 0.187 | 0 |  | --> | C12 ex LUCAN EAST | Lucan East [T41,T42] | GRANGE CASTLE |  | 53.3536 | -6.4604
052653Z | MV/LV Substation LO***653Z |  | 10 kV | _ | LV | 200 kVA :Kiosk Substation | 0.2 | --> | 0.2 | 0.136 | 10.9 |  | --> | 0.19 | 0 | 0.003 | 0.179 | 0 |  | --> | C14 ex MULLINGAR | Mullingar [T101,T102] | MULLINGAR |  | 53.534 | -7.3516
044491 | MV/LV Substation MO***491 |  | 20 kV | _ | LV | 100 kVA :Pole Substation | 0.1 | --> | 0.1 | 0.09 | 0.43 |  | --> | 0.095 | 0 | 0 | 0 | 0 | Constrained, otherwise capacity available =94 kW | --> | C21 ex SWINFORD | Swinford [T41,T42] | CASTLEBAR |  | 53.9925 | -9.0714
001235X | MV/LV Substation DU***235X |  | 10 kV | _ | LV | 400 kVA :Building Structure | 0.4 | --> | 0.4 | 0 | 0 | Constrained, otherwise capacity available =388 kVA | --> | 0.38 | 0 | 0 | 0.378 | 0 |  | --> | C14 ex DUNDRUM | Dundrum [T41,T42] | BLACKROCK |  | 53.2821 | -6.2573
117256Y | MV/LV Substation EI***256Y |  | 20 kV | _ | LV | 100 kVA :Pole Substation | 0.1 | --> | 0.1 | 0 | 0 | Constrained, otherwise capacity available =78 kVA | --> | 0.095 | 0 | 0 | 0 | 0 | Constrained, otherwise capacity available =92 kW | --> | E18 ex COLLOONEY | Collooney [T421,T422] | SLIGO |  | 54.1279 | -8.3948
0344056 | MV/LV Substation FL***4056 |  | 10 kV | _ | LV | 200 kVA :Pole Substation | 0.2 | --> | 0.2 | 0.191 | 0.95 |  | --> | 0.19 | 0 | 0 | 0 | 0 | Constrained, otherwise capacity available =189 kW | --> | C17 ex SPA ROAD | Spa Road [T41,T42] | DOON |  | 52.3545 | -7.6854
003537Y | MV/LV Substation BA***537Y |  | 10 kV | _ | LV | 50 kVA :Pole Substation | 0.05 | --> | 0.05 | 0.05 | 11.58 |  | --> | 0.048 | 0 | 0 | 0 | 0 | Constrained, otherwise capacity available =48 kW | --> | C17 ex BALLYBEG | Ballybeg [T101,T102] | CARRICKMINES |  | 52.9048 | -6.0458
082507Y | MV/LV Substation PR***507Y |  | 10 kV | _ | LV | 630 kVA :Kiosk Substation | 0.63 | --> | 0.63 | 0.432 | 2.01 |  | --> | 0.598 | 0 | 0 | 0 | 0 | Constrained, otherwise capacity available =571 kW | --> | C15 ex ABBEYLAND | Abbeyland [T41,T42] | NAVAN |  | 53.6531 | -6.6865
0114392 | MV/LV Substation WE***4392 |  | 10 kV | _ | LV | 50 kVA :Pole Substation | 0.05 | --> | 0.05 | 0.037 | 0.04 | Constrained, otherwise capacity available =50 kVA | --> | 0.048 | 0 | 0 | 0 | 0 | Constrained, otherwise capacity available =48 kW | --> | C19 ex CALLAN | Callan [T41,T42] | KILKENNY |  | 52.5552 | -7.4084
238957X | MV/LV Substation TO***957X |  | 20 kV | _ | LV | 100 kVA :Pole Substation | 0.1 | --> | 0.1 | 0 | 0 | Constrained, otherwise capacity available =85 kVA | --> | 0.095 | 0 | 0 | 0 | 0 | Constrained, otherwise capacity available =93 kW | --> | E12 ex BALLINROBE | Ballinrobe [T421,T422] | DALTON |  | 53.6149 | -9.2226
256902 | MV/LV Substation HA***902 |  | 10 kV | _ | LV | 630 kVA :Kiosk Substation | 0.63 | --> | 0.63 | 0.248 | 1.28 |  | --> | 0.598 | 0 | 0 | 0 | 0 | Constrained, otherwise capacity available =553 kW | --> | C18 ex CASTLEREA | Castlerea [T41,T42] | CARRICK ON SHANNON |  | 53.7676 | -8.4788
005016 | MV/LV Substation CL***016 |  | 10 kV | _ | LV | 200 kVA :Kiosk Substation | 0.2 | --> | 0.2 | 0 | 0 | Constrained, otherwise capacity available =17 kVA | --> | 0.19 | 0 | 0.021 | 0 | 0 | Constrained, otherwise capacity available =148 kW | --> | C14 ex GARDEN CITY | Garden City [T41,T42] | ARKLOW |  | 52.6781 | -6.2745
004648 | MV/LV Substation SL***648 |  | 10 kV | _ | LV | 50 kVA :Pole Substation | 0.05 | --> | 0.05 | 0 | 0 | Constrained, otherwise capacity available =48 kVA | --> | 0.048 | 0 | 0 | 0 | 0 | Constrained, otherwise capacity available =47 kW | --> | C23 ex TINAHASK | Tinahask [T41,T42] | ARKLOW |  | 52.7893 | -6.2444
067010 | MV/LV Substation FI***010 |  | 10 kV | _ | LV | 400 kVA :Kiosk Substation | 0.4 | --> | 0.4 | 0 | 0 | Constrained, otherwise capacity available =248 kVA | --> | 0.38 | 0 | 0.004 | 0.356 | 0 |  | --> | C11 ex ROCHES STREET | Roches Street [T41,T42] | LIMERICK |  | 52.6607 | -8.6193
249831 | MV/LV Substation AG***831 |  | 20 kV | _ | LV | 50 kVA :Pole Substation | 0.05 | --> | 0.05 | 0 | 0 | Constrained, otherwise capacity available =30 kVA | --> | 0.048 | 0 | 0 | 0 | 0 | Constrained, otherwise capacity available =45 kW | --> | E18 ex FOXHOLE | Foxhole [T421,T422] | DUNGARVAN |  | 52.0701 | -7.822
021321Z | MV/LV Substation CA***321Z |  | 10 kV | _ | LV | 200 kVA :Kiosk Substation | 0.2 | --> | 0.2 | 0.127 | 6.78 |  | --> | 0.19 | 0 | 0.009 | 0.173 | 0 |  | --> | C35 ex CASTLEVIEW | Castleview [T101,T102] | CASTLEVIEW |  | 51.9023 | -8.3564
041991X | MV/LV Substation DE***991X |  | 20 kV | _ | LV | 50 kVA :Pole Substation | 0.05 | --> | 0.05 | 0 | 0 | Constrained, otherwise capacity available =47 kVA | --> | 0.048 | 0 | 0 | 0 | 0 | Constrained, otherwise capacity available =47 kW | --> | E14 ex DALTON | Dalton [T421,T422] | DALTON |  | 53.7736 | -8.9678
0684050 | MV/LV Substation CA***4050 |  | 10 kV | _ | LV | 1000 kVA :Building Structure | 1 | --> | 1 | 0.5 | 11.14 |  | --> | 0.95 | 0 | 0.214 | 0.5 | 0 |  | --> | C18 ex CABRA | Cabra [T101,T102] | FINGLAS |  | 53.3599 | -6.2995
021418Z | MV/LV Substation NO***418Z |  | 10 kV | _ | LV | 630 kVA :Building Structure | 0.63 | --> | 0.63 | 0 | 0 | Constrained, otherwise capacity available =542 kVA | --> | 0.598 | 0 | 0 | 0.5 | 0 |  | --> | C26 ex KILBARRY | Kilbarry [T101,T43] | KILBARRY |  | 51.9233 | -8.4872
139341Y | MV/LV Substation KI***341Y |  | 20 kV | _ | LV | 50 kVA :Pole Substation | 0.05 | --> | 0.05 | 0 | 0 | Constrained, otherwise capacity available =43 kVA | --> | 0.048 | 0 | 0 | 0 | 0 | Constrained, otherwise capacity available =46 kW | --> | E21 ex FINEA | Finea [T421,T422] | SHANKILL |  | 53.8626 | -7.3247
184660 | MV/LV Substation LU***660 |  | 10 kV | _ | LV | 100 kVA :Pole Substation | 0.1 | --> | 0.1 | 0 | 3.38 |  | --> | 0.095 | 0 | 0 | 0 | 0 | Constrained, otherwise capacity available =76 kW | --> | C18 ex CASTLEBLAYNEY | Castleblayney [T41,T42] | DUNDALK |  | 54.1382 | -6.7174
022896X | MV/LV Substation G0***896X |  | 10 kV | _ | LV | 400 kVA :Kiosk Substation | 0.4 | --> | 0.4 | 0.386 | 4.55 |  | --> | 0.38 | 0 | 0 | 0 | 0 | Constrained, otherwise capacity available =378 kW | --> | C11 ex MALLOW | Mallow [T41,T42] | MALLOW |  | 52.1229 | -8.6529
063688X | MV/LV Substation CH***688X |  | 10 kV | _ | LV | 50 kVA :Pole Substation | 0.05 | --> | 0.05 | 0 | 0 | Constrained, otherwise capacity available =41 kVA | --> | 0.048 | 0 | 0 | 0 | 0 | Constrained, otherwise capacity available =46 kW | --> | C18 ex BALLYBAILIE | Ballybailie [T41,T42] | DUNDALK |  | 53.9187 | -6.4825
021006X | MV/LV Substation BA***006X |  | 10 kV | _ | LV | 50 kVA :Pole Substation | 0.05 | --> | 0.05 | 0 | 0 | Constrained, otherwise capacity available =41 kVA | --> | 0.048 | 0 | 0 | 0 | 0 | Constrained, otherwise capacity available =46 kW | --> | E15 ex WHITECHURCH | Whitechurch [T421,T422] | KILBARRY |  | 51.9294 | -8.5586
305281 | MV/LV Substation GA***281 |  | 20 kV | _ | LV | 100 kVA :Pole Substation | 0.1 | --> | 0.1 | 0.071 | 4.61 |  | --> | 0.095 | 0 | 0 | 0 | 0 | Constrained, otherwise capacity available =91 kW | --> | E12 ex LUMCLOON | Lumcloon [T421,T422] | DALLOW |  | 53.2648 | -7.8264
109526 | MV/LV Substation TO***526 |  | 10 kV | _ | LV | 630 kVA :Kiosk Substation | 0.63 | --> | 0.63 | 0.381 | 0.38 | Constrained, otherwise capacity available =553 kVA | --> | 0.598 | 0 | 0.012 | 0.5 | 0 |  | --> | C15 ex RINEANNA | Rineanna [T41,T42] | DRUMLINE |  | 52.7093 | -8.8841
081060Y | MV/LV Substation RY***060Y |  | 10 kV | _ | LV | 400 kVA :Kiosk Substation | 0.4 | --> | 0.4 | 0 | 0 | Constrained, otherwise capacity available =310 kVA | --> | 0.38 | 0 | 0.069 | 0 | 0 | Constrained, otherwise capacity available =316 kW | --> | C18 ex LEIXLIP | Leixlip [T41,T42] | GRIFFINRATH |  | 53.3691 | -6.4948
249147Z | MV/LV Substation CO***147Z |  | 20 kV | _ | LV | 50 kVA :Pole Substation | 0.05 | --> | 0.05 | 0 | 0 | Constrained, otherwise capacity available =22 kVA | --> | 0.048 | 0 | 0.004 | 0 | 0 | Constrained, otherwise capacity available =41 kW | --> | E18 ex FOXHOLE | Foxhole [T421,T422] | DUNGARVAN |  | 52.0697 | -7.8248
118538X | MV/LV Substation BR***538X |  | 20 kV | _ | LV | 100 kVA :Pole Substation | 0.1 | --> | 0.1 | 0 | 0 | Constrained, otherwise capacity available =100 kVA | --> | 0.095 | 0 | 0 | 0 | 0 | Constrained, otherwise capacity available =95 kW | --> | E17 ex CREAGH | Creagh [T421,T422] | ATHLONE |  | 53.3301 | -8.3047
093122Y | MV/LV Substation CL***122Y |  | 10 kV | _ | LV | 400 kVA :Kiosk Substation | 0.4 | --> | 0.4 | 0 | 0 | Constrained, otherwise capacity available =359 kVA | --> | 0.38 | 0 | 0 | 0.374 | 0 |  | --> | C19 ex KILMORE | Kilmore [T101,T102,T103] | FINGLAS |  | 53.4106 | -6.2386
014537X | MV/LV Substation PL***537X |  | 10 kV | _ | LV | 50 kVA :Pole Substation | 0.05 | --> | 0.05 | 0 | 0 | Constrained, otherwise capacity available =38 kVA | --> | 0.048 | 0 | 0 | 0 | 0 | Constrained, otherwise capacity available =46 kW | --> | C16 ex MORRISTOWN | Morristown [T41,T42] | NEWBRIDGE |  | 53.2385 | -6.8815
089099X | MV/LV Substation DE***099X |  | 10 kV | _ | LV | 100 kVA :Pole Substation | 0.1 | --> | 0.1 | 0.086 | 2.33 |  | --> | 0.095 | 0 | 0.011 | 0 | 0 | Constrained, otherwise capacity available =85 kW | --> | E18 ex MOY | Moy [T421,T422] | MOY |  | 54.1305 | -9.1611
1824033 | MV/LV Substation MO***4033 |  | 20 kV | _ | LV | 100 kVA :Pole Substation | 0.1 | --> | 0.1 | 0 | 0 | Constrained, otherwise capacity available =98 kVA | --> | 0.095 | 0 | 0 | 0 | 0 | Constrained, otherwise capacity available =95 kW | --> | C12 ex SCARIFF | Scariff [T42] | ENNIS |  | 52.9112 | -8.5261
026022Z | MV/LV Substation QU***022Z |  | 10 kV | _ | LV | 200 kVA :Kiosk Substation | 0.2 | --> | 0.2 | 0.169 | 8.66 |  | --> | 0.19 | 0 | 0 | 0 | 0 | Constrained, otherwise capacity available =186 kW | --> | C12 ex BANDON | Bandon [T101,T42] | BANDON |  | 51.7454 | -8.7375
3054009 | MV/LV Substation CO***4009 |  | 10 kV | _ | LV | 200 kVA :Building Structure | 0.2 | --> | 0.2 | 0.146 | 0.3 |  | --> | 0.19 | 0 | 0 | 0 | 0 | Constrained, otherwise capacity available =182 kW | --> | C16 ex BANAGHER | Banagher [T41,T42] | DALLOW |  | 53.1873 | -7.9867
042492X | MV/LV Substation MA***492X |  | 10 kV | _ | LV | 50 kVA :Pole Substation | 0.05 | --> | 0.05 | 0 | 0 | Constrained, otherwise capacity available =49 kVA | --> | 0.048 | 0 | 0 | 0 | 0 | Constrained, otherwise capacity available =47 kW | --> | C20 ex KNOCKAPHUNTA | Knockaphunta [T41,T42] | CASTLEBAR |  | 53.8311 | -9.1867
099587 | MV/LV Substation BA***587 |  | 10 kV | _ | LV | 50 kVA :Pole Substation | 0.05 | --> | 0.05 | 0.032 | 2.96 |  | --> | 0.048 | 0 | 0.016 | 0 | 0 | Constrained, otherwise capacity available =33 kW | --> | C21 ex BALLYRAINE | Ballyraine [T41,T42] | LETTERKENNY |  | 54.9903 | -7.6755
365983 | MV/LV Substation IM***983 |  | 10 kV | _ | LV | 200 kVA :Building Structure | 0.2 | --> | 0.2 | 0 | 0 | Constrained, otherwise capacity available =140 kVA | --> | 0.19 | 0 | 0.05 | 0.145 | 0 |  | --> | C17 ex BELGARD | Belgard [T41,T42] | COOKSTOWN |  | 53.2927 | -6.3736
043015 | MV/LV Substation BA***015 |  | 10 kV | _ | LV | 200 kVA :Pole Substation | 0.2 | --> | 0.2 | 0.126 | 0.43 |  | --> | 0.19 | 0 | 0.004 | 0 | 0 | Constrained, otherwise capacity available =177 kW | --> | C19 ex SWINFORD | Swinford [T41,T42] | CASTLEBAR |  | 53.9443 | -8.9468
196030X | MV/LV Substation WO***030X |  | 10 kV | _ | LV | 400 kVA :Kiosk Substation | 0.4 | --> | 0.4 | 0 | 0 | Constrained, otherwise capacity available =292 kVA | --> | 0.38 | 0 | 0.025 | 0 | 0 | Constrained, otherwise capacity available =346 kW | --> | C17 ex TRIM | Trim [T41,T42] | NAVAN |  | 53.5598 | -6.7745
0644097 | MV/LV Substation CA***4097 |  | 20 kV | _ | LV | 200 kVA :Pole Substation | 0.2 | --> | 0.2 | 0 | 0 | Constrained, otherwise capacity available =200 kVA | --> | 0.19 | 0 | 0 | 0 | 0 | Constrained, otherwise capacity available =190 kW | --> | E18 ex JULIANSTOWN | Julianstown [T421,T422] | DRYBRIDGE |  | 53.6727 | -6.3753
021751Y | MV/LV Substation GO***751Y |  | 20 kV | _ | LV | 50 kVA :Pole Substation | 0.05 | --> | 0.05 | 0 | 0 | Constrained, otherwise capacity available =27 kVA | --> | 0.048 | 0 | 0 | 0 | 0 | Constrained, otherwise capacity available =44 kW | --> | E16 ex CURRALEIGH | Curraleigh [T421,T422] | KILBARRY |  | 51.9402 | -8.7005
039659 | MV/LV Substation BY***659 |  | 10 kV | _ | LV | 400 kVA :Building Structure | 0.4 | --> | 0.4 | 0 | 0 | Constrained, otherwise capacity available =394 kVA | --> | 0.38 | 0 | 0 | 0 | 0 | Constrained, otherwise capacity available =379 kW | --> | C20 ex ORANMORE | Oranmore [T41,T44] | GALWAY 110KV |  | 53.3263 | -8.9427
022474X | MV/LV Substation MA***474X |  | 10 kV | _ | LV | 200 kVA :Kiosk Substation | 0.2 | --> | 0.2 | 0.109 | 4.55 |  | --> | 0.19 | 0 | 0.003 | 0 | 0 | Constrained, otherwise capacity available =175 kW | --> | C11 ex MALLOW | Mallow [T41,T42] | MALLOW |  | 52.1241 | -8.6447
125929X | MV/LV Substation MI***929X |  | 10 kV | _ | LV | 630 kVA :Building Structure | 0.63 | --> | 0.63 | 0 | 0 | Constrained, otherwise capacity available =378 kVA | --> | 0.598 | 0 | 0.036 | 0 | 0 | Constrained, otherwise capacity available =536 kW | --> | C11 ex CLOONLOUGH | Cloonlough [T41,T42] | BARRYMORE |  | 52.2767 | -8.2706
093490Z | MV/LV Substation CL***490Z |  | 10 kV | _ | LV | 630 kVA :Building Structure | 0.63 | --> | 0.63 | 0 | 0 | Constrained, otherwise capacity available =628 kVA | --> | 0.598 | 0 | 0 | 0.5 | 0 |  | --> | C21 ex GRANGE (DR) | Grange (dr) [T41,T42] | GRANGE (DR) |  | 53.404 | -6.1513
119119Y | MV/LV Substation AL***119Y |  | 10 kV | _ | LV | 50 kVA :Pole Substation | 0.05 | --> | 0.05 | 0 | 0 | Constrained, otherwise capacity available =44 kVA | --> | 0.048 | 0 | 0 | 0 | 0 | Constrained, otherwise capacity available =47 kW | --> | C11 ex KANTURK | Kanturk [T41,T42] | GLENLARA |  | 52.1984 | -8.8703
157178 | MV/LV Substation BR***178 |  | 20 kV | _ | LV | 200 kVA :Pole Substation | 0.2 | --> | 0.2 | 0.189 | 1.55 |  | --> | 0.19 | 0 | 0 | 0 | 0 | Constrained, otherwise capacity available =188 kW | --> | E17 ex CARRIGALLEN | Carrigallen [T421] | CARRICK ON SHANNON |  | 53.943 | -7.7867
035931X | MV/LV Substation GA***931X |  | 10 kV | _ | LV | 50 kVA :Pole Substation | 0.05 | --> | 0.05 | 0.046 | 3.91 |  | --> | 0.048 | 0 | 0 | 0 | 0 | Constrained, otherwise capacity available =47 kW | --> | C16 ex ARDFINNAN | Ardfinnan [T42] | CAHIR |  | 52.3447 | -7.8975
1194220 | MV/LV Substation CE***4220 |  | 10 kV | _ | LV | 100 kVA :Pole Substation | 0.1 | --> | 0.1 | 0 | 0 | Constrained, otherwise capacity available =100 kVA | --> | 0.095 | 0 | 0 | 0 | 0 | Constrained, otherwise capacity available =95 kW | --> | C16 ex KANTURK | Kanturk [T41,T42] | GLENLARA |  | 52.2111 | -8.9023
237111X | MV/LV Substation SU***111X |  | 10 kV | _ | LV | 400 kVA :Kiosk Substation | 0.4 | --> | 0.4 | 0 | 0 | Constrained, otherwise capacity available =239 kVA | --> | 0.38 | 0 | 0 | 0 | 0 | Constrained, otherwise capacity available =357 kW | --> | C18 ex DUNLEER | Dunleer [T41,T42] | DRYBRIDGE |  | 53.8283 | -6.4026
029215 | MV/LV Substation WH***215 |  | 20 kV | _ | LV | 50 kVA :Pole Substation | 0.05 | --> | 0.05 | 0.038 | 2.31 |  | --> | 0.048 | 0 | 0.01 | 0.038 | 0 |  | --> | E13 ex AGHADA | Aghada [T721] | N/A |  | 51.8227 | -8.2356
007734X | MV/LV Substation CA***734X |  | 20 kV | _ | LV | 50 kVA :Pole Substation | 0.05 | --> | 0.05 | 0 | 1.4 |  | --> | 0.048 | 0 | 0 | 0 | 0 | Constrained, otherwise capacity available =40 kW | --> | E13 ex KILLINICK | Killinick [T421,T422] | WEXFORD |  | 52.1961 | -6.3488
081315Z | MV/LV Substation CO***315Z |  | 10 kV | _ | LV | 200 kVA :Building Structure | 0.2 | --> | 0.2 | 0 | 0 | Constrained, otherwise capacity available =116 kVA | --> | 0.19 | 0 | 0 | 0 | 0 | Constrained, otherwise capacity available =178 kW | --> | C18 ex LEIXLIP | Leixlip [T41,T42] | GRIFFINRATH |  | 53.3635 | -6.4889
084865 | MV/LV Substation RI***865 |  | 20 kV | _ | LV | 50 kVA :Pole Substation | 0.05 | --> | 0.05 | 0 | 0 | Constrained, otherwise capacity available =48 kVA | --> | 0.048 | 0 | 0 | 0 | 0 | Constrained, otherwise capacity available =47 kW | --> | E11 ex KILCOLGAN | Kilcolgan [T42,T421] | GALWAY 110KV |  | 53.1486 | -9.1195
495559X | MV/LV Substation GL***559X |  | 20 kV | _ | LV | 50 kVA :Pole Substation | 0.05 | --> | 0.05 | 0.048 | 1.5 |  | --> | 0.048 | 0 | 0 | 0.047 | 0 |  | --> | E17 ex ACHILL | Achill [T422] | CARROWBEG |  | 53.9325 | -9.9427
064999 | MV/LV Substation YE***999 |  | 10 kV | _ | LV | 50 kVA :Pole Substation | 0.05 | --> | 0.05 | 0 | 0 | Constrained, otherwise capacity available =41 kVA | --> | 0.048 | 0 | 0 | 0 | 0 | Constrained, otherwise capacity available =46 kW | --> | C22 ex TERMONFECKIN ROAD | Termonfeckin Road [T41,T42] | DRYBRIDGE |  | 53.7353 | -6.3473
093231X | MV/LV Substation AR***231X |  | 10 kV | _ | LV | 630 kVA :Building Structure | 0.63 | --> | 0.63 | 0.252 | 12.96 |  | --> | 0.598 | 0 | 0.005 | 0.5 | 0 |  | --> | C23 ex ARTANE | Artane [T101,T102] | FINGLAS |  | 53.383 | -6.2149
127767X | MV/LV Substation HO***767X |  | 20 kV | _ | LV | 100 kVA :Pole Substation | 0.1 | --> | 0.1 | 0 | 0 | Constrained, otherwise capacity available =87 kVA | --> | 0.095 | 0 | 0 | 0 | 0 | Constrained, otherwise capacity available =93 kW | --> | C16 ex HOLYCROSS ROAD | Holycross Road [T41,T42] | THURLES |  | 52.6379 | -7.8835
1204108 | MV/LV Substation KI***4108 |  | 20 kV | _ | LV | 200 kVA :Pole Substation | 0.2 | --> | 0.2 | 0 | 0 | Constrained, otherwise capacity available =142 kVA | --> | 0.19 | 0 | 0.054 | 0 | 0 | Constrained, otherwise capacity available =142 kW | --> | E11 ex EDENDERRY | Edenderry [T421,T422] | BLAKE |  | 53.3384 | -7.0712
365060X | MV/LV Substation MO***060X |  | 10 kV | _ | LV | 400 kVA :Kiosk Substation | 0.4 | --> | 0.4 | 0 | 0 | Constrained, otherwise capacity available =218 kVA | --> | 0.38 | 0 | 0.005 | 0.351 | 0 |  | --> | C20 ex CLONDALKIN | Clondalkin [T41,T42,T44] | INCHICORE 220KV |  | 53.3207 | -6.3959
056310Y | MV/LV Substation BI***310Y |  | 10 kV | _ | LV | 200 kVA :Pole Substation | 0.2 | --> | 0.2 | 0.146 | 0.89 |  | --> | 0.19 | 0 | 0.05 | 0 | 0 | Constrained, otherwise capacity available =145 kW | --> | C17 ex BIRR | Birr [T41,T422] | DALLOW |  | 53.0936 | -7.9053
204298X | MV/LV Substation CO***298X |  | 20 kV | _ | LV | 200 kVA :Pole Substation | 0.2 | --> | 0.2 | 0 | 0 | Constrained, otherwise capacity available =170 kVA | --> | 0.19 | 0 | 0 | 0 | 0 | Constrained, otherwise capacity available =186 kW | --> | E14 ex BUNCRANA | Buncrana [T421,T422] | TRILLICK |  | 55.1511 | -7.4451
017143Z | MV/LV Substation EU***143Z |  | 10 kV | _ | LV | 400 kVA :Kiosk Substation | 0.4 | --> | 0.4 | 0.29 | 1.98 |  | --> | 0.38 | 0 | 0.01 | 0 | 0 | Constrained, otherwise capacity available =357 kW | --> | E18 ex RATHKEALE | Rathkeale [T421,T422] | RATHKEALE |  | 52.5234 | -8.9373
1204040 | MV/LV Substation SE***4040 |  | 20 kV | _ | LV | 50 kVA :Pole Substation | 0.05 | --> | 0.05 | 0 | 0 | Constrained, otherwise capacity available =50 kVA | --> | 0.048 | 0 | 0 | 0 | 0 | Constrained, otherwise capacity available =48 kW | --> | E19 ex EDENDERRY | Edenderry [T421,T422] | BLAKE |  | 53.4539 | -7.0263
154064Z | MV/LV Substation LU***064Z |  | 10 kV | _ | LV | 200 kVA :Kiosk Substation | 0.2 | --> | 0.2 | 0.088 | 7.91 |  | --> | 0.19 | 0 | 0.046 | 0.14 | 0 |  | --> | C23 ex PELLETSTOWN | Pelletstown [T101,T102] | FINGLAS |  | 53.3712 | -6.4
039122 | MV/LV Substation GA***122 |  | 10 kV | _ | LV | 400 kVA :Kiosk Substation | 0.4 | --> | 0.4 | 0 | 0 | Constrained, otherwise capacity available =363 kVA | --> | 0.38 | 0 | 0.021 | 0 | 0 | Constrained, otherwise capacity available =359 kW | --> | C15 ex ORANMORE | Oranmore [T41,T44] | GALWAY 110KV |  | 53.2496 | -8.9727
108900 | MV/LV Substation NO***900 |  | 10 kV | _ | LV | 200 kVA :Pole Substation | 0.2 | --> | 0.2 | 0.179 | 1.57 |  | --> | 0.19 | 0 | 0.01 | 0 | 0 | Constrained, otherwise capacity available =180 kW | --> | C16 ex BALLYSHANNON | Ballyshannon [T41,T42] | CATHALEENS FALL |  | 54.5711 | -8.2051
071821 | MV/LV Substation DU***821 |  | 10 kV | _ | LV | 100 kVA :Pole Substation | 0.1 | --> | 0.1 | 0.068 | 5.58 |  | --> | 0.095 | 0 | 0.017 | 0.078 | 0 |  | --> | C11 ex KILCOOLE | Kilcoole [T41,T42] | FASSAROE |  | 53.0839 | -6.1005
036784 | MV/LV Substation FA***784 |  | 20 kV | _ | LV | 200 kVA :Pole Substation | 0.2 | --> | 0.2 | 0 | 0 | Constrained, otherwise capacity available =176 kVA | --> | 0.19 | 0 | 0 | 0 | 0 | Constrained, otherwise capacity available =187 kW | --> | E18 ex GARRANACANTY | Garranacanty [T421,T422] | TIPPERARY |  | 52.5219 | -8.1455
066695Z | MV/LV Substation AS***695Z |  | 20 kV | _ | LV | 630 kVA :Building Structure | 0.63 | --> | 0.63 | 0 | 0 | Constrained, otherwise capacity available =594 kVA | --> | 0.598 | 0 | 0.005 | 0 | 0 | Constrained, otherwise capacity available =590 kW | --> | E20 ex BALTRASNA | Baltrasna [T121,T122] | BALTRASNA |  | 53.5146 | -6.4148
2664073 | MV/LV Substation GO***4073 |  | 20 kV | _ | LV | 50 kVA :Pole Substation | 0.05 | --> | 0.05 | 0 | 0 | Constrained, otherwise capacity available =50 kVA | --> | 0.048 | 0 | 0 | 0 | 0 | Constrained, otherwise capacity available =48 kW | --> | E17 ex CARNDONAGH | Carndonagh [T421,T422] | TRILLICK |  | 55.3239 | -7.1878
029337 | MV/LV Substation RA***337 |  | 10 kV | _ | LV | 200 kVA :Kiosk Substation | 0.2 | --> | 0.2 | 0.125 | 2.31 |  | --> | 0.19 | 0 | 0.005 | 0.176 | 0 |  | --> | E13 ex AGHADA | Aghada [T721] | N/A |  | 51.8434 | -8.1922
039329 | MV/LV Substation TI***329 |  | 10 kV | _ | LV | 400 kVA :Kiosk Substation | 0.4 | --> | 0.4 | 0 | 0 | Constrained, otherwise capacity available =302 kVA | --> | 0.38 | 0 | 0.009 | 0 | 0 | Constrained, otherwise capacity available =360 kW | --> | C18 ex HEADFORD ROAD | Headford Road [T41,T42] | GALWAY 110KV |  | 53.2907 | -9.0436
281964X | MV/LV Substation CL***964X |  | 10 kV | _ | LV | 400 kVA :Kiosk Substation | 0.4 | --> | 0.4 | 0 | 0 | Constrained, otherwise capacity available =342 kVA | --> | 0.38 | 0 | 0.017 | 0 | 0 | Constrained, otherwise capacity available =360 kW | --> | C19 ex DOUGLAS | Douglas [T41,T42] | TRABEG |  | 51.8873 | -8.4168
026613 | MV/LV Substation BU***613 |  | 10 kV | _ | LV | 100 kVA :Pole Substation | 0.1 | --> | 0.1 | 0 | 0 | Constrained, otherwise capacity available =70 kVA | --> | 0.095 | 0 | 0 | 0 | 0 | Constrained, otherwise capacity available =91 kW | --> | C18 ex KINSALE | Kinsale [T41,T42] | BANDON |  | 51.6409 | -8.5519
2884099 | MV/LV Substation KI***4099 |  | 10 kV | _ | LV | 50 kVA :Pole Substation | 0.05 | --> | 0.05 | 0.041 | 0.04 | Constrained, otherwise capacity available =50 kVA | --> | 0.048 | 0 | 0 | 0.048 | 0 |  | --> | C21 ex LITTLE BRAY | Little Bray [T41,T42] | FASSAROE |  | 53.2093 | -6.1869
068841X | MV/LV Substation EA***841X |  | 10 kV | _ | LV | 1000 kVA :Building Structure | 1 | --> | 1 | 0.5 | 6.65 |  | --> | 0.95 | 0 | 0 | 0.5 | 0 |  | --> | C15 ex EAST WALL ROAD | East Wall Road [T41,T42] | MCDERMOTT |  | 53.3573 | -6.223
2534067 | MV/LV Substation MI***4067 |  | 20 kV | _ | LV | 50 kVA :Pole Substation | 0.05 | --> | 0.05 | 0 | 0 | Constrained, otherwise capacity available =48 kVA | --> | 0.048 | 0 | 0 | 0 | 0 | Constrained, otherwise capacity available =47 kW | --> | C23 ex TUAM NORTH | Tuam North [T41,T42] | CLOON |  | 53.5779 | -9.0802
0304140 | MV/LV Substation ON***4140 |  | 10 kV | _ | LV | 50 kVA :Pole Substation | 0.05 | --> | 0.05 | 0 | 0 | Constrained, otherwise capacity available =45 kVA | --> | 0.048 | 0 | 0 | 0 | 0 | Constrained, otherwise capacity available =47 kW | --> | E19 ex FOXHOLE | Foxhole [T421,T422] | DUNGARVAN |  | 52.0246 | -7.8699
1374113 | MV/LV Substation CA***4113 |  | 10 kV | _ | LV | 100 kVA :Pole Substation | 0.1 | --> | 0.1 | 0.089 | 2 |  | --> | 0.095 | 0 | 0 | 0 | 0 | Constrained, otherwise capacity available =94 kW | --> | C19 ex CAUSEWAY | Causeway [T41,T42] | TRALEE |  | 52.4073 | -9.8021
082021Z | MV/LV Substation HI***021Z |  | 10 kV | _ | LV | 50 kVA :Pole Substation | 0.05 | --> | 0.05 | 0.027 | 2.01 |  | --> | 0.048 | 0 | 0 | 0 | 0 | Constrained, otherwise capacity available =44 kW | --> | C18 ex ABBEYLAND | Abbeyland [T41,T42] | NAVAN |  | 53.6599 | -6.7141
365155 | MV/LV Substation AL***155 |  | 10 kV | _ | LV | 630 kVA :Building Structure | 0.63 | --> | 0.63 | 0.5 | 13.91 |  | --> | 0.598 | 0 | 0 | 0.5 | 0 |  | --> | C21 ex COOKSTOWN | Cookstown [T101,T102] | CARRICKMINES |  | 53.2887 | -6.3741
003100 | MV/LV Substation JA***100 |  | 10 kV | _ | LV | 400 kVA :Kiosk Substation | 0.4 | --> | 0.4 | 0.371 | 11.58 |  | --> | 0.38 | 0 | 0 | 0 | 0 | Constrained, otherwise capacity available =376 kW | --> | C17 ex BALLYBEG | Ballybeg [T101,T102] | CARRICKMINES |  | 52.9036 | -6.0402
002955 | MV/LV Substation SC***955 |  | 10 kV | _ | LV | 400 kVA :Building Structure | 0.4 | --> | 0.4 | 0.4 | 4.51 |  | --> | 0.38 | 0 | 0 | 0.38 | 0 |  | --> | C13 ex BOGHALL ROAD | Boghall Road [T41,T42] | FASSAROE |  | 53.1819 | -6.1194
151840X | MV/LV Substation FE***840X |  | 20 kV | _ | LV | 100 kVA :Pole Substation | 0.1 | --> | 0.1 | 0 | 0 | Constrained, otherwise capacity available =76 kVA | --> | 0.095 | 0 | 0.008 | 0.086 | 0 |  | --> | E17 ex BRUFF | Bruff [T42,T421] | LIMERICK |  | 52.5464 | -8.5994
065469X | MV/LV Substation HA***469X |  | 10 kV | _ | LV | 50 kVA :Pole Substation | 0.05 | --> | 0.05 | 0 | 0 | Constrained, otherwise capacity available =19 kVA | --> | 0.048 | 0 | 0.013 | 0 | 0 | Constrained, otherwise capacity available =34 kW | --> | C18 ex LOUGHSHINNY | Loughshinny [T41,T42] | GLASMORE |  | 53.5253 | -6.1136
366568 | MV/LV Substation CA***568 |  | 10 kV | _ | LV | 100 kVA :Pole Substation | 0.1 | --> | 0.1 | 0.072 | 0.45 |  | --> | 0.095 | 0 | 0 | 0 | 0 | Constrained, otherwise capacity available =91 kW | --> | C16 ex CARRAROE | Carraroe [T42] | SCREEB |  | 53.289 | -9.552
068887 | MV/LV Substation YO***887 |  | 10 kV | _ | LV | 400 kVA :Building Structure | 0.4 | --> | 0.4 | 0.278 | 17.78 |  | --> | 0.38 | 0 | 0.005 | 0.359 | 0 |  | --> | C22 ex RINGSEND | Ringsend [T101,T102] | POOLBEG |  | 53.3446 | -6.2269
1364168 | MV/LV Substation FO***4168 |  | 20 kV | _ | LV | 50 kVA :Pole Substation | 0.05 | --> | 0.05 | 0 | 0 | Constrained, otherwise capacity available =32 kVA | --> | 0.048 | 0 | 0 | 0 | 0 | Constrained, otherwise capacity available =45 kW | --> | C20 ex ROSCOMMON | Roscommon [T41,T42] | LANESBORO |  | 53.6615 | -8.2148
160017 | MV/LV Substation LA***017 |  | 10 kV | _ | LV | 50 kVA :Pole Substation | 0.05 | --> | 0.05 | 0 | 0 | Constrained, otherwise capacity available =23 kVA | --> | 0.048 | 0 | 0.013 | 0 | 0 | Constrained, otherwise capacity available =34 kW | --> | C15 ex PORTARLINGTON | Portarlington [T41,T42] | PORTLAOISE |  | 53.1569 | -7.1947
008825X | MV/LV Substation KN***825X |  | 20 kV | _ | LV | 200 kVA :Pole Substation | 0.2 | --> | 0.2 | 0 | 0 | Constrained, otherwise capacity available =191 kVA | --> | 0.19 | 0 | 0.005 | 0 | 0 | Constrained, otherwise capacity available =185 kW | --> | E15 ex CLONROCHE | Clonroche [T421,T422] | WEXFORD |  | 52.4424 | -6.7851
125015 | MV/LV Substation OL***015 |  | 10 kV | _ | LV | 400 kVA :Building Structure | 0.4 | --> | 0.4 | 0.222 | 0.22 | Constrained, otherwise capacity available =393 kVA | --> | 0.38 | 0 | 0 | 0 | 0 | Constrained, otherwise capacity available =379 kW | --> | C11 ex KILSHANNY | Kilshanny [T41,T42] | CAHIR |  | 52.2694 | -8.2541
039234 | MV/LV Substation AR***234 |  | 10 kV | _ | LV | 400 kVA :Kiosk Substation | 0.4 | --> | 0.4 | 0.292 | 11.03 |  | --> | 0.38 | 0 | 0.032 | 0.341 | 0 |  | --> | C34 ex SALTHILL | Salthill [T101,T102] | SALTHILL |  | 53.2806 | -9.069
025650X | MV/LV Substation CL***650X |  | 20 kV | _ | LV | 50 kVA :Pole Substation | 0.05 | --> | 0.05 | 0.048 | 2.96 |  | --> | 0.048 | 0 | 0 | 0 | 0 | Constrained, otherwise capacity available =47 kW | --> | E14 ex CHARLEVILLE | Charleville [T421,T422] | CHARLEVILLE |  | 52.3564 | -8.7803
068667 | MV/LV Substation MO***667 |  | 10 kV | _ | LV | 200 kVA :Building Structure | 0.2 | --> | 0.2 | 0.188 | 1.86 |  | --> | 0.19 | 0 | 0 | 0.188 | 0 |  | --> | C18 ex FAIRVIEW | Fairview [T41] | MCDERMOTT |  | 53.3695 | -6.2221
042948 | MV/LV Substation TA***948 |  | 10 kV | _ | LV | 50 kVA :Pole Substation | 0.05 | --> | 0.05 | 0.043 | 1.93 |  | --> | 0.048 | 0 | 0.01 | 0 | 0 | Constrained, otherwise capacity available =39 kW | --> | C16 ex TURLOUGH ROAD | Turlough Road [T41,T42] | CASTLEBAR |  | 53.8734 | -9.3093
006364Y | MV/LV Substation BA***364Y |  | 20 kV | _ | LV | 100 kVA :Pole Substation | 0.1 | --> | 0.1 | 0.075 | 4.38 |  | --> | 0.095 | 0 | 0.005 | 0.088 | 0 |  | --> | E13 ex CRANE | Crane [T122] | CRANE |  | 52.4811 | -6.4211
154462 | MV/LV Substation CO***462 |  | 20 kV | _ | LV | 50 kVA :Pole Substation | 0.05 | --> | 0.05 | 0 | 0 | Constrained, otherwise capacity available =24 kVA | --> | 0.048 | 0 | 0 | 0 | 0 | Constrained, otherwise capacity available =44 kW | --> | C17 ex MONEYCOOLEY | Moneycooley [T41,T42,T44] | GRIFFINRATH |  | 53.4281 | -6.4973
081545X | MV/LV Substation CL***545X |  | 10 kV | _ | LV | 100 kVA :Pole Substation | 0.1 | --> | 0.1 | 0 | 0 | Constrained, otherwise capacity available =61 kVA | --> | 0.095 | 0 | 0 | 0 | 0 | Constrained, otherwise capacity available =90 kW | --> | C17 ex PALMERSTOWN | Palmerstown [T41,T42] | FINGLAS |  | 53.3365 | -6.3866
061551 | MV/LV Substation AG***551 |  | 10 kV | _ | LV | 200 kVA :Pole Substation | 0.2 | --> | 0.2 | 0.196 | 2.04 |  | --> | 0.19 | 0 | 0 | 0 | 0 | Constrained, otherwise capacity available =190 kW | --> | C17 ex BALLYBAY | Ballybay [T41,T42] | LISDRUM |  | 54.1172 | -6.8969
130206 | MV/LV Substation KI***206 |  | 10 kV | _ | LV | 50 kVA :Pole Substation | 0.05 | --> | 0.05 | 0.048 | 2.55 |  | --> | 0.048 | 0 | 0 | 0 | 0 | Constrained, otherwise capacity available =47 kW | --> | C25 ex EDGEWORTHSTOWN | Edgeworthstown [T421,T422] | RICHMOND |  | 53.7265 | -7.4639
041827 | MV/LV Substation CA***827 |  | 20 kV | _ | LV | 50 kVA :Pole Substation | 0.05 | --> | 0.05 | 0 | 0 | Constrained, otherwise capacity available =22 kVA | --> | 0.048 | 0 | 0 | 0 | 0 | Constrained, otherwise capacity available =44 kW | --> | E19 ex DALTON | Dalton [T421,T422] | DALTON |  | 53.7013 | -9.0207
1504020 | MV/LV Substation ST***4020 |  | 20 kV | _ | LV | 200 kVA :Kiosk Substation | 0.2 | --> | 0.2 | 0.2 | 3.96 |  | --> | 0.19 | 0 | 0 | 0 | 0 | Constrained, otherwise capacity available =190 kW | --> | E18 ex STRANORLAR | Stranorlar [T421,T422] | LETTERKENNY |  | 54.8044 | -7.755
067239 | MV/LV Substation HY***239 |  | 10 kV | _ | LV | 400 kVA :Kiosk Substation | 0.4 | --> | 0.4 | 0 | 0 | Constrained, otherwise capacity available =282 kVA | --> | 0.38 | 0 | 0.014 | 0.353 | 0 |  | --> | C11 ex GARRYOWEN | Garryowen [T41,T42] | LIMERICK |  | 52.6486 | -8.6297
067720 | MV/LV Substation RI***720 |  | 20 kV | _ | LV | 100 kVA :Pole Substation | 0.1 | --> | 0.1 | 0.084 | 6.81 |  | --> | 0.095 | 0 | 0.01 | 0.085 | 0 |  | --> | C03 ex AHANE | Ahane [T102] | AHANE |  | 52.6686 | -8.5426
138744 | MV/LV Substation LE***744 |  | 10 kV | _ | LV | 50 kVA :Pole Substation | 0.05 | --> | 0.05 | 0.048 | 2.18 |  | --> | 0.048 | 0 | 0 | 0 | 0 | Constrained, otherwise capacity available =47 kW | --> | C19 ex BAILIEBORO | Bailieboro [T41,T42] | MEATH HILL |  | 53.9273 | -7.0149
030057 | MV/LV Substation BL***057 |  | 20 kV | _ | LV | 400 kVA :Kiosk Substation | 0.4 | --> | 0.4 | 0 | 0 | Constrained, otherwise capacity available =328 kVA | --> | 0.38 | 0 | 0.01 | 0 | 0 | Constrained, otherwise capacity available =363 kW | --> | E17 ex FOXHOLE | Foxhole [T421,T422] | DUNGARVAN |  | 51.9554 | -7.8603
119766X | MV/LV Substation BA***766X |  | 10 kV | _ | LV | 50 kVA :Pole Substation | 0.05 | --> | 0.05 | 0.044 | 4.16 |  | --> | 0.048 | 0 | 0 | 0.047 | 0 |  | --> | C15 ex NEWMARKET (SR) | Newmarket (sr) [T41,T42] | GLENLARA |  | 52.2104 | -9.0617
156339Y | MV/LV Substation HI***339Y |  | 10 kV | _ | LV | 400 kVA :Building Structure | 0.4 | --> | 0.4 | 0.269 | 2.47 |  | --> | 0.38 | 0 | 0 | 0 | 0 | Constrained, otherwise capacity available =362 kW | --> | E21 ex TELAYDON | Telaydon [T42,T421] | LISDRUM |  | 54.2469 | -6.9549
0664239 | MV/LV Substation RY***4239 |  | 10 kV | _ | LV | 630 kVA :Building Structure | 0.63 | --> | 0.63 | 0 | 0 | Constrained, otherwise capacity available =462 kVA | --> | 0.598 | 0 | 0 | 0 | 0 | Constrained, otherwise capacity available =575 kW | --> | E17 ex GLASMORE | Glasmore [T421,T422] | GLASMORE |  | 53.4484 | -6.2184
035790 | MV/LV Substation CA***790 |  | 10 kV | _ | LV | 50 kVA :Pole Substation | 0.05 | --> | 0.05 | 0.05 | 6.17 |  | --> | 0.048 | 0 | 0 | 0 | 0 | Constrained, otherwise capacity available =47 kW | --> | C22 ex CAHIR | Cahir [T41,T42] | CAHIR |  | 52.3668 | -7.9278
002796 | MV/LV Substation DE***796 |  | 10 kV | _ | LV | 400 kVA :Kiosk Substation | 0.4 | --> | 0.4 | 0.275 | 4.51 |  | --> | 0.38 | 0 | 0.007 | 0.357 | 0 |  | --> | C16 ex BOGHALL ROAD | Boghall Road [T41,T42] | FASSAROE |  | 53.1862 | -6.1192
2204080 | MV/LV Substation TA***4080 |  | 20 kV | _ | LV | 630 kVA :Kiosk Substation | 0.63 | --> | 0.63 | 0.5 | 2.33 |  | --> | 0.598 | 0 | 0 | 0 | 0 | Constrained, otherwise capacity available =598 kW | --> | E14 ex MOY | Moy [T421,T422] | MOY |  | 54.1941 | -9.2175
095124X | MV/LV Substation ID***124X |  | 10 kV | _ | LV | 200 kVA :Pole Substation | 0.2 | --> | 0.2 | 0.198 | 1.1 |  | --> | 0.19 | 0 | 0 | 0 | 0 | Constrained, otherwise capacity available =190 kW | --> | C23 ex KILKEE | Kilkee [T41] | TULLABRACK |  | 52.6729 | -9.6534
249840 | MV/LV Substation CU***840 |  | 20 kV | _ | LV | 50 kVA :Pole Substation | 0.05 | --> | 0.05 | 0 | 0 | Constrained, otherwise capacity available =44 kVA | --> | 0.048 | 0 | 0 | 0 | 0 | Constrained, otherwise capacity available =47 kW | --> | E18 ex FOXHOLE | Foxhole [T421,T422] | DUNGARVAN |  | 52.0467 | -7.8119
111095X | MV/LV Substation SH***095X |  | 20 kV | _ | LV | 100 kVA :Pole Substation | 0.1 | --> | 0.1 | 0.028 | 0.94 |  | --> | 0.095 | 0 | 0.04 | 0 | 0 | Constrained, otherwise capacity available =55 kW | --> | E21 ex CASTLETOWNBERE | Castletownbere [T421] | BALLYLICKY |  | 51.642 | -9.8596
068573 | MV/LV Substation MA***573 |  | 10 kV | _ | LV | 630 kVA :Kiosk Substation | 0.63 | --> | 0.63 | 0.323 | 1.86 |  | --> | 0.598 | 0 | 0.026 | 0.5 | 0 |  | --> | C14 ex FAIRVIEW | Fairview [T41] | MCDERMOTT |  | 53.3684 | -6.2278
0214292 | MV/LV Substation BA***4292 |  | 10 kV | _ | LV | 200 kVA :Kiosk Substation | 0.2 | --> | 0.2 | 0 | 0 | Constrained, otherwise capacity available =149 kVA | --> | 0.19 | 0 | 0 | 0.183 | 0 |  | --> | C21 ex MAYFIELD | Mayfield [T41,T42] | KILBARRY |  | 51.9217 | -8.4552
281126X | MV/LV Substation OR***126X |  | 20 kV | _ | LV | 400 kVA :Building Structure | 0.4 | --> | 0.4 | 0.381 | 17.47 |  | --> | 0.38 | 0 | 0 | 0.377 | 0 |  | --> | E12 ex COOLROE | Coolroe [T121,T122] | COOLROE |  | 51.8829 | -8.635
093297X | MV/LV Substation DU***297X |  | 10 kV | _ | LV | 100 kVA :Pole Substation | 0.1 | --> | 0.1 | 0 | 0 | Constrained, otherwise capacity available =80 kVA | --> | 0.095 | 0 | 0.003 | 0.09 | 0 |  | --> | C20 ex SUTTON | Sutton [T41,T42] | GRANGE (DR) |  | 53.3807 | -6.0642
015905 | MV/LV Substation NE***905 |  | 10 kV | _ | LV | 100 kVA :Pole Substation | 0.1 | --> | 0.1 | 0.1 | 12.6 |  | --> | 0.095 | 0 | 0 | 0.095 | 0 |  | --> | C18 ex MONREAD | Monread [T101,T102] | MONREAD |  | 53.2212 | -6.7218
068695X | MV/LV Substation KI***695X |  | 10 kV | _ | LV | 1000 kVA :Building Structure | 1 | --> | 1 | 0 | 0 | Constrained, otherwise capacity available =685 kVA | --> | 0.95 | 0 | 0 | 0.5 | 0 |  | --> | C23 ex PHIBSBORO | Phibsboro [T41,T42] | FINGLAS |  | 53.3504 | -6.279
276508 | MV/LV Substation MU***508 |  | 10 kV | _ | LV | 100 kVA :Pole Substation | 0.1 | --> | 0.1 | 0.076 | 0.76 |  | --> | 0.095 | 0 | 0 | 0 | 0 | Constrained, otherwise capacity available =92 kW | --> | C13 ex WOODFORD | Woodford [T41,T42] | KNOCKEARAGH |  | 52.0211 | -9.5074
365189 | MV/LV Substation TA***189 |  | 10 kV | _ | LV | 1000 kVA :Building Structure | 1 | --> | 1 | 0.5 | 13.91 |  | --> | 0.95 | 0 | 0 | 0.5 | 0 |  | --> | C21 ex COOKSTOWN | Cookstown [T101,T102] | CARRICKMINES |  | 53.2886 | -6.3778
021179Y | MV/LV Substation KE***179Y |  | 10 kV | _ | LV | 400 kVA :Kiosk Substation | 0.4 | --> | 0.4 | 0 | 0 | Constrained, otherwise capacity available =368 kVA | --> | 0.38 | 0 | 0.01 | 0.368 | 0 |  | --> | C12 ex KILBARRY | Kilbarry [T101,T43] | KILBARRY |  | 51.9203 | -8.4559
082360 | MV/LV Substation FE***360 |  | 10 kV | _ | LV | 50 kVA :Pole Substation | 0.05 | --> | 0.05 | 0 | 0 | Constrained, otherwise capacity available =48 kVA | --> | 0.048 | 0 | 0 | 0 | 0 | Constrained, otherwise capacity available =47 kW | --> | C30 ex ACADEMY STREET | Academy Street [T421,T422,T44] | NAVAN |  | 53.659 | -6.6502
062132X | MV/LV Substation SP***132X |  | 10 kV | _ | LV | 400 kVA :Kiosk Substation | 0.4 | --> | 0.4 | 0.342 | 0.72 |  | --> | 0.38 | 0 | 0.025 | 0 | 0 | Constrained, otherwise capacity available =354 kW | --> | C16 ex COES ROAD | Coes Road [T41,T42] | DUNDALK |  | 54.0015 | -6.3847
093580Z | MV/LV Substation HE***580Z |  | 10 kV | _ | LV | 630 kVA :Kiosk Substation | 0.63 | --> | 0.63 | 0 | 0 | Constrained, otherwise capacity available =445 kVA | --> | 0.598 | 0 | 0.097 | 0.5 | 0 |  | --> | C22 ex UNIDARE | Unidare [T41,T42] | FINGLAS |  | 53.3945 | -6.3207
1524017 | MV/LV Substation OL***4017 |  | 20 kV | _ | LV | 50 kVA :Pole Substation | 0.05 | --> | 0.05 | 0 | 0 | Constrained, otherwise capacity available =33 kVA | --> | 0.048 | 0 | 0 | 0 | 0 | Constrained, otherwise capacity available =45 kW | --> | E33 ex CAPPAMORE | Cappamore [T41,T42] | ARDNACRUSHA |  | 52.5836 | -8.3279
036401X | MV/LV Substation PE***401X |  | 20 kV | _ | LV | 50 kVA :Pole Substation | 0.05 | --> | 0.05 | 0 | 0 | Constrained, otherwise capacity available =43 kVA | --> | 0.048 | 0 | 0.01 | 0 | 0 | Constrained, otherwise capacity available =39 kW | --> | E18 ex GARRANACANTY | Garranacanty [T421,T422] | TIPPERARY |  | 52.4898 | -8.1693
081225Z | MV/LV Substation CE***225Z |  | 10 kV | _ | LV | 630 kVA :Kiosk Substation | 0.63 | --> | 0.63 | 0 | 0 | Constrained, otherwise capacity available =496 kVA | --> | 0.598 | 0 | 0 | 0 | 0 | Constrained, otherwise capacity available =580 kW | --> | C17 ex PALMERSTOWN | Palmerstown [T41,T42] | FINGLAS |  | 53.3368 | -6.3799
039485 | MV/LV Substation ME***485 |  | 10 kV | _ | LV | 400 kVA :Building Structure | 0.4 | --> | 0.4 | 0.286 | 3.45 |  | --> | 0.38 | 0 | 0 | 0.364 | 0 |  | --> | C17 ex TRIMMS LANE | Trimms Lane [T41,T42] | SALTHILL |  | 53.2706 | -9.052
365831 | MV/LV Substation KI***831 |  | 10 kV | _ | LV | 400 kVA :Kiosk Substation | 0.4 | --> | 0.4 | 0 | 0 | Constrained, otherwise capacity available =251 kVA | --> | 0.38 | 0 | 0.005 | 0.355 | 0 |  | --> | C18 ex WHITESTOWN | Whitestown [T41,T42] | COOKSTOWN |  | 53.2804 | -6.3863
069006 | MV/LV Substation TE***006 |  | 10 kV | _ | LV | 400 kVA :Kiosk Substation | 0.4 | --> | 0.4 | 0 | 4.47 |  | --> | 0.38 | 0 | 0.048 | 0.253 | 0 |  | --> | C11 ex TEMPLEOGUE | Templeogue [T41,T42] | MILLTOWN (DR) |  | 53.2992 | -6.3034
365142 | MV/LV Substation AL***142 |  | 10 kV | _ | LV | 1000 kVA :Building Structure | 1 | --> | 1 | 0.5 | 13.91 |  | --> | 0.95 | 0 | 0 | 0.5 | 0 |  | --> | C21 ex COOKSTOWN | Cookstown [T101,T102] | CARRICKMINES |  | 53.2885 | -6.3752
237269X | MV/LV Substation WO***269X |  | 10 kV | _ | LV | 200 kVA :Kiosk Substation | 0.2 | --> | 0.2 | 0 | 0 | Constrained, otherwise capacity available =160 kVA | --> | 0.19 | 0 | 0.017 | 0 | 0 | Constrained, otherwise capacity available =172 kW | --> | C18 ex DUNLEER | Dunleer [T41,T42] | DRYBRIDGE |  | 53.8258 | -6.3993
050061 | MV/LV Substation DU***061 |  | 10 kV | _ | LV | 200 kVA :Pole Substation | 0.2 | --> | 0.2 | 0.11 | 7.61 |  | --> | 0.19 | 0 | 0.014 | 0 | 0 | Constrained, otherwise capacity available =167 kW | --> | C14 ex GARRYCASTLE | Garrycastle [T41,T42] | ATHLONE |  | 53.424 | -7.9229
064317Z | MV/LV Substation M1***317Z |  | 10 kV | _ | LV | 400 kVA :Kiosk Substation | 0.4 | --> | 0.4 | 0 | 0 | Constrained, otherwise capacity available =183 kVA | --> | 0.38 | 0 | 0.2 | 0 | 0 | Constrained, otherwise capacity available =201 kW | --> | C19 ex DRYBRIDGE | Drybridge [T41,T42] | DRYBRIDGE |  | 53.7279 | -6.387
049292Z | MV/LV Substation FO***292Z |  | 20 kV | _ | LV | 400 kVA :Kiosk Substation | 0.4 | --> | 0.4 | 0.213 | 0.21 | Constrained, otherwise capacity available =329 kVA | --> | 0.38 | 0 | 0.005 | 0 | 0 | Constrained, otherwise capacity available =366 kW | --> | E13 ex LONGFORD | Longford [T421,T422] | RICHMOND |  | 53.85 | -7.6053
160838Y | MV/LV Substation NU***838Y |  | 20 kV | _ | LV | 50 kVA :Pole Substation | 0.05 | --> | 0.05 | 0 | 0 | Constrained, otherwise capacity available =46 kVA | --> | 0.048 | 0 | 0 | 0 | 0 | Constrained, otherwise capacity available =47 kW | --> | C11 ex KILDARE | Kildare [T41,T42] | NEWBRIDGE |  | 53.1325 | -7.0373
139255Z | MV/LV Substation RA***255Z |  | 10 kV | _ | LV | 200 kVA :Kiosk Substation | 0.2 | --> | 0.2 | 0 | 0 | Constrained, otherwise capacity available =167 kVA | --> | 0.19 | 0 | 0 | 0 | 0 | Constrained, otherwise capacity available =185 kW | --> | C17 ex VIRGINIA | Virginia [T41,T42] | MEATH HILL |  | 53.8369 | -7.0698
012962 | MV/LV Substation BU***962 |  | 10 kV | _ | LV | 400 kVA :Kiosk Substation | 0.4 | --> | 0.4 | 0 | 0 | Constrained, otherwise capacity available =305 kVA | --> | 0.38 | 0 | 0.01 | 0 | 0 | Constrained, otherwise capacity available =359 kW | --> | C23 ex POLLERTON | Pollerton [T41,T42] | CARLOW |  | 52.8262 | -6.9104
075966 | MV/LV Substation BA***966 |  | 20 kV | _ | LV | 50 kVA :Pole Substation | 0.05 | --> | 0.05 | 0.048 | 4.38 |  | --> | 0.048 | 0 | 0 | 0.047 | 0 |  | --> | E17 ex CRANE | Crane [T122] | CRANE |  | 52.5364 | -6.3387
055003 | MV/LV Substation RO***003 |  | 10 kV | _ | LV | 200 kVA :Pole Substation | 0.2 | --> | 0.2 | 0 | 0 | Constrained, otherwise capacity available =170 kVA | --> | 0.19 | 0 | 0 | 0 | 0 | Constrained, otherwise capacity available =186 kW | --> | C20 ex TEMPLEMORE | Templemore [T41,T42] | IKERRIN |  | 52.8014 | -7.8317
281974Y | MV/LV Substation CO***974Y |  | 10 kV | _ | LV | 200 kVA :Kiosk Substation | 0.2 | --> | 0.2 | 0.063 | 4.67 |  | --> | 0.19 | 0 | 0.023 | 0.154 | 0 |  | --> | C28 ex CENTRE PARK ROAD | Marina [T105,T106] | MARINA |  | 51.8939 | -8.4335
0814139 | MV/LV Substation CH***4139 |  | 10 kV | _ | LV | 400 kVA :Kiosk Substation | 0.4 | --> | 0.4 | 0 | 0 | Constrained, otherwise capacity available =339 kVA | --> | 0.38 | 0 | 0 | 0.372 | 0 |  | --> | C12 ex SEMPERIT | Semperit [T41,T42,T43] | GRANGE CASTLE |  | 53.3387 | -6.3727
068284X | MV/LV Substation WO***284X |  | 10 kV | _ | LV | 630 kVA :Building Structure | 0.63 | --> | 0.63 | 0.5 | 1.86 |  | --> | 0.598 | 0 | 0 | 0.5 | 0 |  | --> | C15 ex FAIRVIEW | Fairview [T41] | MCDERMOTT |  | 53.3711 | -6.2093
049197Z | MV/LV Substation RE***197Z |  | 10 kV | _ | LV | 400 kVA :Kiosk Substation | 0.4 | --> | 0.4 | 0.362 | 2.8 |  | --> | 0.38 | 0 | 0.001 | 0 | 0 | Constrained, otherwise capacity available =374 kW | --> | C12 ex GLEBE | Glebe [T41,T42] | RICHMOND |  | 53.7236 | -7.8007
015954Y | MV/LV Substation CA***954Y |  | 10 kV | _ | LV | 400 kVA :Kiosk Substation | 0.4 | --> | 0.4 | 0.305 | 12.6 |  | --> | 0.38 | 0 | 0.024 | 0.349 | 0 |  | --> | C22 ex MONREAD | Monread [T101,T102] | MONREAD |  | 53.2192 | -6.6813
0684171 | MV/LV Substation LI***4171 |  | 10 kV | _ | LV | 630 kVA :Building Structure | 0.63 | --> | 0.63 | 0 | 0 | Constrained, otherwise capacity available =526 kVA | --> | 0.598 | 0 | 0.01 | 0.5 | 0 |  | --> | C21 ex PHIBSBORO | Phibsboro [T41,T42] | FINGLAS |  | 53.3581 | -6.2883
049101X | MV/LV Substation NE***101X |  | 10 kV | _ | LV | 100 kVA :Pole Substation | 0.1 | --> | 0.1 | 0.094 | 0.13 |  | --> | 0.095 | 0 | 0 | 0 | 0 | Constrained, otherwise capacity available =94 kW | --> | C12 ex BALLYMAHON | Ballymahon [T41,T42] | ATHLONE |  | 53.585 | -7.9363
192921 | MV/LV Substation CO***921 |  | 10 kV | _ | LV | 50 kVA :Pole Substation | 0.05 | --> | 0.05 | 0.05 | 1.56 |  | --> | 0.048 | 0 | 0 | 0 | 0 | Constrained, otherwise capacity available =48 kW | --> | C13 ex DERRYBEG | Derrybeg [T41,T42] | ARDNAGAPPARY |  | 55.0132 | -8.2717
011200 | MV/LV Substation NE***200 |  | 10 kV | _ | LV | 100 kVA :Pole Substation | 0.1 | --> | 0.1 | 0.094 | 5.05 |  | --> | 0.095 | 0 | 0 | 0 | 0 | Constrained, otherwise capacity available =94 kW | --> | C13 ex MCDONAGH | Mcdonagh [T41,T42] | KILKENNY |  | 52.6671 | -7.2402
365188X | MV/LV Substation DO***188X |  | 10 kV | _ | LV | 400 kVA :Kiosk Substation | 0.4 | --> | 0.4 | 0 | 0 | Constrained, otherwise capacity available =313 kVA | --> | 0.38 | 0 | 0 | 0.368 | 0 |  | --> | C18 ex WHITESTOWN | Whitestown [T41,T42] | COOKSTOWN |  | 53.2748 | -6.3926
0934008 | MV/LV Substation KE***4008 |  | 10 kV | _ | LV | 630 kVA :Building Structure | 0.63 | --> | 0.63 | 0 | 0 | Constrained, otherwise capacity available =498 kVA | --> | 0.598 | 0 | 0 | 0.5 | 0 |  | --> | C25 ex POPPINTREE | Poppintree [T101,T102] | FINGLAS |  | 53.4159 | -6.316
062009Y | MV/LV Substation BE***009Y |  | 20 kV | _ | LV | 50 kVA :Pole Substation | 0.05 | --> | 0.05 | 0.048 | 3.47 |  | --> | 0.048 | 0 | 0 | 0 | 0 | Constrained, otherwise capacity available =47 kW | --> | E18 ex BUSH | Bush [T421,T422] | DUNDALK |  | 54.0088 | -6.2315
281043X | MV/LV Substation FI***043X |  | 10 kV | _ | LV | 400 kVA :Building Structure | 0.4 | --> | 0.4 | 0.3 | 4.67 |  | --> | 0.38 | 0 | 0 | 0.366 | 0 |  | --> | C26 ex CENTRE PARK ROAD | Marina [T105,T106] | MARINA |  | 51.8961 | -8.4651
023275Y | MV/LV Substation RA***275Y |  | 10 kV | _ | LV | 400 kVA :Kiosk Substation | 0.4 | --> | 0.4 | 0 | 0 | Constrained, otherwise capacity available =338 kVA | --> | 0.38 | 0 | 0.019 | 0 | 0 | Constrained, otherwise capacity available =357 kW | --> | C13 ex FERMOY NORTH | Fermoy North [T41,T42] | BARRYMORE |  | 52.1427 | -8.2706
095125X | MV/LV Substation TE***125X |  | 10 kV | _ | LV | 50 kVA :Pole Substation | 0.05 | --> | 0.05 | 0.041 | 0.7 |  | --> | 0.048 | 0 | 0 | 0 | 0 | Constrained, otherwise capacity available =46 kW | --> | C16 ex KILRUSH | Kilrush [T41,T42] | TULLABRACK |  | 52.6767 | -9.6383
020367 | MV/LV Substation BA***367 |  | 10 kV | _ | LV | 200 kVA :Pole Substation | 0.2 | --> | 0.2 | 0 | 0 | Constrained, otherwise capacity available =184 kVA | --> | 0.19 | 0 | 0 | 0 | 0 | Constrained, otherwise capacity available =188 kW | --> | C12 ex COOLCORCORAN | Coolcorcoran [T41,T42] | KNOCKEARAGH |  | 52.0701 | -9.5089
0294374 | MV/LV Substation RO***4374 |  | 10 kV | _ | LV | 200 kVA :Pole Substation | 0.2 | --> | 0.2 | 0 | 0 | Constrained, otherwise capacity available =200 kVA | --> | 0.19 | 0 | 0 | 0 | 0 | Constrained, otherwise capacity available =190 kW | --> | C17 ex CARRIGTWOHILL |  |  |  | 51.8986 | -8.2495
251103X | MV/LV Substation BR***103X |  | 10 kV | _ | LV | 200 kVA :Kiosk Substation | 0.2 | --> | 0.2 | 0 | 0 | Constrained, otherwise capacity available =176 kVA | --> | 0.19 | 0 | 0 | 0 | 0 | Constrained, otherwise capacity available =187 kW | --> | C19 ex PARKMORE | Parkmore [T41,T42] | GALWAY 110KV |  | 53.2982 | -8.992
4334135 | MV/LV Substation BR***4135 |  | 10 kV | _ | LV | 50 kVA :Pole Substation | 0.05 | --> | 0.05 | 0.05 | 1.04 |  | --> | 0.048 | 0 | 0 | 0 | 0 | Constrained, otherwise capacity available =48 kW | --> | C12 ex BOYLE | Boyle [T41,T42] | CARRICK ON SHANNON |  | 53.9032 | -8.3856
210689Y | MV/LV Substation AL***689Y |  | 10 kV | _ | LV | 100 kVA :Pole Substation | 0.1 | --> | 0.1 | 0 | 0 | Constrained, otherwise capacity available =72 kVA | --> | 0.095 | 0 | 0 | 0 | 0 | Constrained, otherwise capacity available =91 kW | --> | C17 ex CARRICKMACROSS | Carrickmacross [T41,T42] | MEATH HILL |  | 53.981 | -6.7108
144631X | MV/LV Substation BA***631X |  | 20 kV | _ | LV | 100 kVA :Pole Substation | 0.1 | --> | 0.1 | 0 | 0 | Constrained, otherwise capacity available =86 kVA | --> | 0.095 | 0 | 0 | 0 | 0 | Constrained, otherwise capacity available =93 kW | --> | E25 ex TALBOTS INCH | Talbots Inch [T41,T42] | KILKENNY |  | 52.6886 | -7.3747
025900 | MV/LV Substation DO***900 |  | 20 kV | _ | LV | 50 kVA :Pole Substation | 0.05 | --> | 0.05 | 0.016 | 2.96 |  | --> | 0.048 | 0 | 0.004 | 0 | 0 | Constrained, otherwise capacity available =40 kW | --> | E13 ex CHARLEVILLE | Charleville [T421,T422] | CHARLEVILLE |  | 52.31 | -8.6691
0684030 | MV/LV Substation SU***4030 |  | 10 kV | _ | LV | 630 kVA :Building Structure | 0.63 | --> | 0.63 | 0.5 | 1.86 |  | --> | 0.598 | 0 | 0 | 0.5 | 0 |  | --> | C15 ex FAIRVIEW | Fairview [T41] | MCDERMOTT |  | 53.3698 | -6.2062
2534001 | MV/LV Substation EL***4001 |  | 10 kV | _ | LV | 100 kVA :Pole Substation | 0.1 | --> | 0.1 | 0 | 0 | Constrained, otherwise capacity available =71 kVA | --> | 0.095 | 0 | 0.005 | 0 | 0 | Constrained, otherwise capacity available =87 kW | --> | C18 ex HEADFORD | Headford [T41,T42] | CLOON |  | 53.4683 | -9.1199
067077Z | MV/LV Substation NE***077Z |  | 10 kV | _ | LV | 630 kVA :Building Structure | 0.63 | --> | 0.63 | 0 | 0 | Constrained, otherwise capacity available =468 kVA | --> | 0.598 | 0 | 0.102 | 0.5 | 0 |  | --> | C12 ex BALLINACURRA | Ballinacurra [T41,T42] | LIMERICK |  | 52.6502 | -8.6376
0704058 | MV/LV Substation K.***4058 |  | 10 kV | _ | LV | 50 kVA :Pole Substation | 0.05 | --> | 0.05 | 0.042 | 0.76 |  | --> | 0.048 | 0 | 0 | 0 | 0 | Constrained, otherwise capacity available =46 kW | --> | C11 ex RATHMORE | Rathmore [T42,T421] | KNOCKEARAGH |  | 52.0823 | -9.2407
2814087 | MV/LV Substation CI***4087 |  | 10 kV | _ | LV | 1000 kVA :Building Structure | 1 | --> | 1 | 0.5 | 6.78 |  | --> | 0.95 | 0 | 0 | 0.5 | 0 |  | --> | C25 ex CASTLEVIEW | Castleview [T101,T102] | CASTLEVIEW |  | 51.8863 | -8.4027
116055Y | MV/LV Substation OL***055Y |  | 20 kV | _ | LV | 100 kVA :Pole Substation | 0.1 | --> | 0.1 | 0.08 | 8.1 |  | --> | 0.095 | 0 | 0 | 0 | 0 | Constrained, otherwise capacity available =92 kW | --> | E11 ex WESTPORT | Westport [T421,T422] | CASTLEBAR |  | 53.776 | -9.7745
014308X | MV/LV Substation NU***308X |  | 20 kV | _ | LV | 50 kVA :Pole Substation | 0.05 | --> | 0.05 | 0.039 | 0.12 |  | --> | 0.048 | 0 | 0 | 0.046 | 0 |  | --> | C26 ex ATHY | Athy [T101,T102] | ATHY |  | 53.0972 | -6.9489
0124068 | MV/LV Substation CA***4068 |  | 10 kV | _ | LV | 400 kVA :Kiosk Substation | 0.4 | --> | 0.4 | 0 | 0 | Constrained, otherwise capacity available =315 kVA | --> | 0.38 | 0 | 0.003 | 0 | 0 | Constrained, otherwise capacity available =366 kW | --> | C23 ex POLLERTON | Pollerton [T41,T42] | CARLOW |  | 52.8232 | -6.9043
081532X | MV/LV Substation CR***532X |  | 10 kV | _ | LV | 630 kVA :Building Structure | 0.63 | --> | 0.63 | 0 | 0 | Constrained, otherwise capacity available =629 kVA | --> | 0.598 | 0 | 0 | 0.5 | 0 |  | --> | C28 ex CLONDALKIN | Clondalkin [T41,T42,T44] | INCHICORE 220KV |  | 53.3319 | -6.391
039552X | MV/LV Substation CR***552X |  | 10 kV | _ | LV | 630 kVA :Building Structure | 0.63 | --> | 0.63 | 0.462 | 3.45 |  | --> | 0.598 | 0 | 0 | 0.5 | 0 |  | --> | C17 ex TRIMMS LANE | Trimms Lane [T41,T42] | SALTHILL |  | 53.2673 | -9.0605
054065 | MV/LV Substation GR***065 |  | 10 kV | _ | LV | 200 kVA :Pole Substation | 0.2 | --> | 0.2 | 0 | 0 | Constrained, otherwise capacity available =104 kVA | --> | 0.19 | 0 | 0.011 | 0 | 0 | Constrained, otherwise capacity available =168 kW | --> | C21 ex PALLAS | Pallas [T41,T42] | PORTLAOISE |  | 53.0335 | -7.3065
1164280 | MV/LV Substation IN***4280 |  | 10 kV | _ | LV | 100 kVA :Pole Substation | 0.1 | --> | 0.1 | 0.094 | 7.32 |  | --> | 0.095 | 0 | 0.03 | 0.072 | 0 |  | --> | C11 ex CARROWBEG | Carrowbeg [T41,T42] | CARROWBEG |  | 53.8077 | -9.5418
050611X | MV/LV Substation BA***611X |  | 20 kV | _ | LV | 50 kVA :Pole Substation | 0.05 | --> | 0.05 | 0 | 0 | Constrained, otherwise capacity available =31 kVA | --> | 0.048 | 0 | 0.022 | 0 | 0 | Constrained, otherwise capacity available =28 kW | --> | C22 ex ATHLONE | Athlone [T41,T42] | ATHLONE |  | 53.4557 | -7.988
082232Z | MV/LV Substation CA***232Z |  | 20 kV | _ | LV | 50 kVA :Pole Substation | 0.05 | --> | 0.05 | 0 | 0 | Constrained, otherwise capacity available =45 kVA | --> | 0.048 | 0 | 0 | 0 | 0 | Constrained, otherwise capacity available =47 kW | --> | E16 ex ACADEMY STREET | Academy Street [T421,T422,T44] | NAVAN |  | 53.5923 | -6.6317
068842X | MV/LV Substation EA***842X |  | 10 kV | _ | LV | 1000 kVA :Building Structure | 1 | --> | 1 | 0.5 | 6.65 |  | --> | 0.95 | 0 | 0 | 0.5 | 0 |  | --> | C15 ex EAST WALL ROAD | East Wall Road [T41,T42] | MCDERMOTT |  | 53.3573 | -6.2229
062030 | MV/LV Substation OH***030 |  | 10 kV | _ | LV | 630 kVA :Building Structure | 0.63 | --> | 0.63 | 0.375 | 2.33 |  | --> | 0.598 | 0 | 0.048 | 0 | 0 | Constrained, otherwise capacity available =527 kW | --> | C14 ex DUNDALK | Dundalk [T41,T42] | DUNDALK |  | 54.009 | -6.4102
365939 | MV/LV Substation HE***939 |  | 10 kV | _ | LV | 200 kVA :Kiosk Substation | 0.2 | --> | 0.2 | 0 | 0 | Constrained, otherwise capacity available =95 kVA | --> | 0.19 | 0 | 0.022 | 0.159 | 0 |  | --> | C20 ex OLDBAWN | Oldbawn [T41,T42] | COOKSTOWN |  | 53.2762 | -6.3691
0694091 | MV/LV Substation SH***4091 |  | 10 kV | _ | LV | 1000 kVA :Building Structure | 1 | --> | 1 | 0 | 0 | Constrained, otherwise capacity available =970 kVA | --> | 0.95 | 0 | 0 | 0.5 | 0 |  | --> | C14 ex DONNYBROOK | Donnybrook [T41,T42] | MILLTOWN (DR) |  | 53.3219 | -6.2243
1274165 | MV/LV Substation KI***4165 |  | 20 kV | _ | LV | 50 kVA :Pole Substation | 0.05 | --> | 0.05 | 0 | 0 | Constrained, otherwise capacity available =50 kVA | --> | 0.048 | 0 | 0 | 0 | 0 | Constrained, otherwise capacity available =48 kW | --> | C16 ex HOLYCROSS ROAD | Holycross Road [T41,T42] | THURLES |  | 52.6331 | -7.8823
365889 | MV/LV Substation KI***889 |  | 10 kV | _ | LV | 400 kVA :Kiosk Substation | 0.4 | --> | 0.4 | 0 | 0 | Constrained, otherwise capacity available =269 kVA | --> | 0.38 | 0 | 0.034 | 0.336 | 0 |  | --> | C21 ex OLDBAWN | Oldbawn [T41,T42] | COOKSTOWN |  | 53.2749 | -6.3595
0334305 | MV/LV Substation CA***4305 |  | 20 kV | _ | LV | 100 kVA :Pole Substation | 0.1 | --> | 0.1 | 0 | 0 | Constrained, otherwise capacity available =100 kVA | --> | 0.095 | 0 | 0 | 0 | 0 | Constrained, otherwise capacity available =95 kW | --> | C18 ex DEERPARK | Deerpark [T41,T42] | BALLYDINE |  | 52.3995 | -7.3516
008618Y | MV/LV Substation AD***618Y |  | 20 kV | _ | LV | 50 kVA :Pole Substation | 0.05 | --> | 0.05 | 0 | 0 | Constrained, otherwise capacity available =44 kVA | --> | 0.048 | 0 | 0 | 0 | 0 | Constrained, otherwise capacity available =47 kW | --> | E11 ex CLONROCHE | Clonroche [T421,T422] | WEXFORD |  | 52.3897 | -6.7166
055915 | MV/LV Substation MO***915 |  | 10 kV | _ | LV | 100 kVA :Pole Substation | 0.1 | --> | 0.1 | 0.07 | 0.18 |  | --> | 0.095 | 0 | 0 | 0 | 0 | Constrained, otherwise capacity available =91 kW | --> | C16 ex TOOMEVARA | Toomevara [T42] | NENAGH |  | 52.8803 | -7.951
064357Y | MV/LV Substation TH***357Y |  | 20 kV | _ | LV | 50 kVA :Pole Substation | 0.05 | --> | 0.05 | 0 | 0 | Constrained, otherwise capacity available =50 kVA | --> | 0.048 | 0 | 0 | 0 | 0 | Constrained, otherwise capacity available =48 kW | --> | E17 ex DULEEK | Duleek [T421,T422] | DRYBRIDGE |  | 53.6322 | -6.4814
014195 | MV/LV Substation TH***195 |  | 10 kV | _ | LV | 400 kVA :Kiosk Substation | 0.4 | --> | 0.4 | 0 | 0 | Constrained, otherwise capacity available =265 kVA | --> | 0.38 | 0 | 0.033 | 0 | 0 | Constrained, otherwise capacity available =337 kW | --> | C11 ex MORRISTOWN | Morristown [T41,T42] | NEWBRIDGE |  | 53.1745 | -6.8129
349304 | MV/LV Substation RA***304 |  | 10 kV | _ | LV | 400 kVA :Kiosk Substation | 0.4 | --> | 0.4 | 0.354 | 2.35 |  | --> | 0.38 | 0 | 0.005 | 0 | 0 | Constrained, otherwise capacity available =370 kW | --> | C15 ex KILTIMAGH | Kiltimagh [T41] | CASTLEBAR |  | 53.851 | -8.9948
034679X | MV/LV Substation AB***679X |  | 10 kV | _ | LV | 200 kVA :Kiosk Substation | 0.2 | --> | 0.2 | 0.094 | 0.95 |  | --> | 0.19 | 0 | 0.088 | 0 | 0 | Constrained, otherwise capacity available =110 kW | --> | C15 ex SPA ROAD | Spa Road [T41,T42] | DOON |  | 52.354 | -7.7333
066168Z | MV/LV Substation ST***168Z |  | 10 kV | _ | LV | 200 kVA :Kiosk Substation | 0.2 | --> | 0.2 | 0 | 0 | Constrained, otherwise capacity available =175 kVA | --> | 0.19 | 0 | 0 | 0.187 | 0 |  | --> | C18 ex MOUNTGORRY | Mountgorry [T41,T42] | GRANGE (DR) |  | 53.4529 | -6.2052
012205Y | MV/LV Substation MI***205Y |  | 20 kV | _ | LV | 200 kVA :Kiosk Substation | 0.2 | --> | 0.2 | 0.136 | 1.99 |  | --> | 0.19 | 0 | 0.03 | 0 | 0 | Constrained, otherwise capacity available =159 kW | --> | C19 ex GRAIGUE | Graigue [T41,T42] | CARLOW |  | 52.784 | -6.9805
068192X | MV/LV Substation EA***192X |  | 10 kV | _ | LV | 630 kVA :Building Structure | 0.63 | --> | 0.63 | 0.5 | 14.34 |  | --> | 0.598 | 0 | 0 | 0.5 | 0 |  | --> | C17 ex NORTH QUAYS | North Quays [T101,T102,T103] | POOLBEG |  | 53.3563 | -6.2263
065490Z | MV/LV Substation FO***490Z |  | 20 kV | _ | LV | 50 kVA :Pole Substation | 0.05 | --> | 0.05 | 0 | 0 | Constrained, otherwise capacity available =46 kVA | --> | 0.048 | 0 | 0 | 0.047 | 0 |  | --> | C26 ex STEPHENSTOWN | Stephenstown [T101,T102] | FINGLAS |  | 53.6015 | -6.2054
0684037 | MV/LV Substation MO***4037 |  | 10 kV | _ | LV | 1000 kVA :Building Structure | 1 | --> | 1 | 0.376 | 9.28 |  | --> | 0.95 | 0 | 0 | 0.5 | 0 |  | --> | C12 ex PEMBROKE | Pembroke [T41,T42,T43,T44] | RINGSEND |  | 53.3399 | -6.2372
039377X | MV/LV Substation TH***377X |  | 10 kV | _ | LV | 400 kVA :Building Structure | 0.4 | --> | 0.4 | 0.2 | 3.45 |  | --> | 0.38 | 0 | 0 | 0.352 | 0 |  | --> | C11 ex TRIMMS LANE | Trimms Lane [T41,T42] | SALTHILL |  | 53.2602 | -9.074
116246Y | MV/LV Substation DR***246Y |  | 20 kV | _ | LV | 50 kVA :Pole Substation | 0.05 | --> | 0.05 | 0.05 | 8.1 |  | --> | 0.048 | 0 | 0 | 0 | 0 | Constrained, otherwise capacity available =48 kW | --> | E16 ex WESTPORT | Westport [T421,T422] | CASTLEBAR |  | 53.6984 | -9.6328
142456X | MV/LV Substation MO***456X |  | 20 kV | _ | LV | 100 kVA :Pole Substation | 0.1 | --> | 0.1 | 0 | 0 | Constrained, otherwise capacity available =56 kVA | --> | 0.095 | 0 | 0.01 | 0 | 0 | Constrained, otherwise capacity available =82 kW | --> | E21 ex ATHENRY | Athenry [T423] | GALWAY 110KV |  | 53.3747 | -8.7009
138005 | MV/LV Substation CH***005 |  | 10 kV | _ | LV | 200 kVA :Pole Substation | 0.2 | --> | 0.2 | 0.041 | 2.18 |  | --> | 0.19 | 0 | 0.011 | 0 | 0 | Constrained, otherwise capacity available =159 kW | --> | C26 ex BAILIEBORO | Bailieboro [T41,T42] | MEATH HILL |  | 53.9179 | -6.9727
0684578 | MV/LV Substation TO***4578 |  | 10 kV | _ | LV | 400 kVA :Kiosk Substation | 0.4 | --> | 0.4 | 0.362 | 9.02 |  | --> | 0.38 | 0 | 0 | 0.375 | 0 |  | --> | C20 ex MISERY HILL | Misery Hill [T101,T102] | POOLBEG |  | 53.3458 | -6.2537
004357Y | MV/LV Substation RI***357Y |  | 10 kV | _ | LV | 630 kVA :Kiosk Substation | 0.63 | --> | 0.63 | 0.5 | 18.08 |  | --> | 0.598 | 0 | 0 | 0.5 | 0 |  | --> | C19 ex ARKLOW | Arklow [T101,T102] | ARKLOW |  | 52.7986 | -6.1528
068195X | MV/LV Substation EA***195X |  | 10 kV | _ | LV | 630 kVA :Building Structure | 0.63 | --> | 0.63 | 0.5 | 6.65 |  | --> | 0.598 | 0 | 0 | 0.5 | 0 |  | --> | C21 ex EAST WALL ROAD | East Wall Road [T41,T42] | MCDERMOTT |  | 53.3567 | -6.2275
111338Z | MV/LV Substation EC***338Z |  | 20 kV | _ | LV | 400 kVA :Building Structure | 0.4 | --> | 0.4 | 0.34 | 3.48 |  | --> | 0.38 | 0 | 0.004 | 0 | 0 | Constrained, otherwise capacity available =369 kW | --> | E14 ex GLENGARRIFF | Glengarriff [T421] | BALLYLICKY |  | 51.7526 | -9.5401
015208Z | MV/LV Substation GO***208Z |  | 10 kV | _ | LV | 400 kVA :Building Structure | 0.4 | --> | 0.4 | 0 | 0 | Constrained, otherwise capacity available =387 kVA | --> | 0.38 | 0 | 0 | 0 | 0 | Constrained, otherwise capacity available =378 kW | --> | C19 ex JOHNSTOWN | Johnstown [T41,T42] | KILTEEL |  | 53.2301 | -6.641
065053 | MV/LV Substation SH***053 |  | 10 kV | _ | LV | 200 kVA :Pole Substation | 0.2 | --> | 0.2 | 0 | 0 | Constrained, otherwise capacity available =131 kVA | --> | 0.19 | 0 | 0.04 | 0 | 0 | Constrained, otherwise capacity available =151 kW | --> | C19 ex LOUGHSHINNY | Loughshinny [T41,T42] | GLASMORE |  | 53.5724 | -6.1105
039697X | MV/LV Substation GA***697X |  | 10 kV | _ | LV | 200 kVA :Kiosk Substation | 0.2 | --> | 0.2 | 0 | 0 | Constrained, otherwise capacity available =163 kVA | --> | 0.19 | 0 | 0.013 | 0 | 0 | Constrained, otherwise capacity available =175 kW | --> | C12 ex ORANMORE | Oranmore [T41,T44] | GALWAY 110KV |  | 53.2747 | -8.9737
365909 | MV/LV Substation HE***909 |  | 10 kV | _ | LV | 400 kVA :Kiosk Substation | 0.4 | --> | 0.4 | 0 | 0 | Constrained, otherwise capacity available =235 kVA | --> | 0.38 | 0 | 0.013 | 0.347 | 0 |  | --> | C20 ex OLDBAWN | Oldbawn [T41,T42] | COOKSTOWN |  | 53.2758 | -6.3692
349298 | MV/LV Substation FO***298 |  | 10 kV | _ | LV | 200 kVA :Kiosk Substation | 0.2 | --> | 0.2 | 0.189 | 2.35 |  | --> | 0.19 | 0 | 0 | 0 | 0 | Constrained, otherwise capacity available =189 kW | --> | C15 ex KILTIMAGH | Kiltimagh [T41] | CASTLEBAR |  | 53.8566 | -8.9969
164395X | MV/LV Substation NO***395X |  | 10 kV | _ | LV | 100 kVA :Pole Substation | 0.1 | --> | 0.1 | 0 | 0 | Constrained, otherwise capacity available =83 kVA | --> | 0.095 | 0 | 0 | 0 | 0 | Constrained, otherwise capacity available =93 kW | --> | C22 ex SKIBBEREEN | Skibbereen [T41,T42] | DUNMANWAY |  | 51.4406 | -9.5064
210026 | MV/LV Substation FA***026 |  | 10 kV | _ | LV | 200 kVA :Pole Substation | 0.2 | --> | 0.2 | 0 | 0 | Constrained, otherwise capacity available =46 kVA | --> | 0.19 | 0 | 0.024 | 0 | 0 | Constrained, otherwise capacity available =150 kW | --> | C18 ex CARRICKMACROSS | Carrickmacross [T41,T42] | MEATH HILL |  | 53.9744 | -6.7169
136403Y | MV/LV Substation CU***403Y |  | 10 kV | _ | LV | 400 kVA :Kiosk Substation | 0.4 | --> | 0.4 | 0 | 0 | Constrained, otherwise capacity available =366 kVA | --> | 0.38 | 0 | 0 | 0 | 0 | Constrained, otherwise capacity available =375 kW | --> | C12 ex AGHAMORE | Aghamore [T41,T42] | LANESBORO |  | 53.6714 | -7.9804
015976Y | MV/LV Substation RA***976Y |  | 10 kV | _ | LV | 630 kVA :Kiosk Substation | 0.63 | --> | 0.63 | 0 | 0 | Constrained, otherwise capacity available =526 kVA | --> | 0.598 | 0 | 0 | 0 | 0 | Constrained, otherwise capacity available =584 kW | --> | C14 ex NAAS | Naas [T41,T42] | KILTEEL |  | 53.2155 | -6.6671
002015X | MV/LV Substation BA***015X |  | 10 kV | _ | LV | 630 kVA :Building Structure | 0.63 | --> | 0.63 | 0.5 | 4.51 |  | --> | 0.598 | 0 | 0.01 | 0.5 | 0 |  | --> | C16 ex BOGHALL ROAD | Boghall Road [T41,T42] | FASSAROE |  | 53.1858 | -6.1221
417947 | MV/LV Substation LE***947 |  | 20 kV | _ | LV | 50 kVA :Pole Substation | 0.05 | --> | 0.05 | 0.048 | 8.5 |  | --> | 0.048 | 0 | 0 | 0 | 0 | Constrained, otherwise capacity available =47 kW | --> | E12 ex ARIGNA | Arigna [T121] | ARIGNA |  | 54.1471 | -8.1036
0684731 | MV/LV Substation NA***4731 |  | 10 kV | _ | LV | 1000 kVA :Building Structure | 1 | --> | 1 | 0.5 | 6.65 |  | --> | 0.95 | 0 | 0 | 0.5 | 0 |  | --> | C14 ex EAST WALL ROAD | East Wall Road [T41,T42] | MCDERMOTT |  | 53.3504 | -6.2333
015718Z | MV/LV Substation DO***718Z |  | 10 kV | _ | LV | 50 kVA :Pole Substation | 0.05 | --> | 0.05 | 0 | 0 | Constrained, otherwise capacity available =47 kVA | --> | 0.048 | 0 | 0 | 0 | 0 | Constrained, otherwise capacity available =47 kW | --> | C18 ex NAAS | Naas [T41,T42] | KILTEEL |  | 53.171 | -6.7102
015587 | MV/LV Substation RU***587 |  | 20 kV | _ | LV | 100 kVA :Pole Substation | 0.1 | --> | 0.1 | 0 | 0 | Constrained, otherwise capacity available =60 kVA | --> | 0.095 | 0 | 0 | 0 | 0 | Constrained, otherwise capacity available =90 kW | --> | E13 ex BLESSINGTON | Blessington [T421,T422] | KILTEEL |  | 53.1424 | -6.569
281794X | MV/LV Substation IN***794X |  | 10 kV | _ | LV | 400 kVA :Kiosk Substation | 0.4 | --> | 0.4 | 0 | 0 | Constrained, otherwise capacity available =282 kVA | --> | 0.38 | 0 | 0.033 | 0.339 | 0 |  | --> | C12 ex BALLINCOLLIG | Ballincollig [T41,T42] | KILBARRY |  | 51.8885 | -8.6054
052050X | MV/LV Substation CL***050X |  | 10 kV | _ | LV | 100 kVA :Pole Substation | 0.1 | --> | 0.1 | 0 | 0 | Constrained, otherwise capacity available =54 kVA | --> | 0.095 | 0 | 0 | 0 | 0 | Constrained, otherwise capacity available =89 kW | --> | C17 ex DELVIN | Delvin [T41,T42] | MULLINGAR |  | 53.6629 | -7.0214
111878 | MV/LV Substation RA***878 |  | 20 kV | _ | LV | 50 kVA :Pole Substation | 0.05 | --> | 0.05 | 0 | 0 | Constrained, otherwise capacity available =47 kVA | --> | 0.048 | 0 | 0 | 0 | 0 | Constrained, otherwise capacity available =47 kW | --> | E16 ex BALLYDEHOB | Ballydehob [T421] | DUNMANWAY |  | 51.5537 | -9.6115
039909X | MV/LV Substation CO***909X |  | 10 kV | _ | LV | 400 kVA :Kiosk Substation | 0.4 | --> | 0.4 | 0 | 0 | Constrained, otherwise capacity available =289 kVA | --> | 0.38 | 0 | 0.019 | 0.35 | 0 |  | --> | C21 ex GALWAY 110KV | Galway 110kv [T102,T103] | GALWAY 110KV |  | 53.2802 | -9.0002
081331Z | MV/LV Substation PA***331Z |  | 10 kV | _ | LV | 200 kVA :Kiosk Substation | 0.2 | --> | 0.2 | 0 | 0 | Constrained, otherwise capacity available =197 kVA | --> | 0.19 | 0 | 0 | 0 | 0 | Constrained, otherwise capacity available =190 kW | --> | C18 ex PALMERSTOWN | Palmerstown [T41,T42] | FINGLAS |  | 53.347 | -6.3642
120135 | MV/LV Substation ME***135 |  | 20 kV | _ | LV | 50 kVA :Pole Substation | 0.05 | --> | 0.05 | 0 | 0 | Constrained, otherwise capacity available =34 kVA | --> | 0.048 | 0 | 0 | 0 | 0 | Constrained, otherwise capacity available =45 kW | --> | E19 ex EDENDERRY | Edenderry [T421,T422] | BLAKE |  | 53.4531 | -7.0273
077423 | MV/LV Substation AT***423 |  | 20 kV | _ | LV | 100 kVA :Pole Substation | 0.1 | --> | 0.1 | 0 | 0 | Constrained, otherwise capacity available =73 kVA | --> | 0.095 | 0 | 0 | 0 | 0 | Constrained, otherwise capacity available =91 kW | --> | E18 ex PATRICKSWELL | Patrickswell [T421,T422] | LIMERICK |  | 52.5846 | -8.7115
081008Y | MV/LV Substation CA***008Y |  | 10 kV | _ | LV | 400 kVA :Kiosk Substation | 0.4 | --> | 0.4 | 0 | 0 | Constrained, otherwise capacity available =305 kVA | --> | 0.38 | 0 | 0.024 | 0 | 0 | Constrained, otherwise capacity available =349 kW | --> | C16 ex MONEYCOOLEY | Moneycooley [T41,T42,T44] | GRIFFINRATH |  | 53.3707 | -6.5883
120792Y | MV/LV Substation SE***792Y |  | 20 kV | _ | LV | 50 kVA :Pole Substation | 0.05 | --> | 0.05 | 0 | 0 | Constrained, otherwise capacity available =50 kVA | --> | 0.048 | 0 | 0 | 0 | 0 | Constrained, otherwise capacity available =48 kW | --> | E19 ex EDENDERRY | Edenderry [T421,T422] | BLAKE |  | 53.4537 | -7.0199
021468Z | MV/LV Substation CO***468Z |  | 20 kV | _ | LV | 50 kVA :Pole Substation | 0.05 | --> | 0.05 | 0 | 0 | Constrained, otherwise capacity available =50 kVA | --> | 0.048 | 0 | 0 | 0 | 0 | Constrained, otherwise capacity available =48 kW | --> | E18 ex CURRALEIGH | Curraleigh [T421,T422] | KILBARRY |  | 51.931 | -8.5537
153845 | MV/LV Substation O ***845 |  | 20 kV | _ | LV | 200 kVA :Kiosk Substation | 0.2 | --> | 0.2 | 0 | 0 | Constrained, otherwise capacity available =167 kVA | --> | 0.19 | 0 | 0.027 | 0 | 0 | Constrained, otherwise capacity available =165 kW | --> | E17 ex BIRDHILL | Birdhill [T421,T422] | ARDNACRUSHA |  | 52.8128 | -8.4434
0604273 | MV/LV Substation RA***4273 |  | 10 kV | _ | LV | 50 kVA :Pole Substation | 0.05 | --> | 0.05 | 0.05 | 2.57 |  | --> | 0.048 | 0 | 0 | 0 | 0 | Constrained, otherwise capacity available =48 kW | --> | C13 ex ERRIGAL | Errigal [T41,T422] | SHANKILL |  | 54.0413 | -7.1709
014589Z | MV/LV Substation KC***589Z |  | 10 kV | _ | LV | 50 kVA :Pole Substation | 0.05 | --> | 0.05 | 0 | 0 | Constrained, otherwise capacity available =34 kVA | --> | 0.048 | 0 | 0.005 | 0 | 0 | Constrained, otherwise capacity available =42 kW | --> | C18 ex KILDARE | Kildare [T41,T42] | NEWBRIDGE |  | 53.1539 | -6.9199
366054 | MV/LV Substation KI***054 |  | 20 kV | _ | LV | 100 kVA :Pole Substation | 0.1 | --> | 0.1 | 0.094 | 0.45 |  | --> | 0.095 | 0 | 0 | 0 | 0 | Constrained, otherwise capacity available =94 kW | --> | C16 ex CARRAROE | Carraroe [T42] | SCREEB |  | 53.1034 | -9.6559
156293Z | MV/LV Substation KI***293Z |  | 10 kV | _ | LV | 200 kVA :Pole Substation | 0.2 | --> | 0.2 | 0 | 0 | Constrained, otherwise capacity available =146 kVA | --> | 0.19 | 0 | 0 | 0 | 0 | Constrained, otherwise capacity available =182 kW | --> | C14 ex DRUMBEAR | Drumbear [T41,T42] | LISDRUM |  | 54.2386 | -6.9669
120570Y | MV/LV Substation NE***570Y |  | 20 kV | _ | LV | 50 kVA :Pole Substation | 0.05 | --> | 0.05 | 0.05 | 3.5 |  | --> | 0.048 | 0 | 0 | 0 | 0 | Constrained, otherwise capacity available =48 kW | --> | E11 ex DUNFIRTH | Dunfirth [T122] | DUNFIRTH |  | 53.4113 | -6.8541
019092 | MV/LV Substation KN***092 |  | 10 kV | _ | LV | 400 kVA :Kiosk Substation | 0.4 | --> | 0.4 | 0.305 | 2.18 |  | --> | 0.38 | 0 | 0.018 | 0 | 0 | Constrained, otherwise capacity available =354 kW | --> | C21 ex BALLYRICKARD | Ballyrickard [T41,T42] | TRALEE |  | 52.2667 | -9.7186
039221X | MV/LV Substation GA***221X |  | 10 kV | _ | LV | 630 kVA :Building Structure | 0.63 | --> | 0.63 | 0.346 | 11.03 |  | --> | 0.598 | 0 | 0 | 0.5 | 0 |  | --> | C19 ex SALTHILL | Salthill [T101,T102] | SALTHILL |  | 53.2586 | -9.0854
093010Z | MV/LV Substation FU***010Z |  | 10 kV | _ | LV | 400 kVA :Kiosk Substation | 0.4 | --> | 0.4 | 0 | 0 | Constrained, otherwise capacity available =391 kVA | --> | 0.38 | 0 | 0 | 0.379 | 0 |  | --> | C20 ex MERVILLE | Merville [T41,T42] | FINGLAS |  | 53.3896 | -6.2988
081388X | MV/LV Substation MO***388X |  | 10 kV | _ | LV | 200 kVA :Kiosk Substation | 0.2 | --> | 0.2 | 0 | 0 | Constrained, otherwise capacity available =124 kVA | --> | 0.19 | 0 | 0.008 | 0.174 | 0 |  | --> | C14 ex CLONDALKIN | Clondalkin [T41,T42,T44] | INCHICORE 220KV |  | 53.3372 | -6.3952
046411 | MV/LV Substation CH***411 |  | 10 kV | _ | LV | 400 kVA :Kiosk Substation | 0.4 | --> | 0.4 | 0.258 | 5.78 |  | --> | 0.38 | 0 | 0.059 | 0.316 | 0 |  | --> | C13 ex OAKFIELD | Oakfield [T41,T42] | SLIGO |  | 54.2678 | -8.595
017012 | MV/LV Substation TH***012 |  | 20 kV | _ | LV | 200 kVA :Pole Substation | 0.2 | --> | 0.2 | 0.147 | 1.98 |  | --> | 0.19 | 0 | 0 | 0 | 0 | Constrained, otherwise capacity available =183 kW | --> | E11 ex RATHKEALE | Rathkeale [T421,T422] | RATHKEALE |  | 52.6017 | -8.9731
007677Y | MV/LV Substation HE***677Y |  | 20 kV | _ | LV | 200 kVA :Pole Substation | 0.2 | --> | 0.2 | 0.158 | 16.12 |  | --> | 0.19 | 0 | 0 | 0.184 | 0 |  | --> | E21 ex WEXFORD | Wexford [T121,T122] | WEXFORD |  | 52.3474 | -6.5184
220568X | MV/LV Substation CL***568X |  | 10 kV | _ | LV | 50 kVA :Pole Substation | 0.05 | --> | 0.05 | 0.045 | 1.36 |  | --> | 0.048 | 0 | 0 | 0 | 0 | Constrained, otherwise capacity available =47 kW | --> | C11 ex CROSSMOLINA | Crossmolina [T41,T42] | MOY |  | 54.0854 | -9.3094
025611X | MV/LV Substation GO***611X |  | 20 kV | _ | LV | 1000 kVA :Building Structure | 1 | --> | 1 | 0.5 | 2.96 |  | --> | 0.95 | 0 | 0 | 0 | 0 | Constrained, otherwise capacity available =928 kW | --> | E14 ex CHARLEVILLE | Charleville [T421,T422] | CHARLEVILLE |  | 52.3811 | -8.674
021070Y | MV/LV Substation IS***070Y |  | 10 kV | _ | LV | 50 kVA :Pole Substation | 0.05 | --> | 0.05 | 0.038 | 6.78 |  | --> | 0.048 | 0 | 0 | 0.046 | 0 |  | --> | C39 ex CASTLEVIEW | Castleview [T101,T102] | CASTLEVIEW |  | 51.9062 | -8.3533
025782Y | MV/LV Substation GO***782Y |  | 20 kV | _ | LV | 100 kVA :Pole Substation | 0.1 | --> | 0.1 | 0.091 | 6.21 |  | --> | 0.095 | 0 | 0 | 0 | 0 | Constrained, otherwise capacity available =94 kW | --> | E28 ex MILFORD (MWR) | Milford (mwr) [T422] | CHARLEVILLE |  | 52.3399 | -8.8635
132009 | MV/LV Substation AT***009 |  | 10 kV | _ | LV | 400 kVA :Kiosk Substation | 0.4 | --> | 0.4 | 0 | 0 | Constrained, otherwise capacity available =263 kVA | --> | 0.38 | 0 | 0.008 | 0 | 0 | Constrained, otherwise capacity available =355 kW | --> | C16 ex LOUGHREA | Loughrea [T41,T42] | SOMERSET |  | 53.2011 | -8.5808
237410 | MV/LV Substation AR***410 |  | 10 kV | _ | LV | 400 kVA :Kiosk Substation | 0.4 | --> | 0.4 | 0 | 0 | Constrained, otherwise capacity available =250 kVA | --> | 0.38 | 0 | 0.053 | 0 | 0 | Constrained, otherwise capacity available =320 kW | --> | C18 ex DUNLEER | Dunleer [T41,T42] | DRYBRIDGE |  | 53.8312 | -6.398
001035X | MV/LV Substation CA***035X |  | 10 kV | _ | LV | 200 kVA :Kiosk Substation | 0.2 | --> | 0.2 | 0.2 | 13.42 |  | --> | 0.19 | 0 | 0 | 0.19 | 0 |  | --> | C18 ex POTTERY ROAD | Pottery Road [T101,T102] | CARRICKMINES |  | 53.2835 | -6.1098
078055 | MV/LV Substation PR***055 |  | 10 kV | _ | LV | 100 kVA :Pole Substation | 0.1 | --> | 0.1 | 0 | 0 | Constrained, otherwise capacity available =88 kVA | --> | 0.095 | 0 | 0 | 0 | 0 | Constrained, otherwise capacity available =93 kW | --> | C12 ex CHARLESTOWN | Charlestown [T41] | TONROE |  | 53.9727 | -8.7939
068799 | MV/LV Substation ME***799 |  | 10 kV | _ | LV | 630 kVA :Building Structure | 0.63 | --> | 0.63 | 0.426 | 14.34 |  | --> | 0.598 | 0 | 0.005 | 0.5 | 0 |  | --> | C41 ex NORTH QUAYS | North Quays [T101,T102,T103] | POOLBEG |  | 53.354 | -6.2286
081184X | MV/LV Substation QU***184X |  | 10 kV | _ | LV | 400 kVA :Building Structure | 0.4 | --> | 0.4 | 0 | 0 | Constrained, otherwise capacity available =276 kVA | --> | 0.38 | 0 | 0 | 0.363 | 0 |  | --> | C13 ex INCHICORE NORTH | Inchicore North [T41] | INCHICORE 220KV |  | 53.3411 | -6.3533
023987X | MV/LV Substation CA***987X |  | 10 kV | _ | LV | 200 kVA :Pole Substation | 0.2 | --> | 0.2 | 0 | 0 | Constrained, otherwise capacity available =197 kVA | --> | 0.19 | 0 | 0 | 0 | 0 | Constrained, otherwise capacity available =190 kW | --> | C13 ex CURRAGLASS | Curraglass [T41] | BARRYMORE |  | 52.0941 | -8.0478
161705 | MV/LV Substation AR***705 |  | 10 kV | _ | LV | 50 kVA :Pole Substation | 0.05 | --> | 0.05 | 0.037 | 6.53 |  | --> | 0.048 | 0 | 0.005 | 0.042 | 0 |  | --> | C17 ex OUGHTERARD | Oughterard [T41,T42] | SCREEB |  | 53.4251 | -9.3138
118012 | MV/LV Substation PO***012 |  | 10 kV | _ | LV | 100 kVA :Pole Substation | 0.1 | --> | 0.1 | 0.072 | 2 |  | --> | 0.095 | 0 | 0.005 | 0 | 0 | Constrained, otherwise capacity available =87 kW | --> | C17 ex BALLINASLOE | Ballinasloe [T41,T42] | SOMERSET |  | 53.3252 | -8.219
049083Z | MV/LV Substation DE***083Z |  | 10 kV | _ | LV | 50 kVA :Pole Substation | 0.05 | --> | 0.05 | 0.05 | 0.13 |  | --> | 0.048 | 0 | 0 | 0 | 0 | Constrained, otherwise capacity available =48 kW | --> | C12 ex BALLYMAHON | Ballymahon [T41,T42] | ATHLONE |  | 53.6192 | -7.8797
068751 | MV/LV Substation KA***751 |  | 10 kV | _ | LV | 630 kVA :Building Structure | 0.63 | --> | 0.63 | 0.5 | 2.6 |  | --> | 0.598 | 0 | 0 | 0.5 | 0 |  | --> | C14 ex WOLFE TONE STREET | Wolfe Tone Street [T101,T102] | FINGLAS |  | 53.35 | -6.2629
0144302 | MV/LV Substation BE***4302 |  | 10 kV | _ | LV | 630 kVA :Kiosk Substation | 0.63 | --> | 0.63 | 0 | 0 | Constrained, otherwise capacity available =532 kVA | --> | 0.598 | 0 | 0.196 | 0 | 0 | Constrained, otherwise capacity available =440 kW | --> | C14 ex ATHGARVAN | Athgarvan [T41,T44] | NEWBRIDGE |  | 53.1724 | -6.7859
055012 | MV/LV Substation SH***012 |  | 10 kV | _ | LV | 200 kVA :Kiosk Substation | 0.2 | --> | 0.2 | 0 | 0 | Constrained, otherwise capacity available =143 kVA | --> | 0.19 | 0 | 0.008 | 0 | 0 | Constrained, otherwise capacity available =176 kW | --> | C13 ex ROSCREA | Roscrea [T41,T42] | IKERRIN |  | 52.9633 | -7.805
288084X | MV/LV Substation BE***084X |  | 10 kV | _ | LV | 1000 kVA :Building Structure | 1 | --> | 1 | 0 | 0 | Constrained, otherwise capacity available =639 kVA | --> | 0.95 | 0 | 0 | 0.5 | 0 |  | --> | C20 ex SANDYFORD | Sandyford [T41,T42] | CARRICKMINES |  | 53.2753 | -6.2194
052913Z | MV/LV Substation BO***913Z |  | 20 kV | _ | LV | 400 kVA :Kiosk Substation | 0.4 | --> | 0.4 | 0 | 0 | Constrained, otherwise capacity available =339 kVA | --> | 0.38 | 0 | 0 | 0 | 0 | Constrained, otherwise capacity available =372 kW | --> | E19 ex EDENDERRY | Edenderry [T421,T422] | BLAKE |  | 53.4581 | -7.0986
0214347 | MV/LV Substation CO***4347 |  | 10 kV | _ | LV | 100 kVA :Pole Substation | 0.1 | --> | 0.1 | 0 | 0 | Constrained, otherwise capacity available =86 kVA | --> | 0.095 | 0 | 0.013 | 0.083 | 0 |  | --> | C12 ex RIVERSTOWN | Riverstown [T41,T42] | KILBARRY |  | 51.9324 | -8.3981
013917 | MV/LV Substation MA***917 |  | 10 kV | _ | LV | 50 kVA :Pole Substation | 0.05 | --> | 0.05 | 0.042 | 0.12 |  | --> | 0.048 | 0 | 0.003 | 0.044 | 0 |  | --> | C21 ex ATHY | Athy [T101,T102] | ATHY |  | 52.9778 | -7.0102
017315Z | MV/LV Substation CO***315Z |  | 20 kV | _ | LV | 200 kVA :Kiosk Substation | 0.2 | --> | 0.2 | 0.146 | 1.98 |  | --> | 0.19 | 0 | 0 | 0 | 0 | Constrained, otherwise capacity available =182 kW | --> | E14 ex RATHKEALE | Rathkeale [T421,T422] | RATHKEALE |  | 52.5163 | -8.7207
026449 | MV/LV Substation TH***449 |  | 10 kV | _ | LV | 50 kVA :Pole Substation | 0.05 | --> | 0.05 | 0.043 | 8.66 |  | --> | 0.048 | 0 | 0 | 0 | 0 | Constrained, otherwise capacity available =47 kW | --> | C13 ex BANDON | Bandon [T101,T42] | BANDON |  | 51.7486 | -8.76
068391X | MV/LV Substation EU***391X |  | 10 kV | _ | LV | 630 kVA :Kiosk Substation | 0.63 | --> | 0.63 | 0.5 | 0.98 |  | --> | 0.598 | 0 | 0 | 0.5 | 0 |  | --> | C21 ex LEESON STREET | Leeson Street [T41,T42] | MILLTOWN (DR) |  | 53.3327 | -6.2543
067039 | MV/LV Substation FI***039 |  | 10 kV | _ | LV | 50 kVA :Pole Substation | 0.05 | --> | 0.05 | 0 | 0 | Constrained, otherwise capacity available =38 kVA | --> | 0.048 | 0 | 0.003 | 0 | 0 | Constrained, otherwise capacity available =44 kW | --> | C16 ex GILLOGUE | Gillogue [T41,T42] | ARDNACRUSHA |  | 52.7 | -8.6095
139624 | MV/LV Substation CR***624 |  | 10 kV | _ | LV | 50 kVA :Pole Substation | 0.05 | --> | 0.05 | 0 | 0 | Constrained, otherwise capacity available =46 kVA | --> | 0.048 | 0 | 0 | 0 | 0 | Constrained, otherwise capacity available =47 kW | --> | C16 ex VIRGINIA | Virginia [T41,T42] | MEATH HILL |  | 53.7789 | -7.0408
068044X | MV/LV Substation CO***044X |  | 10 kV | _ | LV | 630 kVA :Kiosk Substation | 0.63 | --> | 0.63 | 0 | 0 | Constrained, otherwise capacity available =540 kVA | --> | 0.598 | 0 | 0 | 0.5 | 0 |  | --> | C17 ex NEWMARKET (DR) | Newmarket (dr) [T41] | FRANCIS STREET |  | 53.3425 | -6.275
068420X | MV/LV Substation HE***420X |  | 10 kV | _ | LV | 630 kVA :Building Structure | 0.63 | --> | 0.63 | 0 | 0 | Constrained, otherwise capacity available =580 kVA | --> | 0.598 | 0 | 0 | 0.5 | 0 |  | --> | C11 ex PHIBSBORO | Phibsboro [T41,T42] | FINGLAS |  | 53.353 | -6.2692
165612 | MV/LV Substation MU***612 |  | 10 kV | _ | LV | 200 kVA :Pole Substation | 0.2 | --> | 0.2 | 0 | 0 | Constrained, otherwise capacity available =103 kVA | --> | 0.19 | 0 | 0 | 0 | 0 | Constrained, otherwise capacity available =176 kW | --> | C14 ex CLONAKILTY | Clonakilty [T41,T42] | DUNMANWAY |  | 51.5905 | -8.8682
167074 | MV/LV Substation RY***074 |  | 20 kV | _ | LV | 50 kVA :Pole Substation | 0.05 | --> | 0.05 | 0 | 0 | Constrained, otherwise capacity available =50 kVA | --> | 0.048 | 0 | 0 | 0 | 0 | Constrained, otherwise capacity available =48 kW | --> | E11 ex WHITECHURCH | Whitechurch [T421,T422] | KILBARRY |  | 51.9912 | -8.535
116346Y | MV/LV Substation BA***346Y |  | 10 kV | _ | LV | 400 kVA :Building Structure | 0.4 | --> | 0.4 | 0.349 | 7.32 |  | --> | 0.38 | 0 | 0 | 0.373 | 0 |  | --> | C12 ex CARROWBEG | Carrowbeg [T41,T42] | CARROWBEG |  | 53.7846 | -9.4636
184166X | MV/LV Substation AG***166X |  | 10 kV | _ | LV | 50 kVA :Pole Substation | 0.05 | --> | 0.05 | 0.038 | 3.38 |  | --> | 0.048 | 0 | 0 | 0 | 0 | Constrained, otherwise capacity available =46 kW | --> | C18 ex CASTLEBLAYNEY | Castleblayney [T41,T42] | DUNDALK |  | 54.153 | -6.6741
055201 | MV/LV Substation DO***201 |  | 10 kV | _ | LV | 50 kVA :Pole Substation | 0.05 | --> | 0.05 | 0 | 0 | Constrained, otherwise capacity available =36 kVA | --> | 0.048 | 0 | 0.005 | 0 | 0 | Constrained, otherwise capacity available =42 kW | --> | C17 ex ROSCREA | Roscrea [T41,T42] | IKERRIN |  | 52.9442 | -7.7966
160979X | MV/LV Substation HE***979X |  | 20 kV | _ | LV | 50 kVA :Pole Substation | 0.05 | --> | 0.05 | 0 | 0 | Constrained, otherwise capacity available =35 kVA | --> | 0.048 | 0 | 0 | 0 | 0 | Constrained, otherwise capacity available =45 kW | --> | E11 ex PORTLAOISE |  |  |  | 53.0553 | -7.2085
021049Z | MV/LV Substation EL***049Z |  | 10 kV | _ | LV | 400 kVA :Kiosk Substation | 0.4 | --> | 0.4 | 0 | 0 | Constrained, otherwise capacity available =279 kVA | --> | 0.38 | 0 | 0.016 | 0.351 | 0 |  | --> | C12 ex RIVERSTOWN | Riverstown [T41,T42] | KILBARRY |  | 51.9428 | -8.3941
108633 | MV/LV Substation GA***633 |  | 20 kV | _ | LV | 50 kVA :Pole Substation | 0.05 | --> | 0.05 | 0.048 | 1.57 |  | --> | 0.048 | 0 | 0 | 0 | 0 | Constrained, otherwise capacity available =47 kW | --> | C17 ex BALLYSHANNON | Ballyshannon [T41,T42] | CATHALEENS FALL |  | 54.531 | -8.1295
139251Z | MV/LV Substation RO***251Z |  | 20 kV | _ | LV | 50 kVA :Pole Substation | 0.05 | --> | 0.05 | 0.05 | 2.68 |  | --> | 0.048 | 0 | 0 | 0 | 0 | Constrained, otherwise capacity available =47 kW | --> | E12 ex OLDCASTLE | Oldcastle [T41,T422] | MULLINGAR |  | 53.7895 | -7.3062
010402X | MV/LV Substation GM***402X |  | 20 kV | _ | LV | 100 kVA :Pole Substation | 0.1 | --> | 0.1 | 0 | 0 | Constrained, otherwise capacity available =68 kVA | --> | 0.095 | 0 | 0.018 | 0 | 0 | Constrained, otherwise capacity available =77 kW | --> | E11 ex BALLYHALE | Ballyhale [T42,T421] | KILKENNY |  | 52.5345 | -7.2282
160414Y | MV/LV Substation NU***414Y |  | 20 kV | _ | LV | 630 kVA :Kiosk Substation | 0.63 | --> | 0.63 | 0 | 0 | Constrained, otherwise capacity available =509 kVA | --> | 0.598 | 0 | 0 | 0 | 0 | Constrained, otherwise capacity available =582 kW | --> | E11 ex PORTLAOISE |  |  |  | 53.0433 | -7.2688
006563Y | MV/LV Substation ME***563Y |  | 10 kV | _ | LV | 50 kVA :Pole Substation | 0.05 | --> | 0.05 | 0.034 | 4.38 |  | --> | 0.048 | 0 | 0.018 | 0.032 | 0 |  | --> | E14 ex CRANE | Crane [T122] | CRANE |  | 52.5525 | -6.5956
0014112 | MV/LV Substation GL***4112 |  | 10 kV | _ | LV | 400 kVA :Kiosk Substation | 0.4 | --> | 0.4 | 0.4 | 1.16 |  | --> | 0.38 | 0 | 0 | 0.38 | 0 |  | --> | C17 ex MOUNT MERRION | Mount Merrion [T41,T42] | CARRICKMINES |  | 53.2941 | -6.1899
366108 | MV/LV Substation KI***108 |  | 20 kV | _ | LV | 50 kVA :Pole Substation | 0.05 | --> | 0.05 | 0.046 | 0.45 |  | --> | 0.048 | 0 | 0 | 0 | 0 | Constrained, otherwise capacity available =47 kW | --> | C16 ex CARRAROE | Carraroe [T42] | SCREEB |  | 53.1335 | -9.7535
210163Y | MV/LV Substation BI***163Y |  | 10 kV | _ | LV | 400 kVA :Kiosk Substation | 0.4 | --> | 0.4 | 0.198 | 1.15 |  | --> | 0.38 | 0 | 0 | 0 | 0 | Constrained, otherwise capacity available =352 kW | --> | C16 ex TULLYNAMALRA | Tullynamalra [T41,T42] | MEATH HILL |  | 54.0612 | -6.8127
0504238 | MV/LV Substation SU***4238 |  | 10 kV | _ | LV | 400 kVA :Building Structure | 0.4 | --> | 0.4 | 0.278 | 6.49 |  | --> | 0.38 | 0 | 0 | 0 | 0 | Constrained, otherwise capacity available =363 kW | --> | C18 ex BUSHFIELD | Bushfield [T41,T42] | ATHLONE |  | 53.4343 | -7.9198
252811X | MV/LV Substation DA***811X |  | 10 kV | _ | LV | 400 kVA :Kiosk Substation | 0.4 | --> | 0.4 | 0.238 | 1.32 |  | --> | 0.38 | 0 | 0 | 0.357 | 0 |  | --> | C26 ex CLIFDEN | Clifden [T41,T42] | SCREEB |  | 53.4895 | -10.0221
142980X | MV/LV Substation GO***980X |  | 10 kV | _ | LV | 400 kVA :Kiosk Substation | 0.4 | --> | 0.4 | 0 | 0 | Constrained, otherwise capacity available =320 kVA | --> | 0.38 | 0 | 0.08 | 0 | 0 | Constrained, otherwise capacity available =310 kW | --> | C16 ex ATHENRY | Athenry [T41,T42] | GALWAY 110KV |  | 53.2991 | -8.7566
0054260 | MV/LV Substation SC***4260 |  | 10 kV | _ | LV | 200 kVA :Pole Substation | 0.2 | --> | 0.2 | 0 | 0 | Constrained, otherwise capacity available =152 kVA | --> | 0.19 | 0 | 0.007 | 0 | 0 | Constrained, otherwise capacity available =178 kW | --> | C11 ex GARDEN CITY | Garden City [T41,T42] | ARKLOW |  | 52.6822 | -6.2998
093071 | MV/LV Substation EN***071 |  | 10 kV | _ | LV | 400 kVA :Kiosk Substation | 0.4 | --> | 0.4 | 0.286 | 12.96 |  | --> | 0.38 | 0 | 0.04 | 0.334 | 0 |  | --> | C30 ex ARTANE | Artane [T101,T102] | FINGLAS |  | 53.3781 | -6.1867
138646 | MV/LV Substation KI***646 |  | 10 kV | _ | LV | 100 kVA :Pole Substation | 0.1 | --> | 0.1 | 0.088 | 1.52 |  | --> | 0.095 | 0 | 0.029 | 0 | 0 | Constrained, otherwise capacity available =72 kW | --> | C19 ex SHERCOCK | Shercock [T41,T42] | MEATH HILL |  | 53.9719 | -6.9221
029598X | MV/LV Substation TO***598X |  | 10 kV | _ | LV | 50 kVA :Pole Substation | 0.05 | --> | 0.05 | 0 | 0 | Constrained, otherwise capacity available =34 kVA | --> | 0.048 | 0 | 0.021 | 0 | 0 | Constrained, otherwise capacity available =30 kW | --> | C17 ex CARRIGSHANE | Carrigshane [T41] | MIDLETON |  | 51.9062 | -8.1563
0214339 | MV/LV Substation BR***4339 |  | 10 kV | _ | LV | 400 kVA :Kiosk Substation | 0.4 | --> | 0.4 | 0 | 0 | Constrained, otherwise capacity available =400 kVA | --> | 0.38 | 0 | 0 | 0.38 | 0 |  | --> | C15 ex RIVERSTOWN | Riverstown [T41,T42] | KILBARRY |  | 51.9334 | -8.3622
039307 | MV/LV Substation RI***307 |  | 10 kV | _ | LV | 400 kVA :Building Structure | 0.4 | --> | 0.4 | 0 | 0 | Constrained, otherwise capacity available =384 kVA | --> | 0.38 | 0 | 0.05 | 0.341 | 0 |  | --> | C28 ex GALWAY 110KV | Galway 110kv [T102,T103] | GALWAY 110KV |  | 53.2913 | -9.0265
066748Z | MV/LV Substation AI***748Z |  | 10 kV | _ | LV | 630 kVA :Building Structure | 0.63 | --> | 0.63 | 0 | 0 | Constrained, otherwise capacity available =558 kVA | --> | 0.598 | 0 | 0 | 0.5 | 0 |  | --> | C20 ex MOUNTGORRY | Mountgorry [T41,T42] | GRANGE (DR) |  | 53.4449 | -6.2232
064289Y | MV/LV Substation TH***289Y |  | 20 kV | _ | LV | 200 kVA :Kiosk Substation | 0.2 | --> | 0.2 | 0 | 0 | Constrained, otherwise capacity available =75 kVA | --> | 0.19 | 0 | 0.101 | 0 | 0 | Constrained, otherwise capacity available =97 kW | --> | E17 ex JULIANSTOWN | Julianstown [T421,T422] | DRYBRIDGE |  | 53.6977 | -6.257
176311Y | MV/LV Substation CY***311Y |  | 20 kV | _ | LV | 200 kVA :Building Structure | 0.2 | --> | 0.2 | 0.044 | 18.78 |  | --> | 0.19 | 0 | 0.236 | 0 | 0 |  | --> | E19 ex HARTNETTS CROSS | Hartnetts Cross [T121,T422] | HARTNETTS CROSS |  | 51.8904 | -8.9431
062879X | MV/LV Substation TH***879X |  | 10 kV | _ | LV | 50 kVA :Pole Substation | 0.05 | --> | 0.05 | 0.03 | 2.33 |  | --> | 0.048 | 0 | 0 | 0 | 0 | Constrained, otherwise capacity available =45 kW | --> | C18 ex DUNDALK | Dundalk [T41,T42] | DUNDALK |  | 54.0138 | -6.4281
365517X | MV/LV Substation ST***517X |  | 10 kV | _ | LV | 400 kVA :Kiosk Substation | 0.4 | --> | 0.4 | 0 | 0 | Constrained, otherwise capacity available =282 kVA | --> | 0.38 | 0 | 0.003 | 0.361 | 0 |  | --> | C19 ex CLONDALKIN | Clondalkin [T41,T42,T44] | INCHICORE 220KV |  | 53.3154 | -6.4072
034032Y | MV/LV Substation KI***032Y |  | 20 kV | _ | LV | 50 kVA :Pole Substation | 0.05 | --> | 0.05 | 0.044 | 0.57 |  | --> | 0.048 | 0 | 0 | 0 | 0 | Constrained, otherwise capacity available =47 kW | --> | E23 ex LAWLESSTOWN | Lawlesstown [T42,T421] | DOON |  | 52.3796 | -7.7908
035389 | MV/LV Substation CU***389 |  | 20 kV | _ | LV | 50 kVA :Pole Substation | 0.05 | --> | 0.05 | 0.037 | 0.49 |  | --> | 0.048 | 0 | 0 | 0 | 0 | Constrained, otherwise capacity available =46 kW | --> | E11 ex ARDFINNAN | Ardfinnan [T421] | CAHIR |  | 52.2842 | -8.0266
095416X | MV/LV Substation DR***416X |  | 10 kV | _ | LV | 50 kVA :Pole Substation | 0.05 | --> | 0.05 | 0.012 | 0.7 |  | --> | 0.048 | 0 | 0 | 0 | 0 | Constrained, otherwise capacity available =42 kW | --> | C20 ex KILRUSH | Kilrush [T41,T42] | TULLABRACK |  | 52.7264 | -9.4334
0814075 | MV/LV Substation BR***4075 |  | 10 kV | _ | LV | 400 kVA :Kiosk Substation | 0.4 | --> | 0.4 | 0 | 0 | Constrained, otherwise capacity available =272 kVA | --> | 0.38 | 0 | 0.421 | 0 | 0 | Constrained, otherwise capacity available =50 kW | --> | C17 ex CASTLEKNOCK | Castleknock [T41,T42] | FINGLAS |  | 53.3742 | -6.3752
156767X | MV/LV Substation MU***767X |  | 20 kV | _ | LV | 400 kVA :Kiosk Substation | 0.4 | --> | 0.4 | 0.331 | 2.47 |  | --> | 0.38 | 0 | 0 | 0 | 0 | Constrained, otherwise capacity available =370 kW | --> | E13 ex TELAYDON | Telaydon [T42,T421] | LISDRUM |  | 54.2425 | -7.135
071002 | MV/LV Substation ED***002 |  | 10 kV | _ | LV | 400 kVA :Kiosk Substation | 0.4 | --> | 0.4 | 0 | 0 | Constrained, otherwise capacity available =89 kVA | --> | 0.38 | 0 | 0.066 | 0.286 | 0 |  | --> | C17 ex GREYSTONES | Greystones [T41,T42] | FASSAROE |  | 53.1462 | -6.0636
151460X | MV/LV Substation MI***460X |  | 20 kV | _ | LV | 200 kVA :Pole Substation | 0.2 | --> | 0.2 | 0 | 0 | Constrained, otherwise capacity available =150 kVA | --> | 0.19 | 0 | 0 | 0.183 | 0 |  | --> | E17 ex BRUFF | Bruff [T42,T421] | LIMERICK |  | 52.4764 | -8.5412
062308X | MV/LV Substation SU***308X |  | 10 kV | _ | LV | 400 kVA :Kiosk Substation | 0.4 | --> | 0.4 | 0.392 | 0.72 |  | --> | 0.38 | 0 | 0 | 0 | 0 | Constrained, otherwise capacity available =379 kW | --> | C12 ex COES ROAD | Coes Road [T41,T42] | DUNDALK |  | 54.0052 | -6.3891
1544058 | MV/LV Substation LU***4058 |  | 10 kV | _ | LV | 400 kVA :Kiosk Substation | 0.4 | --> | 0.4 | 0 | 0 | Constrained, otherwise capacity available =334 kVA | --> | 0.38 | 0 | 0 | 0 | 0 | Constrained, otherwise capacity available =371 kW | --> | C11 ex COOLMINE | Coolmine [T41,T42] | FINGLAS |  | 53.3755 | -6.4081
005007 | MV/LV Substation TH***007 |  | 10 kV | _ | LV | 630 kVA :Kiosk Substation | 0.63 | --> | 0.63 | 0.5 | 3.03 |  | --> | 0.598 | 0 | 0.015 | 0 | 0 | Constrained, otherwise capacity available =573 kW | --> | C24 ex RAMSTOWN | Ramstown [T41,T42] | CRANE |  | 52.6725 | -6.296
044939 | MV/LV Substation PU***939 |  | 20 kV | _ | LV | 200 kVA :Pole Substation | 0.2 | --> | 0.2 | 0.189 | 9.1 |  | --> | 0.19 | 0 | 0 | 0 | 0 | Constrained, otherwise capacity available =188 kW | --> | E21 ex ARDNAREE | Ardnaree [T42,T421] | MOY |  | 53.9875 | -9.1013
161524 | MV/LV Substation SC***524 |  | 20 kV | _ | LV | 100 kVA :Pole Substation | 0.1 | --> | 0.1 | 0.073 | 0.45 |  | --> | 0.095 | 0 | 0.006 | 0 | 0 | Constrained, otherwise capacity available =87 kW | --> | C14 ex CARRAROE | Carraroe [T42] | SCREEB |  | 53.2409 | -9.5023
075099 | MV/LV Substation BA***099 |  | 20 kV | _ | LV | 100 kVA :Pole Substation | 0.1 | --> | 0.1 | 0.083 | 4.38 |  | --> | 0.095 | 0 | 0.005 | 0.089 | 0 |  | --> | E18 ex CRANE | Crane [T122] | CRANE |  | 52.4711 | -6.3122
156048Z | MV/LV Substation MA***048Z |  | 10 kV | _ | LV | 400 kVA :Building Structure | 0.4 | --> | 0.4 | 0 | 0 | Constrained, otherwise capacity available =383 kVA | --> | 0.38 | 0 | 0.03 | 0 | 0 | Constrained, otherwise capacity available =355 kW | --> | C15 ex DRUMBEAR | Drumbear [T41,T42] | LISDRUM |  | 54.1721 | -6.8473
066424Z | MV/LV Substation ES***424Z |  | 10 kV | _ | LV | 200 kVA :Kiosk Substation | 0.2 | --> | 0.2 | 0 | 0 | Constrained, otherwise capacity available =183 kVA | --> | 0.19 | 0 | 0 | 0.188 | 0 |  | --> | C18 ex MOUNTGORRY | Mountgorry [T41,T42] | GRANGE (DR) |  | 53.4514 | -6.1843
009083 | MV/LV Substation KI***083 |  | 10 kV | _ | LV | 400 kVA :Kiosk Substation | 0.4 | --> | 0.4 | 0 | 0 | Constrained, otherwise capacity available =369 kVA | --> | 0.38 | 0 | 0 | 0 | 0 | Constrained, otherwise capacity available =376 kW | --> | C12 ex GRANGE (SR) | Grange (sr) [T41,T42] | BUTLERSTOWN |  | 52.2424 | -7.1133
2434050 | MV/LV Substation LO***4050 |  | 20 kV | _ | LV | 100 kVA :Pole Substation | 0.1 | --> | 0.1 | 0 | 0 | Constrained, otherwise capacity available =100 kVA | --> | 0.095 | 0 | 0 | 0 | 0 | Constrained, otherwise capacity available =95 kW | --> | E18 ex INCH | Inch [T421,T422] | OUGHTRAGH |  | 52.1777 | -9.9926
048216 | MV/LV Substation KI***216 |  | 20 kV | _ | LV | 50 kVA :Pole Substation | 0.05 | --> | 0.05 | 0.044 | 8.5 |  | --> | 0.048 | 0 | 0.006 | 0 | 0 | Constrained, otherwise capacity available =42 kW | --> | E14 ex ARIGNA | Arigna [T121] | ARIGNA |  | 54.0392 | -7.8426
0494427 | MV/LV Substation DI***4427 |  | 20 kV | _ | LV | 50 kVA :Pole Substation | 0.05 | --> | 0.05 | 0.039 | 0.21 |  | --> | 0.048 | 0 | 0 | 0 | 0 | Constrained, otherwise capacity available =46 kW | --> | E12 ex LONGFORD | Longford [T421,T422] | RICHMOND |  | 53.872 | -7.7213
281049X | MV/LV Substation JA***049X |  | 10 kV | _ | LV | 400 kVA :Kiosk Substation | 0.4 | --> | 0.4 | 0.29 | 4.67 |  | --> | 0.38 | 0 | 0.02 | 0.35 | 0 |  | --> | C28 ex CENTRE PARK ROAD | Marina [T105,T106] | MARINA |  | 51.8943 | -8.4377
196714 | MV/LV Substation DA***714 |  | 20 kV | _ | LV | 200 kVA :Pole Substation | 0.2 | --> | 0.2 | 0.062 | 1.34 |  | --> | 0.19 | 0 | 0 | 0 | 0 | Constrained, otherwise capacity available =170 kW | --> | E23 ex ATHBOY | Athboy [T423] | NAVAN |  | 53.5031 | -6.8935
137819 | MV/LV Substation BA***819 |  | 10 kV | _ | LV | 100 kVA :Pole Substation | 0.1 | --> | 0.1 | 0.092 | 2 |  | --> | 0.095 | 0 | 0 | 0 | 0 | Constrained, otherwise capacity available =94 kW | --> | C15 ex CAUSEWAY | Causeway [T41,T42] | TRALEE |  | 52.3766 | -9.7538
158608X | MV/LV Substation HO***608X |  | 10 kV | _ | LV | 200 kVA :Kiosk Substation | 0.2 | --> | 0.2 | 0 | 0 | Constrained, otherwise capacity available =170 kVA | --> | 0.19 | 0 | 0 | 0 | 0 | Constrained, otherwise capacity available =186 kW | --> | C16 ex ENNISTYMON | Ennistymon [T41,T42] | ENNIS |  | 52.9377 | -9.3907
1544189 | MV/LV Substation SE***4189 |  | 20 kV | _ | LV | 400 kVA :Building Structure | 0.4 | --> | 0.4 | 0 | 0 | Constrained, otherwise capacity available =353 kVA | --> | 0.38 | 0 | 0.2 | 0 | 0 | Constrained, otherwise capacity available =225 kW | --> | E12 ex CORDUFF |  |  |  | 53.4179 | -6.3606
006825X | MV/LV Substation RE***825X |  | 10 kV | _ | LV | 100 kVA :Pole Substation | 0.1 | --> | 0.1 | 0.052 | 3.12 |  | --> | 0.095 | 0 | 0 | 0 | 0 | Constrained, otherwise capacity available =88 kW | --> | C14 ex BELLFIELD | Bellfield [T41,T42] | CRANE |  | 52.5095 | -6.5797
160010 | MV/LV Substation BA***010 |  | 10 kV | _ | LV | 100 kVA :Pole Substation | 0.1 | --> | 0.1 | 0 | 0 | Constrained, otherwise capacity available =26 kVA | --> | 0.095 | 0 | 0 | 0 | 0 | Constrained, otherwise capacity available =84 kW | --> | C23 ex PORTARLINGTON | Portarlington [T43] | BLAKE |  | 53.1546 | -7.1883
017747X | MV/LV Substation R/***747X |  | 10 kV | _ | LV | 100 kVA :Pole Substation | 0.1 | --> | 0.1 | 0.1 | 1.98 |  | --> | 0.095 | 0 | 0 | 0 | 0 | Constrained, otherwise capacity available =95 kW | --> | E18 ex RATHKEALE | Rathkeale [T421,T422] | RATHKEALE |  | 52.5215 | -8.9471
025840 | MV/LV Substation GO***840 |  | 10 kV | _ | LV | 50 kVA :Pole Substation | 0.05 | --> | 0.05 | 0.042 | 1.05 |  | --> | 0.048 | 0 | 0.011 | 0 | 0 | Constrained, otherwise capacity available =38 kW | --> | C19 ex NEWCASTLEWEST | Newcastlewest [T41,T42] | RATHKEALE |  | 52.3636 | -8.9791
062029 | MV/LV Substation BL***029 |  | 10 kV | _ | LV | 200 kVA :Kiosk Substation | 0.2 | --> | 0.2 | 0.102 | 3.12 |  | --> | 0.19 | 0 | 0.041 | 0 | 0 | Constrained, otherwise capacity available =146 kW | --> | C12 ex MARSHES | Marshes [T41,T42] | DUNDALK |  | 53.9946 | -6.3898
009186Y | MV/LV Substation BA***186Y |  | 10 kV | _ | LV | 400 kVA :Building Structure | 0.4 | --> | 0.4 | 0.397 | 0.53 |  | --> | 0.38 | 0 | 0 | 0 | 0 | Constrained, otherwise capacity available =380 kW | --> | C17 ex MANOR STREET | Manor Street [T41,T42] | WATERFORD |  | 52.2602 | -7.1066
265882X | MV/LV Substation DE***882X |  | 20 kV | _ | LV | 50 kVA :Pole Substation | 0.05 | --> | 0.05 | 0.034 | 0.07 |  | --> | 0.048 | 0 | 0 | 0 | 0 | Constrained, otherwise capacity available =45 kW | --> | E17 ex BALLYCONNELL | Ballyconnell [T421,T422] | GORTAWEE |  | 54.1145 | -7.5887
062461Y | MV/LV Substation CL***461Y |  | 10 kV | _ | LV | 200 kVA :Kiosk Substation | 0.2 | --> | 0.2 | 0.154 | 3.12 |  | --> | 0.19 | 0 | 0.004 | 0 | 0 | Constrained, otherwise capacity available =181 kW | --> | C11 ex MARSHES | Marshes [T41,T42] | DUNDALK |  | 53.9849 | -6.3834
007087 | MV/LV Substation TR***087 |  | 20 kV | _ | LV | 400 kVA :Kiosk Substation | 0.4 | --> | 0.4 | 0.364 | 16.12 |  | --> | 0.38 | 0 | 0 | 0.375 | 0 |  | --> | E17 ex WEXFORD | Wexford [T121,T122] | WEXFORD |  | 52.3217 | -6.6472
021373Z | MV/LV Substation AS***373Z |  | 10 kV | _ | LV | 200 kVA :Pole Substation | 0.2 | --> | 0.2 | 0 | 0 | Constrained, otherwise capacity available =187 kVA | --> | 0.19 | 0 | 0 | 0.188 | 0 |  | --> | C21 ex KILBARRY | Kilbarry [T101,T43] | KILBARRY |  | 51.9144 | -8.4954
164732X | MV/LV Substation CO***732X |  | 10 kV | _ | LV | 50 kVA :Pole Substation | 0.05 | --> | 0.05 | 0 | 0 | Constrained, otherwise capacity available =46 kVA | --> | 0.048 | 0 | 0 | 0 | 0 | Constrained, otherwise capacity available =47 kW | --> | C11 ex SKIBBEREEN | Skibbereen [T41,T42] | DUNMANWAY |  | 51.5902 | -9.2719
196288X | MV/LV Substation KN***288X |  | 10 kV | _ | LV | 630 kVA :Building Structure | 0.63 | --> | 0.63 | 0 | 0 | Constrained, otherwise capacity available =435 kVA | --> | 0.598 | 0 | 0 | 0 | 0 | Constrained, otherwise capacity available =571 kW | --> | C17 ex TRIM | Trim [T41,T42] | NAVAN |  | 53.5482 | -6.763
210773Y | MV/LV Substation CO***773Y |  | 10 kV | _ | LV | 50 kVA :Pole Substation | 0.05 | --> | 0.05 | 0.05 | 2.04 |  | --> | 0.048 | 0 | 0 | 0 | 0 | Constrained, otherwise capacity available =48 kW | --> | C19 ex BALLYBAY | Ballybay [T41,T42] | LISDRUM |  | 54.027 | -6.8337
015384Z | MV/LV Substation NE***384Z |  | 10 kV | _ | LV | 100 kVA :Pole Substation | 0.1 | --> | 0.1 | 0 | 0 | Constrained, otherwise capacity available =46 kVA | --> | 0.095 | 0 | 0.011 | 0 | 0 | Constrained, otherwise capacity available =79 kW | --> | C17 ex NAAS | Naas [T41,T42] | KILTEEL |  | 53.2096 | -6.7072
2604079 | MV/LV Substation KE***4079 |  | 20 kV | _ | LV | 50 kVA :Pole Substation | 0.05 | --> | 0.05 | 0.046 | 1.67 |  | --> | 0.048 | 0 | 0 | 0.047 | 0 |  | --> | E18 ex NEWPORT | Newport [T421] | CARROWBEG |  | 53.8831 | -9.5384
023297 | MV/LV Substation BA***297 |  | 10 kV | _ | LV | 50 kVA :Pole Substation | 0.05 | --> | 0.05 | 0 | 0 | Constrained, otherwise capacity available =42 kVA | --> | 0.048 | 0 | 0.011 | 0 | 0 | Constrained, otherwise capacity available =38 kW | --> | C18 ex FERMOY NORTH | Fermoy North [T41,T42] | BARRYMORE |  | 52.1553 | -8.402
015882Z | MV/LV Substation MI***882Z |  | 10 kV | _ | LV | 50 kVA :Pole Substation | 0.05 | --> | 0.05 | 0.016 | 12.6 |  | --> | 0.048 | 0 | 0 | 0.043 | 0 |  | --> | C18 ex MONREAD | Monread [T101,T102] | MONREAD |  | 53.225 | -6.6907
069838 | MV/LV Substation AL***838 |  | 10 kV | _ | LV | 630 kVA :Building Structure | 0.63 | --> | 0.63 | 0.5 | 7.75 |  | --> | 0.598 | 0 | 0 | 0.5 | 0 |  | --> | C16 ex MILLTOWN (DR) | Milltown (dr) [T101,T102] | INCHICORE 220KV |  | 53.3098 | -6.2515
2884078 | MV/LV Substation PO***4078 |  | 10 kV | _ | LV | 630 kVA :Building Structure | 0.63 | --> | 0.63 | 0.5 | 2.36 |  | --> | 0.598 | 0 | 0.05 | 0.5 | 0 |  | --> | C11 ex BRAY | Bray [T41,T42] | FASSAROE |  | 53.1844 | -6.1913
046051 | MV/LV Substation ST***051 |  | 10 kV | _ | LV | 400 kVA :Building Structure | 0.4 | --> | 0.4 | 0 | 0 | Constrained, otherwise capacity available =255 kVA | --> | 0.38 | 0 | 0.017 | 0.352 | 0 |  | --> | C18 ex CRANMORE | Cranmore [T41,T42] | SLIGO |  | 54.269 | -8.4646
293810Y | MV/LV Substation KI***810Y |  | 20 kV | _ | LV | 50 kVA :Pole Substation | 0.05 | --> | 0.05 | 0.048 | 0.43 |  | --> | 0.048 | 0 | 0 | 0 | 0 | Constrained, otherwise capacity available =47 kW | --> | E13 ex TULLOW | Tullow [T421,T422] | CARLOW |  | 52.8428 | -6.7782
075781 | MV/LV Substation OU***781 |  | 20 kV | _ | LV | 50 kVA :Pole Substation | 0.05 | --> | 0.05 | 0.046 | 4.38 |  | --> | 0.048 | 0 | 0 | 0.047 | 0 |  | --> | E18 ex CRANE | Crane [T122] | CRANE |  | 52.5371 | -6.4917
071921 | MV/LV Substation GO***921 |  | 10 kV | _ | LV | 200 kVA :Kiosk Substation | 0.2 | --> | 0.2 | 0.157 | 5.58 |  | --> | 0.19 | 0 | 0.027 | 0.164 | 0 |  | --> | C12 ex KILCOOLE | Kilcoole [T41,T42] | FASSAROE |  | 53.0924 | -6.0738
011447X | MV/LV Substation AR***447X |  | 10 kV | _ | LV | 100 kVA :Pole Substation | 0.1 | --> | 0.1 | 0 | 0 | Constrained, otherwise capacity available =72 kVA | --> | 0.095 | 0 | 0 | 0 | 0 | Constrained, otherwise capacity available =91 kW | --> | C15 ex TALBOTS INCH | Talbots Inch [T41,T42] | KILKENNY |  | 52.6606 | -7.3013
122013X | MV/LV Substation ST***013X |  | 10 kV | _ | LV | 100 kVA :Pole Substation | 0.1 | --> | 0.1 | 0.082 | 4.18 |  | --> | 0.095 | 0 | 0.003 | 0 | 0 | Constrained, otherwise capacity available =90 kW | --> | C17 ex KINGSCOURT | Kingscourt [T41,T42] | MEATH HILL |  | 53.9211 | -6.7809
051891 | MV/LV Substation RE***891 |  | 20 kV | _ | LV | 200 kVA :Pole Substation | 0.2 | --> | 0.2 | 0.116 | 2.22 |  | --> | 0.19 | 0 | 0 | 0.178 | 0 |  | --> | E12 ex CLARA | Clara [T421,T422] | THORNSBERRY |  | 53.3678 | -7.5021
127120Y | MV/LV Substation LI***120Y |  | 10 kV | _ | LV | 630 kVA :Kiosk Substation | 0.63 | --> | 0.63 | 0 | 0 | Constrained, otherwise capacity available =298 kVA | --> | 0.598 | 0 | 0.011 | 0 | 0 | Constrained, otherwise capacity available =543 kW | --> | C15 ex LOUGHTAGALLA | Loughtagalla [T41,T42] | THURLES |  | 52.6795 | -7.8115
056179Y | MV/LV Substation CO***179Y |  | 10 kV | _ | LV | 400 kVA :Kiosk Substation | 0.4 | --> | 0.4 | 0.267 | 0.89 |  | --> | 0.38 | 0 | 0.05 | 0 | 0 | Constrained, otherwise capacity available =324 kW | --> | C17 ex BIRR | Birr [T41,T422] | DALLOW |  | 53.0906 | -7.9051
281090 | MV/LV Substation VI***090 |  | 10 kV | _ | LV | 400 kVA :Building Structure | 0.4 | --> | 0.4 | 0.241 | 4.67 |  | --> | 0.38 | 0 | 0.018 | 0.344 | 0 |  | --> | C20 ex CENTRE PARK ROAD | Marina [T105,T106] | MARINA |  | 51.8917 | -8.4541
011083 | MV/LV Substation DE***083 |  | 10 kV | _ | LV | 400 kVA :Kiosk Substation | 0.4 | --> | 0.4 | 0 | 0 | Constrained, otherwise capacity available =277 kVA | --> | 0.38 | 0 | 0.017 | 0 | 0 | Constrained, otherwise capacity available =350 kW | --> | C14 ex ROSEHILL | Rosehill [T41,T42] | KILKENNY |  | 52.6457 | -7.249
0994117 | MV/LV Substation RO***4117 |  | 10 kV | _ | LV | 200 kVA :Kiosk Substation | 0.2 | --> | 0.2 | 0 | 0 | Constrained, otherwise capacity available =160 kVA | --> | 0.19 | 0 | 0 | 0 | 0 | Constrained, otherwise capacity available =184 kW | --> | C12 ex CULLION | Cullion [T41,T42] | LETTERKENNY |  | 54.9328 | -7.7741
2884222 | MV/LV Substation SP***4222 |  | 10 kV | _ | LV | 630 kVA :Kiosk Substation | 0.63 | --> | 0.63 | 0 | 0 | Constrained, otherwise capacity available =630 kVA | --> | 0.598 | 0 | 0 | 0.5 | 0 |  | --> | C17 ex CARRICKMINES | Carrickmines [T41,T42] | CARRICKMINES |  | 53.2464 | -6.1915
0254371 | MV/LV Substation WH***4371 |  | 10 kV | _ | LV | 200 kVA :Pole Substation | 0.2 | --> | 0.2 | 0.191 | 1.05 |  | --> | 0.19 | 0 | 0 | 0 | 0 | Constrained, otherwise capacity available =189 kW | --> | C19 ex NEWCASTLEWEST | Newcastlewest [T41,T42] | RATHKEALE |  | 52.3469 | -9.0064
0544516 | MV/LV Substation RO***4516 |  | 10 kV | _ | LV | 50 kVA :Pole Substation | 0.05 | --> | 0.05 | 0 | 0 | Constrained, otherwise capacity available =50 kVA | --> | 0.048 | 0 | 0 | 0 | 0 | Constrained, otherwise capacity available =48 kW | --> | C16 ex PALLAS | Pallas [T41,T42] | PORTLAOISE |  | 53.0329 | -7.319
064700Y | MV/LV Substation ST***700Y |  | 20 kV | _ | LV | 200 kVA :Pole Substation | 0.2 | --> | 0.2 | 0 | 0 | Constrained, otherwise capacity available =166 kVA | --> | 0.19 | 0 | 0.01 | 0 | 0 | Constrained, otherwise capacity available =178 kW | --> | E15 ex DULEEK | Duleek [T421,T422] | DRYBRIDGE |  | 53.6578 | -6.4251
082503X | MV/LV Substation LA***503X |  | 20 kV | _ | LV | 50 kVA :Pole Substation | 0.05 | --> | 0.05 | 0 | 0 | Constrained, otherwise capacity available =33 kVA | --> | 0.048 | 0 | 0 | 0 | 0 | Constrained, otherwise capacity available =45 kW | --> | E17 ex ACADEMY STREET | Academy Street [T421,T422,T44] | NAVAN |  | 53.5555 | -6.6611
153276 | MV/LV Substation CA***276 |  | 20 kV | _ | LV | 100 kVA :Pole Substation | 0.1 | --> | 0.1 | 0 | 0 | Constrained, otherwise capacity available =86 kVA | --> | 0.095 | 0 | 0 | 0 | 0 | Constrained, otherwise capacity available =93 kW | --> | E18 ex BIRDHILL | Birdhill [T421,T422] | ARDNACRUSHA |  | 52.7107 | -8.5046
0664206 | MV/LV Substation CN***4206 |  | 20 kV | _ | LV | 400 kVA :Kiosk Substation | 0.4 | --> | 0.4 | 0 | 0 | Constrained, otherwise capacity available =304 kVA | --> | 0.38 | 0 | 0.046 | 0 | 0 | Constrained, otherwise capacity available =332 kW | --> | E18 ex GLASMORE | Glasmore [T421,T422] | GLASMORE |  | 53.5237 | -6.2662
031533Y | MV/LV Substation MO***533Y |  | 10 kV | _ | LV | 400 kVA :Kiosk Substation | 0.4 | --> | 0.4 | 0 | 0 | Constrained, otherwise capacity available =314 kVA | --> | 0.38 | 0 | 0.01 | 0 | 0 | Constrained, otherwise capacity available =361 kW | --> | C11 ex COLLIGAN | Colligan [T41,T42] | DUNGARVAN |  | 52.0952 | -7.6038
009949X | MV/LV Substation CO***949X |  | 10 kV | _ | LV | 400 kVA :Kiosk Substation | 0.4 | --> | 0.4 | 0.397 | 0.53 |  | --> | 0.38 | 0 | 0 | 0 | 0 | Constrained, otherwise capacity available =380 kW | --> | C20 ex MANOR STREET | Manor Street [T41,T42] | WATERFORD |  | 52.2509 | -7.119
0394021 | MV/LV Substation GL***4021 |  | 10 kV | _ | LV | 50 kVA :Pole Substation | 0.05 | --> | 0.05 | 0 | 0 | Constrained, otherwise capacity available =50 kVA | --> | 0.048 | 0 | 0 | 0 | 0 | Constrained, otherwise capacity available =48 kW | --> | C20 ex ORANMORE | Oranmore [T41,T44] | GALWAY 110KV |  | 53.296 | -8.9225
064965X | MV/LV Substation CL***965X |  | 20 kV | _ | LV | 100 kVA :Pole Substation | 0.1 | --> | 0.1 | 0 | 0 | Constrained, otherwise capacity available =85 kVA | --> | 0.095 | 0 | 0 | 0 | 0 | Constrained, otherwise capacity available =93 kW | --> | E15 ex JULIANSTOWN | Julianstown [T421,T422] | DRYBRIDGE |  | 53.6222 | -6.2769
001066 | MV/LV Substation EL***066 |  | 10 kV | _ | LV | 400 kVA :Building Structure | 0.4 | --> | 0.4 | 0.295 | 1.16 |  | --> | 0.38 | 0 | 0.005 | 0.362 | 0 |  | --> | C14 ex MOUNT MERRION | Mount Merrion [T41,T42] | CARRICKMINES |  | 53.3164 | -6.2067
029674Y | MV/LV Substation GL***674Y |  | 20 kV | _ | LV | 400 kVA :Kiosk Substation | 0.4 | --> | 0.4 | 0 | 0 | Constrained, otherwise capacity available =334 kVA | --> | 0.38 | 0 | 0.034 | 0 | 0 | Constrained, otherwise capacity available =346 kW | --> | E20 ex FOXHOLE | Foxhole [T421,T422] | DUNGARVAN |  | 51.9337 | -8.0513
008529X | MV/LV Substation BA***529X |  | 20 kV | _ | LV | 200 kVA :Pole Substation | 0.2 | --> | 0.2 | 0 | 0 | Constrained, otherwise capacity available =196 kVA | --> | 0.19 | 0 | 0.105 | 0 | 0 | Constrained, otherwise capacity available =112 kW | --> | E17 ex KNOCKMULLEN | Knockmullen [T42,T421] | GREAT ISLAND |  | 52.3698 | -6.7492
293855X | MV/LV Substation BA***855X |  | 20 kV | _ | LV | 200 kVA :Pole Substation | 0.2 | --> | 0.2 | 0 | 0 | Constrained, otherwise capacity available =81 kVA | --> | 0.19 | 0 | 0.015 | 0 | 0 | Constrained, otherwise capacity available =162 kW | --> | E13 ex BALTINGLASS | Baltinglass [T421,T422] | STRATFORD |  | 52.9373 | -6.7012
276210 | MV/LV Substation SC***210 |  | 10 kV | _ | LV | 400 kVA :Kiosk Substation | 0.4 | --> | 0.4 | 0.245 | 0.76 |  | --> | 0.38 | 0 | 0.028 | 0 | 0 | Constrained, otherwise capacity available =338 kW | --> | C18 ex WOODFORD | Woodford [T41,T42] | KNOCKEARAGH |  | 52.055 | -9.509
041300Y | MV/LV Substation C ***300Y |  | 20 kV | _ | LV | 100 kVA :Pole Substation | 0.1 | --> | 0.1 | 0 | 0 | Constrained, otherwise capacity available =82 kVA | --> | 0.095 | 0 | 0 | 0 | 0 | Constrained, otherwise capacity available =92 kW | --> | E21 ex DALTON | Dalton [T421,T422] | DALTON |  | 53.7409 | -9.0068
059177Y | MV/LV Substation NU***177Y |  | 20 kV | _ | LV | 50 kVA :Pole Substation | 0.05 | --> | 0.05 | 0 | 0 | Constrained, otherwise capacity available =15 kVA | --> | 0.048 | 0 | 0 | 0 | 0 | Constrained, otherwise capacity available =42 kW | --> | E17 ex CAVAN | Cavan [T42,T421] | SHANKILL |  | 54.0057 | -7.3581
2554103 | MV/LV Substation C/***4103 |  | 20 kV | _ | LV | 50 kVA :Pole Substation | 0.05 | --> | 0.05 | 0 | 0 | Constrained, otherwise capacity available =50 kVA | --> | 0.048 | 0 | 0 | 0 | 0 | Constrained, otherwise capacity available =48 kW | --> | E12 ex KILLYBEGS | Killybegs [T422] | BINBANE |  | 54.6559 | -8.3958
281239X | MV/LV Substation BE***239X |  | 10 kV | _ | LV | 400 kVA :Kiosk Substation | 0.4 | --> | 0.4 | 0 | 0 | Constrained, otherwise capacity available =342 kVA | --> | 0.38 | 0 | 0.005 | 0.368 | 0 |  | --> | C22 ex BALLINCOLLIG | Ballincollig [T41,T42] | KILBARRY |  | 51.8867 | -8.6004
1844040 | MV/LV Substation CA***4040 |  | 10 kV | _ | LV | 200 kVA :Kiosk Substation | 0.2 | --> | 0.2 | 0.161 | 3.38 |  | --> | 0.19 | 0 | 0.01 | 0 | 0 | Constrained, otherwise capacity available =177 kW | --> | C20 ex CASTLEBLAYNEY | Castleblayney [T41,T42] | DUNDALK |  | 54.1148 | -6.7328
165213Y | MV/LV Substation CL***213Y |  | 10 kV | _ | LV | 400 kVA :Building Structure | 0.4 | --> | 0.4 | 0 | 0 | Constrained, otherwise capacity available =357 kVA | --> | 0.38 | 0 | 0 | 0 | 0 | Constrained, otherwise capacity available =374 kW | --> | C14 ex CLONAKILTY | Clonakilty [T41,T42] | DUNMANWAY |  | 51.6213 | -8.9269
368171X | MV/LV Substation CO***171X |  | 20 kV | _ | LV | 50 kVA :Pole Substation | 0.05 | --> | 0.05 | 0 | 0 | Constrained, otherwise capacity available =32 kVA | --> | 0.048 | 0 | 0 | 0 | 0 | Constrained, otherwise capacity available =45 kW | --> | C15 ex BALLYHAUNIS | Ballyhaunis [T41,T42] | DALTON |  | 53.7598 | -8.719
136062Y | MV/LV Substation LO***062Y |  | 10 kV | _ | LV | 100 kVA :Pole Substation | 0.1 | --> | 0.1 | 0 | 0 | Constrained, otherwise capacity available =93 kVA | --> | 0.095 | 0 | 0 | 0 | 0 | Constrained, otherwise capacity available =94 kW | --> | C12 ex ROSCOMMON | Roscommon [T41,T42] | LANESBORO |  | 53.6293 | -8.2004
001148X | MV/LV Substation BE***148X |  | 10 kV | _ | LV | 400 kVA :Kiosk Substation | 0.4 | --> | 0.4 | 0.266 | 15.18 |  | --> | 0.38 | 0 | 0.002 | 0.36 | 0 |  | --> | C14 ex CENTRAL PARK | Central Park [T101,T102] | CARRICKMINES |  | 53.2828 | -6.189
281544X | MV/LV Substation BA***544X |  | 10 kV | _ | LV | 50 kVA :Pole Substation | 0.05 | --> | 0.05 | 0 | 0 |  | --> | 0.048 | 0 | 0 | 0.04 | 0 |  | --> | C11 ex BALLINCOLLIG | Ballincollig [T41,T42] | KILBARRY |  | 51.8218 | -8.6424
037070 | MV/LV Substation CL***070 |  | 10 kV | _ | LV | 400 kVA :Kiosk Substation | 0.4 | --> | 0.4 | 0.238 | 13.05 |  | --> | 0.38 | 0 | 0.037 | 0.33 | 0 |  | --> | C12 ex ENNIS | Ennis [T101,T102] | ENNIS |  | 52.8434 | -8.9756
144882X | MV/LV Substation CO***882X |  | 10 kV | _ | LV | 630 kVA :Kiosk Substation | 0.63 | --> | 0.63 | 0 | 0 | Constrained, otherwise capacity available =611 kVA | --> | 0.598 | 0 | 0 | 0 | 0 | Constrained, otherwise capacity available =596 kW | --> | C11 ex CASTLECOMER | Castlecomer [T41,T42] | BALLYRAGGET |  | 52.7875 | -7.2098
029723Y | MV/LV Substation CA***723Y |  | 20 kV | _ | LV | 1000 kVA :Building Structure | 1 | --> | 1 | 0 | 0 | Constrained, otherwise capacity available =514 kVA | --> | 0.95 | 0 | 0 | 0 | 0 | Constrained, otherwise capacity available =881 kW | --> | E12 ex CARRIGSHANE | Carrigshane [T422] | MIDLETON |  | 51.9101 | -8.0663
162204X | MV/LV Substation TH***204X |  | 10 kV | _ | LV | 200 kVA :Pole Substation | 0.2 | --> | 0.2 | 0.189 | 0.25 |  | --> | 0.19 | 0 | 0.075 | 0 | 0 | Constrained, otherwise capacity available =133 kW | --> | C11 ex ROSSGEIR | Rossgeir [T41,T42] | LETTERKENNY |  | 54.8173 | -7.5123
119405X | MV/LV Substation PA***405X |  | 10 kV | _ | LV | 50 kVA :Pole Substation | 0.05 | --> | 0.05 | 0 | 0 | Constrained, otherwise capacity available =43 kVA | --> | 0.048 | 0 | 0.003 | 0 | 0 | Constrained, otherwise capacity available =44 kW | --> | C16 ex KANTURK | Kanturk [T41,T42] | GLENLARA |  | 52.1651 | -8.9185
0544485 | MV/LV Substation KO***4485 |  | 10 kV | _ | LV | 630 kVA :Kiosk Substation | 0.63 | --> | 0.63 | 0 | 0 | Constrained, otherwise capacity available =630 kVA | --> | 0.598 | 0 | 0 | 0 | 0 | Constrained, otherwise capacity available =598 kW | --> | C20 ex PORTLAOISE | Portlaoise [T41,T42] | PORTLAOISE |  | 53.0349 | -7.2746
015745Z | MV/LV Substation BL***745Z |  | 10 kV | _ | LV | 630 kVA :Kiosk Substation | 0.63 | --> | 0.63 | 0 | 0 | Constrained, otherwise capacity available =574 kVA | --> | 0.598 | 0 | 0 | 0 | 0 | Constrained, otherwise capacity available =591 kW | --> | E20 ex BLESSINGTON | Blessington [T421,T422] | KILTEEL |  | 53.176 | -6.53
366070 | MV/LV Substation WA***070 |  | 20 kV | _ | LV | 100 kVA :Pole Substation | 0.1 | --> | 0.1 | 0.074 | 0.45 |  | --> | 0.095 | 0 | 0 | 0 | 0 | Constrained, otherwise capacity available =92 kW | --> | C16 ex CARRAROE | Carraroe [T42] | SCREEB |  | 53.1146 | -9.6894
288082 | MV/LV Substation EL***082 |  | 10 kV | _ | LV | 100 kVA :Pole Substation | 0.1 | --> | 0.1 | 0.041 | 0.04 | Constrained, otherwise capacity available =74 kVA | --> | 0.095 | 0 | 0.014 | 0.081 | 0 |  | --> | C16 ex LITTLE BRAY | Little Bray [T41,T42] | FASSAROE |  | 53.2246 | -6.1315
164280X | MV/LV Substation NO***280X |  | 10 kV | _ | LV | 50 kVA :Pole Substation | 0.05 | --> | 0.05 | 0 | 0 | Constrained, otherwise capacity available =26 kVA | --> | 0.048 | 0 | 0 | 0 | 0 | Constrained, otherwise capacity available =44 kW | --> | C17 ex SKIBBEREEN | Skibbereen [T41,T42] | DUNMANWAY |  | 51.5591 | -9.1467
340004X | MV/LV Substation GW***004X |  | 10 kV | _ | LV | 50 kVA :Pole Substation | 0.05 | --> | 0.05 | 0 | 0 | Constrained, otherwise capacity available =22 kVA | --> | 0.048 | 0 | 0 | 0 | 0 | Constrained, otherwise capacity available =44 kW | --> | C15 ex DUNGLOE | Dungloe [T41,T42] | ARDNAGAPPARY |  | 54.85 | -8.3153
156967Y | MV/LV Substation CA***967Y |  | 20 kV | _ | LV | 50 kVA :Pole Substation | 0.05 | --> | 0.05 | 0 | 0 | Constrained, otherwise capacity available =49 kVA | --> | 0.048 | 0 | 0 | 0 | 0 | Constrained, otherwise capacity available =47 kW | --> | E14 ex EMYVALE | Emyvale [T422] | LISDRUM |  | 54.3587 | -7.0228
015542 | MV/LV Substation LO***542 |  | 10 kV | _ | LV | 50 kVA :Pole Substation | 0.05 | --> | 0.05 | 0 | 0 | Constrained, otherwise capacity available =41 kVA | --> | 0.048 | 0 | 0 | 0 | 0 | Constrained, otherwise capacity available =46 kW | --> | C12 ex SALLINS | Sallins [T41,T42] | GRIFFINRATH |  | 53.2786 | -6.718
074452X | MV/LV Substation EM***452X |  | 20 kV | _ | LV | 100 kVA :Pole Substation | 0.1 | --> | 0.1 | 0 | 0 | Constrained, otherwise capacity available =69 kVA | --> | 0.095 | 0 | 0 | 0 | 0 | Constrained, otherwise capacity available =91 kW | --> | C16 ex CARRICK ON SHANNON | Carrick On Shannon [T41,T42] | CARRICK ON SHANNON |  | 53.8395 | -8.1862
167034Z | MV/LV Substation AH***034Z |  | 20 kV | _ | LV | 50 kVA :Pole Substation | 0.05 | --> | 0.05 | 0 | 0 | Constrained, otherwise capacity available =47 kVA | --> | 0.048 | 0 | 0 | 0 | 0 | Constrained, otherwise capacity available =47 kW | --> | E11 ex WHITECHURCH | Whitechurch [T421,T422] | KILBARRY |  | 52.0307 | -8.6926
070152X | MV/LV Substation SH***152X |  | 20 kV | _ | LV | 100 kVA :Pole Substation | 0.1 | --> | 0.1 | 0.074 | 0.76 |  | --> | 0.095 | 0 | 0.045 | 0 | 0 | Constrained, otherwise capacity available =58 kW | --> | E17 ex RATHMORE | Rathmore [T42,T421] | KNOCKEARAGH |  | 52.0579 | -9.0659
007676X | MV/LV Substation CO***676X |  | 10 kV | _ | LV | 50 kVA :Pole Substation | 0.05 | --> | 0.05 | 0.05 | 16.12 |  | --> | 0.048 | 0 | 0 | 0.048 | 0 |  | --> | E14 ex WEXFORD | Wexford [T121,T122] | WEXFORD |  | 52.3271 | -6.5202
2504092 | MV/LV Substation DE***4092 |  | 10 kV | _ | LV | 50 kVA :Pole Substation | 0.05 | --> | 0.05 | 0.042 | 1.26 |  | --> | 0.048 | 0 | 0 | 0 | 0 | Constrained, otherwise capacity available =46 kW | --> | C27 ex BALLYCROSSAUN | Ballycrossaun [T421,T422] | SOMERSET |  | 53.1716 | -8.2762
031107 | MV/LV Substation WA***107 |  | 20 kV | _ | LV | 50 kVA :Pole Substation | 0.05 | --> | 0.05 | 0 | 0 | Constrained, otherwise capacity available =47 kVA | --> | 0.048 | 0 | 0 | 0 | 0 | Constrained, otherwise capacity available =47 kW | --> | E17 ex SPRINGS | Springs [T421,T422] | DUNGARVAN |  | 52.1069 | -7.5815
053515Y | MV/LV Substation MC***515Y |  | 10 kV | _ | LV | 200 kVA :Pole Substation | 0.2 | --> | 0.2 | 0 | 0 | Constrained, otherwise capacity available =142 kVA | --> | 0.19 | 0 | 0 | 0.182 | 0 |  | --> | C23 ex CLONMINCH | Clonminch [T41,T422] | THORNSBERRY |  | 53.2754 | -7.4632
049182Z | MV/LV Substation AU***182Z |  | 10 kV | _ | LV | 200 kVA :Pole Substation | 0.2 | --> | 0.2 | 0.133 | 0.13 | Constrained, otherwise capacity available =170 kVA | --> | 0.19 | 0 | 0.006 | 0 | 0 | Constrained, otherwise capacity available =181 kW | --> | C18 ex BALLYMAHON | Ballymahon [T41,T42] | ATHLONE |  | 53.5622 | -7.766
288159 | MV/LV Substation CA***159 |  | 10 kV | _ | LV | 200 kVA :Pole Substation | 0.2 | --> | 0.2 | 0 | 0 | Constrained, otherwise capacity available =130 kVA | --> | 0.19 | 0 | 0.034 | 0.155 | 0 |  | --> | C17 ex CARRICKMINES | Carrickmines [T41,T42] | CARRICKMINES |  | 53.2441 | -6.181
037195 | MV/LV Substation CR***195 |  | 20 kV | _ | LV | 100 kVA :Pole Substation | 0.1 | --> | 0.1 | 0.03 | 13.05 |  | --> | 0.095 | 0 | 0 | 0.085 | 0 |  | --> | C19 ex ENNIS | Ennis [T101,T102] | ENNIS |  | 52.8553 | -8.9124
243005X | MV/LV Substation TO***005X |  | 20 kV | _ | LV | 100 kVA :Pole Substation | 0.1 | --> | 0.1 | 0 | 0 | Constrained, otherwise capacity available =92 kVA | --> | 0.095 | 0 | 0 | 0 | 0 | Constrained, otherwise capacity available =94 kW | --> | E17 ex INCH | Inch [T421,T422] | OUGHTRAGH |  | 52.2305 | -9.9248
021325X | MV/LV Substation GL***325X |  | 10 kV | _ | LV | 200 kVA :Kiosk Substation | 0.2 | --> | 0.2 | 0 | 0 | Constrained, otherwise capacity available =120 kVA | --> | 0.19 | 0 | 0.064 | 0.131 | 0 |  | --> | C15 ex MAYFIELD | Mayfield [T41,T42] | KILBARRY |  | 51.9235 | -8.3974
049222Z | MV/LV Substation AU***222Z |  | 10 kV | _ | LV | 400 kVA :Building Structure | 0.4 | --> | 0.4 | 0.37 | 2.8 |  | --> | 0.38 | 0 | 0 | 0 | 0 | Constrained, otherwise capacity available =376 kW | --> | C12 ex GLEBE | Glebe [T41,T42] | RICHMOND |  | 53.7252 | -7.8018
253048X | MV/LV Substation SH***048X |  | 20 kV | _ | LV | 50 kVA :Pole Substation | 0.05 | --> | 0.05 | 0 | 0 | Constrained, otherwise capacity available =40 kVA | --> | 0.048 | 0 | 0 | 0 | 0 | Constrained, otherwise capacity available =46 kW | --> | E16 ex GLENAMADDY | Glenamaddy [T422] | ATHLONE |  | 53.5297 | -8.5615
0144332 | MV/LV Substation WA***4332 |  | 10 kV | _ | LV | 630 kVA :Kiosk Substation | 0.63 | --> | 0.63 | 0 | 0 | Constrained, otherwise capacity available =512 kVA | --> | 0.598 | 0 | 0.207 | 0 | 0 | Constrained, otherwise capacity available =429 kW | --> | C19 ex KILDARE | Kildare [T41,T42] | NEWBRIDGE |  | 53.1645 | -6.9239
017283Y | MV/LV Substation BA***283Y |  | 20 kV | _ | LV | 50 kVA :Pole Substation | 0.05 | --> | 0.05 | 0.048 | 1.98 |  | --> | 0.048 | 0 | 0 | 0 | 0 | Constrained, otherwise capacity available =47 kW | --> | E11 ex RATHKEALE | Rathkeale [T421,T422] | RATHKEALE |  | 52.6044 | -8.9601
005127Y | MV/LV Substation RA***127Y |  | 10 kV | _ | LV | 50 kVA :Pole Substation | 0.05 | --> | 0.05 | 0.044 | 3.03 |  | --> | 0.048 | 0 | 0 | 0 | 0 | Constrained, otherwise capacity available =47 kW | --> | C17 ex RAMSTOWN | Ramstown [T41,T42] | CRANE |  | 52.6644 | -6.2746
0814203 | MV/LV Substation MI***4203 |  | 10 kV | _ | LV | 400 kVA :Kiosk Substation | 0.4 | --> | 0.4 | 0 | 0 | Constrained, otherwise capacity available =294 kVA | --> | 0.38 | 0 | 0 | 0.365 | 0 |  | --> | C14 ex CLONDALKIN | Clondalkin [T41,T42,T44] | INCHICORE 220KV |  | 53.3343 | -6.3952
160050Y | MV/LV Substation CL***050Y |  | 10 kV | _ | LV | 150 kVA :Pole Substation | 0.15 | --> | 0.15 | 0 | 0 | Constrained, otherwise capacity available =145 kVA | --> | 0.142 | 0 | 0.004 | 0 | 0 | Constrained, otherwise capacity available =139 kW | --> | C20 ex MOUNTMELLICK | Mountmellick [T41,T42] | PORTLAOISE |  | 53.0915 | -7.3006
068755 | MV/LV Substation CH***755 |  | 10 kV | _ | LV | 1000 kVA :Building Structure | 1 | --> | 1 | 0 | 0 | Constrained, otherwise capacity available =250 kVA | --> | 0.95 | 0 | 0 | 0.5 | 0 |  | --> | C17 ex GLOUCESTER PLACE | Gloucester Place [T41,T42] | MCDERMOTT |  | 53.3496 | -6.2657
238727 | MV/LV Substation MO***727 |  | 20 kV | _ | LV | 100 kVA :Pole Substation | 0.1 | --> | 0.1 | 0 | 0 | Constrained, otherwise capacity available =95 kVA | --> | 0.095 | 0 | 0 | 0 | 0 | Constrained, otherwise capacity available =94 kW | --> | E18 ex BALLINROBE | Ballinrobe [T421,T422] | DALTON |  | 53.6549 | -9.3675
132420 | MV/LV Substation BU***420 |  | 20 kV | _ | LV | 100 kVA :Pole Substation | 0.1 | --> | 0.1 | 0 | 0 | Constrained, otherwise capacity available =80 kVA | --> | 0.095 | 0 | 0.013 | 0 | 0 | Constrained, otherwise capacity available =82 kW | --> | E28 ex LOUGHREA | Loughrea [T41,T42] | SOMERSET |  | 53.2482 | -8.5537
065286Z | MV/LV Substation DU***286Z |  | 20 kV | _ | LV | 400 kVA :Kiosk Substation | 0.4 | --> | 0.4 | 0 | 0 | Constrained, otherwise capacity available =400 kVA | --> | 0.38 | 0 | 0 | 0 | 0 | Constrained, otherwise capacity available =380 kW | --> | E15 ex BATTER LANE TEMPORARY | Batter Lane Temporary 38kv [T421] | GLASMORE |  | 53.5257 | -6.1809
007926Z | MV/LV Substation RE***926Z |  | 20 kV | _ | LV | 100 kVA :Pole Substation | 0.1 | --> | 0.1 | 0.09 | 1.4 |  | --> | 0.095 | 0 | 0 | 0 | 0 | Constrained, otherwise capacity available =94 kW | --> | E11 ex KILLINICK | Killinick [T421,T422] | WEXFORD |  | 52.2294 | -6.6526
037145Y | MV/LV Substation AI***145Y |  | 10 kV | _ | LV | 400 kVA :Kiosk Substation | 0.4 | --> | 0.4 | 0 | 0 | Constrained, otherwise capacity available =340 kVA | --> | 0.38 | 0 | 0 | 0 | 0 | Constrained, otherwise capacity available =372 kW | --> | C15 ex ENNIS NORTH | Ennis North [T41,T42] | ENNIS |  | 52.849 | -9.0152
048171X | MV/LV Substation BO***171X |  | 20 kV | _ | LV | 100 kVA :Pole Substation | 0.1 | --> | 0.1 | 0.085 | 2.03 |  | --> | 0.095 | 0 | 0.005 | 0 | 0 | Constrained, otherwise capacity available =89 kW | --> | E16 ex MOHILL | Mohill [T421,T422] | CARRICK ON SHANNON |  | 53.9153 | -7.8644
011523X | MV/LV Substation KI***523X |  | 20 kV | _ | LV | 200 kVA :Pole Substation | 0.2 | --> | 0.2 | 0 | 0 | Constrained, otherwise capacity available =169 kVA | --> | 0.19 | 0 | 0 | 0 | 0 | Constrained, otherwise capacity available =186 kW | --> | E25 ex TALBOTS INCH | Talbots Inch [T41,T42] | KILKENNY |  | 52.6889 | -7.2777
001245 | MV/LV Substation DU***245 |  | 10 kV | _ | LV | 630 kVA :Building Structure | 0.63 | --> | 0.63 | 0.108 | 13.42 |  | --> | 0.598 | 0 | 0 | 0.5 | 0 |  | --> | C21 ex POTTERY ROAD | Pottery Road [T101,T102] | CARRICKMINES |  | 53.2663 | -6.1596
068242 | MV/LV Substation DO***242 |  | 10 kV | _ | LV | 1000 kVA :Building Structure | 1 | --> | 1 | 0 | 0 | Constrained, otherwise capacity available =815 kVA | --> | 0.95 | 0 | 0 | 0.5 | 0 |  | --> | C19 ex NEWMARKET (DR) | Newmarket (dr) [T41] | FRANCIS STREET |  | 53.3357 | -6.2743
022359 | MV/LV Substation BA***359 |  | 10 kV | _ | LV | 50 kVA :Pole Substation | 0.05 | --> | 0.05 | 0 | 0 | Constrained, otherwise capacity available =35 kVA | --> | 0.048 | 0 | 0 | 0 | 0 | Constrained, otherwise capacity available =45 kW | --> | C18 ex SCARTEEN | Scarteen [T41,T42] | MALLOW |  | 52.1665 | -8.7426
0694022 | MV/LV Substation PA***4022 |  | 10 kV | _ | LV | 1000 kVA :Building Structure | 1 | --> | 1 | 0.5 | 7.75 |  | --> | 0.95 | 0 | 0 | 0.5 | 0 |  | --> | C22 ex MILLTOWN (DR) | Milltown (dr) [T101,T102] | INCHICORE 220KV |  | 53.313 | -6.2602
253564X | MV/LV Substation MI***564X |  | 20 kV | _ | LV | 200 kVA :Pole Substation | 0.2 | --> | 0.2 | 0 | 0 | Constrained, otherwise capacity available =154 kVA | --> | 0.19 | 0 | 0 | 0 | 0 | Constrained, otherwise capacity available =184 kW | --> | C23 ex TUAM NORTH | Tuam North [T41,T42] | CLOON |  | 53.6115 | -8.8965
069821 | MV/LV Substation LE***821 |  | 10 kV | _ | LV | 630 kVA :Kiosk Substation | 0.63 | --> | 0.63 | 0.5 | 0.87 |  | --> | 0.598 | 0 | 0.004 | 0.5 | 0 |  | --> | C13 ex GARVILLE AVENUE | Garville Avenue [T42] | MILLTOWN (DR) |  | 53.3215 | -6.2757
037550 | MV/LV Substation CL***550 |  | 10 kV | _ | LV | 50 kVA :Pole Substation | 0.05 | --> | 0.05 | 0.05 | 13.05 |  | --> | 0.048 | 0 | 0 | 0.048 | 0 |  | --> | C21 ex ENNIS | Ennis [T101,T102] | ENNIS |  | 52.8855 | -8.9491
066464Z | MV/LV Substation KE***464Z |  | 10 kV | _ | LV | 400 kVA :Kiosk Substation | 0.4 | --> | 0.4 | 0 | 0 | Constrained, otherwise capacity available =314 kVA | --> | 0.38 | 0 | 0.009 | 0 | 0 | Constrained, otherwise capacity available =361 kW | --> | C13 ex MALAHIDE | Malahide [T41,T42] | GLASMORE |  | 53.442 | -6.1999
0664436 | MV/LV Substation CO***4436 |  | 10 kV | _ | LV | 400 kVA :Kiosk Substation | 0.4 | --> | 0.4 | 0 | 0 | Constrained, otherwise capacity available =400 kVA | --> | 0.38 | 0 | 0 | 0.38 | 0 |  | --> | C15 ex MOUNTGORRY | Mountgorry [T41,T42] | GRANGE (DR) |  | 53.4576 | -6.2151
162430X | MV/LV Substation CL***430X |  | 10 kV | _ | LV | 50 kVA :Pole Substation | 0.05 | --> | 0.05 | 0.028 | 0.25 |  | --> | 0.048 | 0 | 0 | 0 | 0 | Constrained, otherwise capacity available =44 kW | --> | C16 ex ROSSGEIR | Rossgeir [T41,T42] | LETTERKENNY |  | 54.9448 | -7.4566
001075X | MV/LV Substation ES***075X |  | 10 kV | _ | LV | 630 kVA :Building Structure | 0.63 | --> | 0.63 | 0 | 0 | Constrained, otherwise capacity available =420 kVA | --> | 0.598 | 0 | 0 | 0.5 | 0 |  | --> | C19 ex DUNDRUM | Dundrum [T41,T42] | BLACKROCK |  | 53.3032 | -6.2426
002086X | MV/LV Substation OX***086X |  | 10 kV | _ | LV | 100 kVA :Pole Substation | 0.1 | --> | 0.1 | 0.053 | 4.51 |  | --> | 0.095 | 0 | 0 | 0.088 | 0 |  | --> | C22 ex BOGHALL ROAD | Boghall Road [T41,T42] | FASSAROE |  | 53.1705 | -6.1354
0374067 | MV/LV Substation CU***4067 |  | 10 kV | _ | LV | 400 kVA :Kiosk Substation | 0.4 | --> | 0.4 | 0 | 0 | Constrained, otherwise capacity available =379 kVA | --> | 0.38 | 0 | 0 | 0 | 0 | Constrained, otherwise capacity available =377 kW | --> | C20 ex CAHIRCALLA | Cahircalla [T41,T42] | ENNIS |  | 52.8334 | -9.0033
005005Y | MV/LV Substation TA***005Y |  | 10 kV | _ | LV | 100 kVA :Pole Substation | 0.1 | --> | 0.1 | 0 | 0 | Constrained, otherwise capacity available =89 kVA | --> | 0.095 | 0 | 0.005 | 0 | 0 | Constrained, otherwise capacity available =90 kW | --> | C11 ex GARDEN CITY | Garden City [T41,T42] | ARKLOW |  | 52.7069 | -6.2126
144170X | MV/LV Substation DR***170X |  | 10 kV | _ | LV | 100 kVA :Pole Substation | 0.1 | --> | 0.1 | 0 | 0 | Constrained, otherwise capacity available =69 kVA | --> | 0.095 | 0 | 0 | 0 | 0 | Constrained, otherwise capacity available =91 kW | --> | C15 ex CASTLECOMER | Castlecomer [T41,T42] | BALLYRAGGET |  | 52.8775 | -7.0896
0664262 | MV/LV Substation ST***4262 |  | 10 kV | _ | LV | 630 kVA :Building Structure | 0.63 | --> | 0.63 | 0 | 0 | Constrained, otherwise capacity available =481 kVA | --> | 0.598 | 0 | 0.042 | 0 | 0 | Constrained, otherwise capacity available =547 kW | --> | C14 ex SWORDS | Swords [T41,T42] | GLASMORE |  | 53.4646 | -6.2246
011002 | MV/LV Substation FR***002 |  | 10 kV | _ | LV | 630 kVA :Kiosk Substation | 0.63 | --> | 0.63 | 0 | 0 | Constrained, otherwise capacity available =393 kVA | --> | 0.598 | 0 | 0 | 0 | 0 | Constrained, otherwise capacity available =565 kW | --> | C14 ex ROSEHILL | Rosehill [T41,T42] | KILKENNY |  | 52.651 | -7.253
204741 | MV/LV Substation UM***741 |  | 20 kV | _ | LV | 200 kVA :Pole Substation | 0.2 | --> | 0.2 | 0 | 0 | Constrained, otherwise capacity available =175 kVA | --> | 0.19 | 0 | 0.01 | 0 | 0 | Constrained, otherwise capacity available =179 kW | --> | E14 ex BUNCRANA | Buncrana [T421,T422] | TRILLICK |  | 55.1575 | -7.439
0014219 | MV/LV Substation CA***4219 |  | 10 kV | _ | LV | 1000 kVA :Building Structure | 1 | --> | 1 | 0 | 0 | Constrained, otherwise capacity available =1000 kVA | --> | 0.95 | 0 | 0 | 0.5 | 0 |  | --> | C13 ex CARRICKMINES | Carrickmines [T41,T42] | CARRICKMINES |  | 53.2552 | -6.1703
068805X | MV/LV Substation CA***805X |  | 10 kV | _ | LV | 1000 kVA :Building Structure | 1 | --> | 1 | 0.5 | 9.02 |  | --> | 0.95 | 0 | 0 | 0.5 | 0 |  | --> | C16 ex MISERY HILL | Misery Hill [T101,T102] | POOLBEG |  | 53.3452 | -6.2387
110141X | MV/LV Substation TE***141X |  | 20 kV | _ | LV | 200 kVA :Kiosk Substation | 0.2 | --> | 0.2 | 0.2 | 0.76 |  | --> | 0.19 | 0 | 0 | 0 | 0 | Constrained, otherwise capacity available =190 kW | --> | E19 ex KENMARE | Kenmare [T421] | KNOCKEARAGH |  | 51.8767 | -9.6715
249101 | MV/LV Substation DR***101 |  | 10 kV | _ | LV | 200 kVA :Pole Substation | 0.2 | --> | 0.2 | 0 | 0 | Constrained, otherwise capacity available =120 kVA | --> | 0.19 | 0 | 0 | 0 | 0 | Constrained, otherwise capacity available =179 kW | --> | C20 ex LISMORE | Lismore [T41,T42] | DUNGARVAN |  | 52.1295 | -7.8639
110123X | MV/LV Substation AR***123X |  | 10 kV | _ | LV | 200 kVA :Kiosk Substation | 0.2 | --> | 0.2 | 0.162 | 0.76 |  | --> | 0.19 | 0 | 0.008 | 0 | 0 | Constrained, otherwise capacity available =179 kW | --> | C16 ex KENMARE | Kenmare [T42] | KNOCKEARAGH |  | 51.8821 | -9.5985
062720Y | MV/LV Substation WI***720Y |  | 10 kV | _ | LV | 200 kVA :Kiosk Substation | 0.2 | --> | 0.2 | 0.161 | 0.72 |  | --> | 0.19 | 0 | 0.024 | 0 | 0 | Constrained, otherwise capacity available =167 kW | --> | C15 ex COES ROAD | Coes Road [T41,T42] | DUNDALK |  | 54.0045 | -6.3566
238942X | MV/LV Substation WA***942X |  | 20 kV | _ | LV | 400 kVA :Kiosk Substation | 0.4 | --> | 0.4 | 0 | 0 | Constrained, otherwise capacity available =357 kVA | --> | 0.38 | 0 | 0 | 0 | 0 | Constrained, otherwise capacity available =374 kW | --> | E12 ex BALLINROBE | Ballinrobe [T421,T422] | DALTON |  | 53.6267 | -9.2213
068532X | MV/LV Substation DA***532X |  | 10 kV | _ | LV | 1000 kVA :Building Structure | 1 | --> | 1 | 0 | 0 | Constrained, otherwise capacity available =846 kVA | --> | 0.95 | 0 | 0.005 | 0.5 | 0 |  | --> | C12 ex GLASNEVIN | Glasnevin [T41] | FINGLAS |  | 53.3635 | -6.2694
043185X | MV/LV Substation SE***185X |  | 10 kV | _ | LV | 50 kVA :Pole Substation | 0.05 | --> | 0.05 | 0.022 | 0.43 |  | --> | 0.048 | 0 | 0 | 0 | 0 | Constrained, otherwise capacity available =44 kW | --> | C13 ex SWINFORD | Swinford [T41,T42] | CASTLEBAR |  | 53.9019 | -9.062
039622 | MV/LV Substation RO***622 |  | 10 kV | _ | LV | 400 kVA :Kiosk Substation | 0.4 | --> | 0.4 | 0 | 0 | Constrained, otherwise capacity available =370 kVA | --> | 0.38 | 0 | 0.005 | 0.372 | 0 |  | --> | C24 ex GALWAY 110KV | Galway 110kv [T102,T103] | GALWAY 110KV |  | 53.2858 | -9.0108
164351X | MV/LV Substation CA***351X |  | 10 kV | _ | LV | 200 kVA :Pole Substation | 0.2 | --> | 0.2 | 0 | 0 | Constrained, otherwise capacity available =130 kVA | --> | 0.19 | 0 | 0 | 0 | 0 | Constrained, otherwise capacity available =180 kW | --> | C12 ex SKIBBEREEN | Skibbereen [T41,T42] | DUNMANWAY |  | 51.5512 | -9.2631
037080 | MV/LV Substation OL***080 |  | 10 kV | _ | LV | 630 kVA :Building Structure | 0.63 | --> | 0.63 | 0 | 0 | Constrained, otherwise capacity available =129 kVA | --> | 0.598 | 0 | 0.209 | 0 | 0 | Constrained, otherwise capacity available =372 kW | --> | C17 ex CAHIRCALLA | Cahircalla [T41,T42] | ENNIS |  | 52.8427 | -8.9825
137185X | MV/LV Substation AG***185X |  | 10 kV | _ | LV | 50 kVA :Pole Substation | 0.05 | --> | 0.05 | 0.044 | 3.74 |  | --> | 0.048 | 0 | 0.011 | 0 | 0 | Constrained, otherwise capacity available =39 kW | --> | C12 ex KILFLYNN | Kilflynn [T41,T42] | TRALEE |  | 52.4108 | -9.6843
150661 | MV/LV Substation DO***661 |  | 20 kV | _ | LV | 50 kVA :Pole Substation | 0.05 | --> | 0.05 | 0.032 | 3.96 |  | --> | 0.048 | 0 | 0.015 | 0 | 0 | Constrained, otherwise capacity available =34 kW | --> | E19 ex STRANORLAR | Stranorlar [T421,T422] | LETTERKENNY |  | 54.8091 | -7.8469
237049X | MV/LV Substation BA***049X |  | 10 kV | _ | LV | 100 kVA :Pole Substation | 0.1 | --> | 0.1 | 0 | 0 | Constrained, otherwise capacity available =82 kVA | --> | 0.095 | 0 | 0 | 0 | 0 | Constrained, otherwise capacity available =92 kW | --> | C18 ex DUNLEER | Dunleer [T41,T42] | DRYBRIDGE |  | 53.8421 | -6.4055
281852 | MV/LV Substation DO***852 |  | 10 kV | _ | LV | 630 kVA :Building Structure | 0.63 | --> | 0.63 | 0 | 0 | Constrained, otherwise capacity available =511 kVA | --> | 0.598 | 0 | 0 | 0 | 0 | Constrained, otherwise capacity available =582 kW | --> | C18 ex DOUGLAS | Douglas [T41,T42] | TRABEG |  | 51.8784 | -8.4304
059380X | MV/LV Substation GR***380X |  | 10 kV | _ | LV | 50 kVA :Pole Substation | 0.05 | --> | 0.05 | 0 | 0 | Constrained, otherwise capacity available =40 kVA | --> | 0.048 | 0 | 0 | 0 | 0 | Constrained, otherwise capacity available =46 kW | --> | C11 ex DERRYCRAMPH | Derrycramph [T41,T42] | SHANKILL |  | 53.9457 | -7.1396
004267Y | MV/LV Substation SL***267Y |  | 10 kV | _ | LV | 200 kVA :Kiosk Substation | 0.2 | --> | 0.2 | 0 | 0 | Constrained, otherwise capacity available =197 kVA | --> | 0.19 | 0 | 0 | 0 | 0 | Constrained, otherwise capacity available =190 kW | --> | C23 ex TINAHASK | Tinahask [T41,T42] | ARKLOW |  | 52.7909 | -6.2439
0684243 | MV/LV Substation TH***4243 |  | 10 kV | _ | LV | 1000 kVA :Building Structure | 1 | --> | 1 | 0.5 | 14.34 |  | --> | 0.95 | 0 | 0 | 0.5 | 0 |  | --> | C20 ex NORTH QUAYS | North Quays [T101,T102,T103] | POOLBEG |  | 53.349 | -6.2295
0094023 | MV/LV Substation GR***4023 |  | 10 kV | _ | LV | 50 kVA :Pole Substation | 0.05 | --> | 0.05 | 0.044 | 8.16 |  | --> | 0.048 | 0 | 0 | 0 | 0 | Constrained, otherwise capacity available =47 kW | --> | C11 ex MOUNT MISERY | Mount Misery [T41,T42] | WATERFORD |  | 52.2801 | -7.1461
001840 | MV/LV Substation BE***840 |  | 10 kV | _ | LV | 400 kVA :Kiosk Substation | 0.4 | --> | 0.4 | 0.344 | 1.16 |  | --> | 0.38 | 0 | 0 | 0.372 | 0 |  | --> | C16 ex MOUNT MERRION | Mount Merrion [T41,T42] | CARRICKMINES |  | 53.3031 | -6.2072
0624392 | MV/LV Substation GL***4392 |  | 20 kV | _ | LV | 50 kVA :Pole Substation | 0.05 | --> | 0.05 | 0.05 | 3.47 |  | --> | 0.048 | 0 | 0 | 0 | 0 | Constrained, otherwise capacity available =48 kW | --> | E18 ex BUSH | Bush [T421,T422] | DUNDALK |  | 54.0245 | -6.2233
011468X | MV/LV Substation FO***468X |  | 10 kV | _ | LV | 50 kVA :Pole Substation | 0.05 | --> | 0.05 | 0 | 0 | Constrained, otherwise capacity available =39 kVA | --> | 0.048 | 0 | 0.005 | 0 | 0 | Constrained, otherwise capacity available =42 kW | --> | C15 ex TALBOTS INCH | Talbots Inch [T41,T42] | KILKENNY |  | 52.6982 | -7.5251
0034236 | MV/LV Substation SU***4236 |  | 10 kV | _ | LV | 400 kVA :Building Structure | 0.4 | --> | 0.4 | 0.4 | 11.58 |  | --> | 0.38 | 0 | 0 | 0 | 0 | Constrained, otherwise capacity available =380 kW | --> | C25 ex BALLYBEG | Ballybeg [T101,T102] | CARRICKMINES |  | 52.9866 | -6.055
068703 | MV/LV Substation SE***703 |  | 10 kV | _ | LV | 630 kVA :Building Structure | 0.63 | --> | 0.63 | 0.446 | 7.2 |  | --> | 0.598 | 0 | 0 | 0.5 | 0 |  | --> | C24 ex TRINITY | Trinity [T101,T102] | POOLBEG |  | 53.3418 | -6.2559
064162Z | MV/LV Substation BO***162Z |  | 10 kV | _ | LV | 400 kVA :Building Structure | 0.4 | --> | 0.4 | 0 | 0 | Constrained, otherwise capacity available =331 kVA | --> | 0.38 | 0 | 0.011 | 0 | 0 | Constrained, otherwise capacity available =362 kW | --> | C20 ex TERMONFECKIN ROAD | Termonfeckin Road [T41,T42] | DRYBRIDGE |  | 53.7253 | -6.3212
093262 | MV/LV Substation OL***262 |  | 10 kV | _ | LV | 400 kVA :Kiosk Substation | 0.4 | --> | 0.4 | 0.236 | 2.86 |  | --> | 0.38 | 0 | 0.034 | 0.332 | 0 |  | --> | C24 ex BALLYMUN | Ballymun [T41,T42] | FINGLAS |  | 53.3922 | -6.2604
108808 | MV/LV Substation CO***808 |  | 10 kV | _ | LV | 50 kVA :Pole Substation | 0.05 | --> | 0.05 | 0.033 | 1.57 |  | --> | 0.048 | 0 | 0.006 | 0 | 0 | Constrained, otherwise capacity available =41 kW | --> | C16 ex BALLYSHANNON | Ballyshannon [T41,T42] | CATHALEENS FALL |  | 54.5448 | -8.2109
111614Y | MV/LV Substation BO***614Y |  | 20 kV | _ | LV | 100 kVA :Pole Substation | 0.1 | --> | 0.1 | 0 | 0 | Constrained, otherwise capacity available =70 kVA | --> | 0.095 | 0 | 0 | 0 | 0 | Constrained, otherwise capacity available =91 kW | --> | C12 ex BANTRY | Bantry [T41,T42] | BALLYLICKY |  | 51.6768 | -9.4401
081349Y | MV/LV Substation ST***349Y |  | 10 kV | _ | LV | 400 kVA :Building Structure | 0.4 | --> | 0.4 | 0 | 0 | Constrained, otherwise capacity available =254 kVA | --> | 0.38 | 0 | 0 | 0 | 0 | Constrained, otherwise capacity available =360 kW | --> | C19 ex CELBRIDGE | Celbridge [T41,T42] | GRIFFINRATH |  | 53.3074 | -6.6234
068659X | MV/LV Substation CA***659X |  | 10 kV | _ | LV | 630 kVA :Building Structure | 0.63 | --> | 0.63 | 0 | 0 | Constrained, otherwise capacity available =425 kVA | --> | 0.598 | 0 | 0 | 0.5 | 0 |  | --> | C14 ex NEWMARKET (DR) | Newmarket (dr) [T41] | FRANCIS STREET |  | 53.3363 | -6.2875
293971X | MV/LV Substation HA***971X |  | 20 kV | _ | LV | 50 kVA :Pole Substation | 0.05 | --> | 0.05 | 0.047 | 0.43 |  | --> | 0.048 | 0 | 0 | 0 | 0 | Constrained, otherwise capacity available =47 kW | --> | E18 ex TULLOW | Tullow [T421,T422] | CARLOW |  | 52.8595 | -6.5535
366561 | MV/LV Substation CA***561 |  | 10 kV | _ | LV | 50 kVA :Pole Substation | 0.05 | --> | 0.05 | 0.036 | 1.47 |  | --> | 0.048 | 0 | 0 | 0.046 | 0 |  | --> | C15 ex SCREEB | Screeb [T41] | SCREEB |  | 53.3233 | -9.8287
0814460 | MV/LV Substation HA***4460 |  | 10 kV | _ | LV | 630 kVA :Kiosk Substation | 0.63 | --> | 0.63 | 0 | 0 | Constrained, otherwise capacity available =630 kVA | --> | 0.598 | 0 | 0 | 0 | 0 | Constrained, otherwise capacity available =598 kW | --> | C12 ex MONEYCOOLEY | Moneycooley [T41,T42,T44] | GRIFFINRATH |  | 53.3611 | -6.5295
018348 | MV/LV Substation CO***348 |  | 10 kV | _ | LV | 200 kVA :Pole Substation | 0.2 | --> | 0.2 | 0.197 | 3.75 |  | --> | 0.19 | 0 | 0 | 0 | 0 | Constrained, otherwise capacity available =190 kW | --> | C13 ex SMEARLA | Smearla [T41,T42] | TRIEN |  | 52.4948 | -9.4545
062475 | MV/LV Substation CO***475 |  | 20 kV | _ | LV | 100 kVA :Pole Substation | 0.1 | --> | 0.1 | 0.099 | 4.25 |  | --> | 0.095 | 0 | 0 | 0 | 0 | Constrained, otherwise capacity available =95 kW | --> | E15 ex JENKINSTOWN | Jenkinstown [T421,T422] | DUNDALK |  | 54.0372 | -6.3695
0684168 | MV/LV Substation PR***4168 |  | 10 kV | _ | LV | 1000 kVA :Building Structure | 1 | --> | 1 | 0 | 14.34 |  | --> | 0.95 | 0 | 0 | 0.5 | 0 |  | --> | C25 ex NORTH QUAYS | North Quays [T101,T102,T103] | POOLBEG |  | 53.3478 | -6.2342
066227X | MV/LV Substation BR***227X |  | 10 kV | _ | LV | 400 kVA :Kiosk Substation | 0.4 | --> | 0.4 | 0.305 | 12.96 |  | --> | 0.38 | 0 | 0.009 | 0.36 | 0 |  | --> | C17 ex ARTANE | Artane [T101,T102] | FINGLAS |  | 53.3845 | -6.1917
1504144 | MV/LV Substation LO***4144 |  | 10 kV | _ | LV | 50 kVA :Pole Substation | 0.05 | --> | 0.05 | 0.049 | 3.96 |  | --> | 0.048 | 0 | 0 | 0 | 0 | Constrained, otherwise capacity available =47 kW | --> | E19 ex STRANORLAR | Stranorlar [T421,T422] | LETTERKENNY |  | 54.8651 | -8.1125
049674Y | MV/LV Substation BA***674Y |  | 10 kV | _ | LV | 100 kVA :Pole Substation | 0.1 | --> | 0.1 | 0.074 | 0.13 |  | --> | 0.095 | 0 | 0 | 0 | 0 | Constrained, otherwise capacity available =91 kW | --> | C18 ex BALLYMAHON | Ballymahon [T41,T42] | ATHLONE |  | 53.5614 | -7.7647
004876 | MV/LV Substation MO***876 |  | 10 kV | _ | LV | 100 kVA :Pole Substation | 0.1 | --> | 0.1 | 0 | 0 | Constrained, otherwise capacity available =89 kVA | --> | 0.095 | 0 | 0 | 0 | 0 | Constrained, otherwise capacity available =94 kW | --> | C23 ex TINAHASK | Tinahask [T41,T42] | ARKLOW |  | 52.7858 | -6.2739
237580 | MV/LV Substation MO***580 |  | 10 kV | _ | LV | 100 kVA :Pole Substation | 0.1 | --> | 0.1 | 0 | 0 | Constrained, otherwise capacity available =81 kVA | --> | 0.095 | 0 | 0.008 | 0 | 0 | Constrained, otherwise capacity available =86 kW | --> | C16 ex DUNLEER | Dunleer [T41,T42] | DRYBRIDGE |  | 53.8324 | -6.3902
093570Z | MV/LV Substation TB***570Z |  | 10 kV | _ | LV | 400 kVA :Kiosk Substation | 0.4 | --> | 0.4 | 0 | 0 | Constrained, otherwise capacity available =400 kVA | --> | 0.38 | 0 | 0 | 0.38 | 0 |  | --> | C22 ex GRANGE (DR) | Grange (dr) [T41,T42] | GRANGE (DR) |  | 53.4024 | -6.1707
039368X | MV/LV Substation TH***368X |  | 10 kV | _ | LV | 400 kVA :Kiosk Substation | 0.4 | --> | 0.4 | 0 | 0 | Constrained, otherwise capacity available =212 kVA | --> | 0.38 | 0 | 0.022 | 0.337 | 0 |  | --> | C22 ex GALWAY 110KV | Galway 110kv [T102,T103] | GALWAY 110KV |  | 53.2892 | -9.0002
276755 | MV/LV Substation DR***755 |  | 10 kV | _ | LV | 400 kVA :Building Structure | 0.4 | --> | 0.4 | 0.181 | 0.76 |  | --> | 0.38 | 0 | 0.04 | 0 | 0 | Constrained, otherwise capacity available =319 kW | --> | C18 ex WOODFORD | Woodford [T41,T42] | KNOCKEARAGH |  | 52.0537 | -9.5061
238401 | MV/LV Substation CO***401 |  | 20 kV | _ | LV | 200 kVA :Kiosk Substation | 0.2 | --> | 0.2 | 0 | 0 | Constrained, otherwise capacity available =153 kVA | --> | 0.19 | 0 | 0.014 | 0 | 0 | Constrained, otherwise capacity available =173 kW | --> | E11 ex BALLINROBE | Ballinrobe [T421,T422] | DALTON |  | 53.6231 | -9.2094
003419Y | MV/LV Substation UN***419Y |  | 10 kV | _ | LV | 50 kVA :Pole Substation | 0.05 | --> | 0.05 | 0 | 0 | Constrained, otherwise capacity available =47 kVA | --> | 0.048 | 0 | 0 | 0 | 0 | Constrained, otherwise capacity available =47 kW | --> | C16 ex RATHDRUM | Rathdrum [T42] | ARKLOW |  | 52.9372 | -6.2408
068625 | MV/LV Substation VE***625 |  | 10 kV | _ | LV | 400 kVA :Kiosk Substation | 0.4 | --> | 0.4 | 0 | 0 | Constrained, otherwise capacity available =304 kVA | --> | 0.38 | 0 | 0.031 | 0.344 | 0 |  | --> | C12 ex CLONTARF | Clontarf [T42] | FINGLAS |  | 53.3682 | -6.195
037207Y | MV/LV Substation P ***207Y |  | 10 kV | _ | LV | 50 kVA :Pole Substation | 0.05 | --> | 0.05 | 0.05 | 13.05 |  | --> | 0.048 | 0 | 0 | 0.048 | 0 |  | --> | C21 ex ENNIS | Ennis [T101,T102] | ENNIS |  | 52.8869 | -8.946
164560 | MV/LV Substation CU***560 |  | 10 kV | _ | LV | 200 kVA :Pole Substation | 0.2 | --> | 0.2 | 0 | 0 | Constrained, otherwise capacity available =198 kVA | --> | 0.19 | 0 | 0 | 0 | 0 | Constrained, otherwise capacity available =190 kW | --> | C22 ex SKIBBEREEN | Skibbereen [T41,T42] | DUNMANWAY |  | 51.5633 | -9.2711
0214006 | MV/LV Substation JO***4006 |  | 10 kV | _ | LV | 400 kVA :Kiosk Substation | 0.4 | --> | 0.4 | 0 | 0 | Constrained, otherwise capacity available =276 kVA | --> | 0.38 | 0 | 0.045 | 0 | 0 | Constrained, otherwise capacity available =329 kW | --> | C16 ex KILLACLOYNE | Killacloyne [T41,T42] | MIDLETON |  | 51.9124 | -8.3208
099040 | MV/LV Substation NE***040 |  | 10 kV | _ | LV | 200 kVA :Pole Substation | 0.2 | --> | 0.2 | 0.149 | 5.45 |  | --> | 0.19 | 0 | 0 | 0 | 0 | Constrained, otherwise capacity available =183 kW | --> | C17 ex GORTLEE | Gortlee [T41,T42] | LETTERKENNY |  | 54.9548 | -7.7416
017069Y | MV/LV Substation CO***069Y |  | 10 kV | _ | LV | 200 kVA :Pole Substation | 0.2 | --> | 0.2 | 0.185 | 1.98 |  | --> | 0.19 | 0 | 0.013 | 0 | 0 | Constrained, otherwise capacity available =178 kW | --> | E18 ex RATHKEALE | Rathkeale [T421,T422] | RATHKEALE |  | 52.5248 | -8.928
081346Y | MV/LV Substation CO***346Y |  | 10 kV | _ | LV | 200 kVA :Kiosk Substation | 0.2 | --> | 0.2 | 0 | 0 | Constrained, otherwise capacity available =147 kVA | --> | 0.19 | 0 | 0.014 | 0 | 0 | Constrained, otherwise capacity available =172 kW | --> | C19 ex CELBRIDGE | Celbridge [T41,T42] | GRIFFINRATH |  | 53.3134 | -6.6088
039771X | MV/LV Substation MU***771X |  | 10 kV | _ | LV | 630 kVA :Kiosk Substation | 0.63 | --> | 0.63 | 0 | 0 | Constrained, otherwise capacity available =502 kVA | --> | 0.598 | 0 | 0 | 0.5 | 0 |  | --> | C23 ex GALWAY 110KV | Galway 110kv [T102,T103] | GALWAY 110KV |  | 53.2896 | -9.0273
012624 | MV/LV Substation OA***624 |  | 10 kV | _ | LV | 50 kVA :Pole Substation | 0.05 | --> | 0.05 | 0.037 | 1.99 |  | --> | 0.048 | 0 | 0 | 0 | 0 | Constrained, otherwise capacity available =46 kW | --> | C18 ex GRAIGUE | Graigue [T41,T42] | CARLOW |  | 52.8606 | -6.9107
1564243 | MV/LV Substation DE***4243 |  | 20 kV | _ | LV | 50 kVA :Pole Substation | 0.05 | --> | 0.05 | 0.045 | 2.47 |  | --> | 0.048 | 0 | 0 | 0 | 0 | Constrained, otherwise capacity available =47 kW | --> | E13 ex TELAYDON | Telaydon [T42,T421] | LISDRUM |  | 54.271 | -7.1544
119376 | MV/LV Substation FR***376 |  | 10 kV | _ | LV | 100 kVA :Pole Substation | 0.1 | --> | 0.1 | 0 | 0 | Constrained, otherwise capacity available =30 kVA | --> | 0.095 | 0 | 0 | 0 | 0 | Constrained, otherwise capacity available =85 kW | --> | C16 ex KANTURK | Kanturk [T41,T42] | GLENLARA |  | 52.2738 | -8.8887
067403Y | MV/LV Substation ST***403Y |  | 10 kV | _ | LV | 400 kVA :Kiosk Substation | 0.4 | --> | 0.4 | 0 | 0 | Constrained, otherwise capacity available =254 kVA | --> | 0.38 | 0 | 0.034 | 0 | 0 | Constrained, otherwise capacity available =334 kW | --> | C16 ex GILLOGUE | Gillogue [T41,T42] | ARDNACRUSHA |  | 52.682 | -8.5972
365161 | MV/LV Substation MA***161 |  | 10 kV | _ | LV | 400 kVA :Building Structure | 0.4 | --> | 0.4 | 0 | 0 | Constrained, otherwise capacity available =318 kVA | --> | 0.38 | 0 | 0 | 0.369 | 0 |  | --> | C13 ex FORTUNESTOWN | Fortunestown [T101,T102] | INCHICORE 220KV |  | 53.2807 | -6.414
734012 | MV/LV Substation GR***012 |  | 20 kV | _ | LV | 400 kVA :Building Structure | 0.4 | --> | 0.4 | 0 | 0 | Constrained, otherwise capacity available =307 kVA | --> | 0.38 | 0 | 0 | 0 | 0 | Constrained, otherwise capacity available =367 kW | --> | E58 ex GRANGE CASTLE |  |  |  | 53.293 | -6.4739
014504Z | MV/LV Substation CI***504Z |  | 10 kV | _ | LV | 50 kVA :Pole Substation | 0.05 | --> | 0.05 | 0 | 0 | Constrained, otherwise capacity available =30 kVA | --> | 0.048 | 0 | 0 | 0 | 0 | Constrained, otherwise capacity available =45 kW | --> | C20 ex KILDARE | Kildare [T41,T42] | NEWBRIDGE |  | 53.1733 | -6.8966
127032 | MV/LV Substation IK***032 |  | 10 kV | _ | LV | 200 kVA :Kiosk Substation | 0.2 | --> | 0.2 | 0 | 0 | Constrained, otherwise capacity available =112 kVA | --> | 0.19 | 0 | 0.011 | 0 | 0 | Constrained, otherwise capacity available =170 kW | --> | C15 ex LOUGHTAGALLA | Loughtagalla [T41,T42] | THURLES |  | 52.681 | -7.8031
017799X | MV/LV Substation SH***799X |  | 20 kV | _ | LV | 200 kVA :Pole Substation | 0.2 | --> | 0.2 | 0.055 | 1.58 |  | --> | 0.19 | 0 | 0 | 0 | 0 | Constrained, otherwise capacity available =169 kW | --> | C17 ex FOYNES | Foynes [T41,T42] | RATHKEALE |  | 52.5745 | -9.102
069148 | MV/LV Substation BU***148 |  | 10 kV | _ | LV | 630 kVA :Building Structure | 0.63 | --> | 0.63 | 0.333 | 7.75 |  | --> | 0.598 | 0 | 0.028 | 0.5 | 0 |  | --> | C13 ex MILLTOWN (DR) | Milltown (dr) [T101,T102] | POOLBEG |  | 53.3224 | -6.2452
065851 | MV/LV Substation RA***851 |  | 10 kV | _ | LV | 50 kVA :Pole Substation | 0.05 | --> | 0.05 | 0 | 0 | Constrained, otherwise capacity available =38 kVA | --> | 0.048 | 0 | 0 | 0 | 0 | Constrained, otherwise capacity available =46 kW | --> | C18 ex LOUGHSHINNY | Loughshinny [T41,T42] | GLASMORE |  | 53.5273 | -6.1181
068978 | MV/LV Substation NO***978 |  | 10 kV | _ | LV | 400 kVA :Kiosk Substation | 0.4 | --> | 0.4 | 0 | 0 | Constrained, otherwise capacity available =387 kVA | --> | 0.38 | 0 | 0 | 0.378 | 0 |  | --> | C12 ex CLONTARF | Clontarf [T42] | FINGLAS |  | 53.3621 | -6.1949
132451Y | MV/LV Substation CO***451Y |  | 10 kV | _ | LV | 50 kVA :Pole Substation | 0.05 | --> | 0.05 | 0 | 0 | Constrained, otherwise capacity available =50 kVA | --> | 0.048 | 0 | 0 | 0 | 0 | Constrained, otherwise capacity available =48 kW | --> | C17 ex LOUGHREA | Loughrea [T41,T42] | SOMERSET |  | 53.2069 | -8.5768
176031Y | MV/LV Substation KN***031Y |  | 20 kV | _ | LV | 200 kVA :Pole Substation | 0.2 | --> | 0.2 | 0 | 0 | Constrained, otherwise capacity available =171 kVA | --> | 0.19 | 0 | 0.005 | 0 | 0 | Constrained, otherwise capacity available =182 kW | --> | E11 ex MACROOM | Macroom [T422] | MACROOM |  | 51.9788 | -8.8334
015300Z | MV/LV Substation AR***300Z |  | 10 kV | _ | LV | 100 kVA :Pole Substation | 0.1 | --> | 0.1 | 0 | 0 | Constrained, otherwise capacity available =100 kVA | --> | 0.095 | 0 | 0 | 0 | 0 | Constrained, otherwise capacity available =95 kW | --> | C11 ex JOHNSTOWN | Johnstown [T41,T42] | KILTEEL |  | 53.2295 | -6.5724
065053Z | MV/LV Substation KE***053Z |  | 10 kV | _ | LV | 400 kVA :Kiosk Substation | 0.4 | --> | 0.4 | 0 | 0 | Constrained, otherwise capacity available =230 kVA | --> | 0.38 | 0 | 0.052 | 0.318 | 0 |  | --> | C25 ex STEPHENSTOWN | Stephenstown [T101,T102] | FINGLAS |  | 53.5827 | -6.1298
060740X | MV/LV Substation GA***740X |  | 20 kV | _ | LV | 50 kVA :Pole Substation | 0.05 | --> | 0.05 | 0.039 | 2.57 |  | --> | 0.048 | 0 | 0.011 | 0 | 0 | Constrained, otherwise capacity available =38 kW | --> | E14 ex ERRIGAL | Errigal [T41,T422] | SHANKILL |  | 54.031 | -7.0189
052445 | MV/LV Substation CL***445 |  | 20 kV | _ | LV | 100 kVA :Pole Substation | 0.1 | --> | 0.1 | 0.088 | 10.9 |  | --> | 0.095 | 0 | 0.01 | 0.086 | 0 |  | --> | C24 ex MULLINGAR | Mullingar [T101,T102] | MULLINGAR |  | 53.5966 | -7.4049
081653 | MV/LV Substation RY***653 |  | 10 kV | _ | LV | 200 kVA :Pole Substation | 0.2 | --> | 0.2 | 0 | 0 | Constrained, otherwise capacity available =164 kVA | --> | 0.19 | 0 | 0.001 | 0 | 0 | Constrained, otherwise capacity available =184 kW | --> | C18 ex LEIXLIP | Leixlip [T41,T42] | GRIFFINRATH |  | 53.3723 | -6.4984
067507Y | MV/LV Substation SC***507Y |  | 10 kV | _ | LV | 200 kVA :Kiosk Substation | 0.2 | --> | 0.2 | 0 | 0 | Constrained, otherwise capacity available =181 kVA | --> | 0.19 | 0 | 0 | 0 | 0 | Constrained, otherwise capacity available =187 kW | --> | C13 ex CORBALLY | Corbally [T41,T42] | ARDNACRUSHA |  | 52.6703 | -8.6201
026697X | MV/LV Substation KN***697X |  | 10 kV | _ | LV | 50 kVA :Pole Substation | 0.05 | --> | 0.05 | 0 | 0 | Constrained, otherwise capacity available =46 kVA | --> | 0.048 | 0 | 0 | 0 | 0 | Constrained, otherwise capacity available =47 kW | --> | C12 ex TIMOLEAGUE | Timoleague [T41] | BANDON |  | 51.7298 | -8.787
293952X | MV/LV Substation TO***952X |  | 20 kV | _ | LV | 100 kVA :Pole Substation | 0.1 | --> | 0.1 | 0.095 | 0.43 |  | --> | 0.095 | 0 | 0 | 0 | 0 | Constrained, otherwise capacity available =94 kW | --> | E18 ex TULLOW | Tullow [T421,T422] | CARLOW |  | 52.8342 | -6.6727
093482Z | MV/LV Substation CH***482Z |  | 10 kV | _ | LV | 630 kVA :Building Structure | 0.63 | --> | 0.63 | 0 | 0 | Constrained, otherwise capacity available =551 kVA | --> | 0.598 | 0 | 0 | 0.5 | 0 |  | --> | C28 ex POPPINTREE | Poppintree [T101,T102] | FINGLAS |  | 53.4049 | -6.3033
734005 | MV/LV Substation GR***005 |  | 20 kV | _ | LV | 1000 kVA :Building Structure | 1 | --> | 1 | 0 | 0 | Constrained, otherwise capacity available =871 kVA | --> | 0.95 | 0 | 0 | 0 | 0 | Constrained, otherwise capacity available =932 kW | --> | E60 ex GRANGE CASTLE |  |  |  | 53.2993 | -6.4634
156791Y | MV/LV Substation LI***791Y |  | 10 kV | _ | LV | 100 kVA :Pole Substation | 0.1 | --> | 0.1 | 0 | 0 | Constrained, otherwise capacity available =100 kVA | --> | 0.095 | 0 | 0 | 0 | 0 | Constrained, otherwise capacity available =95 kW | --> | C15 ex DRUMBEAR | Drumbear [T41,T42] | LISDRUM |  | 54.2382 | -6.8773
066001Y | MV/LV Substation HI***001Y |  | 10 kV | _ | LV | 400 kVA :Kiosk Substation | 0.4 | --> | 0.4 | 0 | 0 | Constrained, otherwise capacity available =267 kVA | --> | 0.38 | 0 | 0.056 | 0 | 0 | Constrained, otherwise capacity available =320 kW | --> | C23 ex SWORDS | Swords [T41,T42] | GLASMORE |  | 53.4541 | -6.2268
016262Z | MV/LV Substation NE***262Z |  | 10 kV | _ | LV | 400 kVA :Kiosk Substation | 0.4 | --> | 0.4 | 0 | 0 | Constrained, otherwise capacity available =293 kVA | --> | 0.38 | 0 | 0.04 | 0 | 0 | Constrained, otherwise capacity available =336 kW | --> | C11 ex MONEYCOOLEY | Moneycooley [T41,T42,T44] | GRIFFINRATH |  | 53.3772 | -6.6113
127607 | MV/LV Substation CL***607 |  | 20 kV | _ | LV | 50 kVA :Pole Substation | 0.05 | --> | 0.05 | 0.044 | 5.89 |  | --> | 0.048 | 0 | 0 | 0 | 0 | Constrained, otherwise capacity available =47 kW | --> | C14 ex CASHEL | Cashel [T41,T42] | CAHIR |  | 52.6029 | -7.9762
039911X | MV/LV Substation LE***911X |  | 10 kV | _ | LV | 400 kVA :Kiosk Substation | 0.4 | --> | 0.4 | 0.218 | 11.03 |  | --> | 0.38 | 0 | 0.003 | 0.352 | 0 |  | --> | C17 ex SALTHILL | Salthill [T101,T102] | SALTHILL |  | 53.2695 | -9.1201
265957X | MV/LV Substation CO***957X |  | 20 kV | _ | LV | 50 kVA :Pole Substation | 0.05 | --> | 0.05 | 0.05 | 0.07 |  | --> | 0.048 | 0 | 0 | 0 | 0 | Constrained, otherwise capacity available =48 kW | --> | E17 ex BALLYCONNELL | Ballyconnell [T421,T422] | GORTAWEE |  | 54.1518 | -7.7452
042599 | MV/LV Substation PA***599 |  | 10 kV | _ | LV | 33 kVA :Pole Substation | 0.033 | --> | 0.033 | 0.022 | 1.93 |  | --> | 0.031 | 0 | 0.005 | 0 | 0 | Constrained, otherwise capacity available =26 kW | --> | C18 ex TURLOUGH ROAD | Turlough Road [T41,T42] | CASTLEBAR |  | 53.909 | -9.1976
248370 | MV/LV Substation DR***370 |  | 20 kV | _ | LV | 50 kVA :Pole Substation | 0.05 | --> | 0.05 | 0 | 0 | Constrained, otherwise capacity available =25 kVA | --> | 0.048 | 0 | 0.011 | 0 | 0 | Constrained, otherwise capacity available =36 kW | --> | E13 ex KILCOCK | Kilcock [T421,T422] | GRIFFINRATH |  | 53.5075 | -6.5803
293497 | MV/LV Substation BA***497 |  | 20 kV | _ | LV | 100 kVA :Pole Substation | 0.1 | --> | 0.1 | 0.021 | 0.43 |  | --> | 0.095 | 0 | 0.014 | 0 | 0 | Constrained, otherwise capacity available =73 kW | --> | E13 ex TULLOW | Tullow [T421,T422] | CARLOW |  | 52.739 | -6.7687
110106 | MV/LV Substation DA***106 |  | 20 kV | _ | LV | 200 kVA :Pole Substation | 0.2 | --> | 0.2 | 0.171 | 0.76 |  | --> | 0.19 | 0 | 0.024 | 0 | 0 | Constrained, otherwise capacity available =168 kW | --> | E19 ex KENMARE | Kenmare [T421] | KNOCKEARAGH |  | 51.8393 | -9.8958
0694160 | MV/LV Substation PA***4160 |  | 10 kV | _ | LV | 630 kVA :Building Structure | 0.63 | --> | 0.63 | 0.5 | 4.91 |  | --> | 0.598 | 0 | 0 | 0.5 | 0 |  | --> | C11 ex CRUMLIN | Crumlin [T41,T42] | INCHICORE 220KV |  | 53.3302 | -6.3052
067099 | MV/LV Substation UN***099 |  | 10 kV | _ | LV | 200 kVA :Building Structure | 0.2 | --> | 0.2 | 0.162 | 6.81 |  | --> | 0.19 | 0 | 0 | 0.185 | 0 |  | --> | C05 ex AHANE | Ahane [T102] | AHANE |  | 52.6634 | -8.5048
365907 | MV/LV Substation WE***907 |  | 10 kV | _ | LV | 400 kVA :Building Structure | 0.4 | --> | 0.4 | 0 | 0 | Constrained, otherwise capacity available =273 kVA | --> | 0.38 | 0 | 0 | 0.362 | 0 |  | --> | C13 ex CLONDALKIN | Clondalkin [T41,T42,T44] | INCHICORE 220KV |  | 53.3242 | -6.3628
256166X | MV/LV Substation TA***166X |  | 10 kV | _ | LV | 630 kVA :Kiosk Substation | 0.63 | --> | 0.63 | 0.5 | 1.28 |  | --> | 0.598 | 0 | 0.004 | 0 | 0 | Constrained, otherwise capacity available =589 kW | --> | C18 ex CASTLEREA | Castlerea [T41,T42] | CARRICK ON SHANNON |  | 53.7739 | -8.4847
037047Y | MV/LV Substation IN***047Y |  | 10 kV | _ | LV | 100 kVA :Pole Substation | 0.1 | --> | 0.1 | 0 | 0 | Constrained, otherwise capacity available =69 kVA | --> | 0.095 | 0 | 0 | 0 | 0 | Constrained, otherwise capacity available =91 kW | --> | C17 ex CAHIRCALLA | Cahircalla [T41,T42] | ENNIS |  | 52.8321 | -8.9875
043440X | MV/LV Substation DE***440X |  | 20 kV | _ | LV | 100 kVA :Pole Substation | 0.1 | --> | 0.1 | 0.054 | 0.43 |  | --> | 0.095 | 0 | 0 | 0 | 0 | Constrained, otherwise capacity available =88 kW | --> | C20 ex SWINFORD | Swinford [T41,T42] | CASTLEBAR |  | 53.8748 | -8.8556
0344136 | MV/LV Substation MI***4136 |  | 20 kV | _ | LV | 50 kVA :Pole Substation | 0.05 | --> | 0.05 | 0.05 | 0.57 |  | --> | 0.048 | 0 | 0 | 0 | 0 | Constrained, otherwise capacity available =48 kW | --> | E23 ex LAWLESSTOWN | Lawlesstown [T42,T421] | DOON |  | 52.4467 | -7.7661
008416X | MV/LV Substation CO***416X |  | 20 kV | _ | LV | 50 kVA :Pole Substation | 0.05 | --> | 0.05 | 0.039 | 0.2 |  | --> | 0.048 | 0 | 0.005 | 0 | 0 | Constrained, otherwise capacity available =42 kW | --> | E15 ex BEALISTOWN | Bealistown [T421,T422] | GREAT ISLAND |  | 52.2752 | -6.8525
021313X | MV/LV Substation OA***313X |  | 20 kV | _ | LV | 200 kVA :Kiosk Substation | 0.2 | --> | 0.2 | 0 | 0 | Constrained, otherwise capacity available =137 kVA | --> | 0.19 | 0 | 0.021 | 0 | 0 | Constrained, otherwise capacity available =166 kW | --> | E21 ex CURRALEIGH | Curraleigh [T421,T422] | KILBARRY |  | 51.9236 | -8.6042
017128Z | MV/LV Substation CH***128Z |  | 20 kV | _ | LV | 400 kVA :Kiosk Substation | 0.4 | --> | 0.4 | 0.344 | 1.98 |  | --> | 0.38 | 0 | 0 | 0 | 0 | Constrained, otherwise capacity available =372 kW | --> | E14 ex RATHKEALE | Rathkeale [T421,T422] | RATHKEALE |  | 52.518 | -8.7202
007292X | MV/LV Substation BA***292X |  | 20 kV | _ | LV | 50 kVA :Pole Substation | 0.05 | --> | 0.05 | 0.05 | 16.12 |  | --> | 0.048 | 0 | 0.005 | 0.044 | 0 |  | --> | E21 ex WEXFORD | Wexford [T121,T122] | WEXFORD |  | 52.4162 | -6.4147
093600Z | MV/LV Substation DO***600Z |  | 10 kV | _ | LV | 400 kVA :Kiosk Substation | 0.4 | --> | 0.4 | 0 | 0 | Constrained, otherwise capacity available =400 kVA | --> | 0.38 | 0 | 0 | 0.38 | 0 |  | --> | C20 ex SANTRY | Santry [T41,T42] | FINGLAS |  | 53.4012 | -6.2629
009599Y | MV/LV Substation AR***599Y |  | 10 kV | _ | LV | 200 kVA :Kiosk Substation | 0.2 | --> | 0.2 | 0.156 | 8.16 |  | --> | 0.19 | 0 | 0.02 | 0 | 0 | Constrained, otherwise capacity available =169 kW | --> | C12 ex MOUNT MISERY | Mount Misery [T41,T42] | WATERFORD |  | 52.2711 | -7.1054
156992Y | MV/LV Substation SR***992Y |  | 20 kV | _ | LV | 100 kVA :Pole Substation | 0.1 | --> | 0.1 | 0 | 0 | Constrained, otherwise capacity available =69 kVA | --> | 0.095 | 0 | 0 | 0 | 0 | Constrained, otherwise capacity available =91 kW | --> | E14 ex EMYVALE | Emyvale [T422] | LISDRUM |  | 54.3397 | -6.9653
066193 | MV/LV Substation BL***193 |  | 10 kV | _ | LV | 50 kVA :Pole Substation | 0.05 | --> | 0.05 | 0 | 0 | Constrained, otherwise capacity available =50 kVA | --> | 0.048 | 0 | 0 | 0.047 | 0 |  | --> | C20 ex SUTTON | Sutton [T41,T42] | GRANGE (DR) |  | 53.3702 | -6.0685
039670X | MV/LV Substation AN***670X |  | 10 kV | _ | LV | 400 kVA :Kiosk Substation | 0.4 | --> | 0.4 | 0 | 0 | Constrained, otherwise capacity available =306 kVA | --> | 0.38 | 0 | 0.041 | 0 | 0 | Constrained, otherwise capacity available =337 kW | --> | C12 ex ORANMORE | Oranmore [T41,T44] | GALWAY 110KV |  | 53.2818 | -8.9806
0034172 | MV/LV Substation PR***4172 |  | 10 kV | _ | LV | 50 kVA :Pole Substation | 0.05 | --> | 0.05 | 0.05 | 0.48 |  | --> | 0.048 | 0 | 0 | 0 | 0 | Constrained, otherwise capacity available =48 kW | --> | C15 ex KILMARTIN | Kilmartin [T41] | ARKLOW |  | 53.0573 | -6.1457
068208X | MV/LV Substation NO***208X |  | 10 kV | _ | LV | 630 kVA :Building Structure | 0.63 | --> | 0.63 | 0 | 0 | Constrained, otherwise capacity available =536 kVA | --> | 0.598 | 0 | 0 | 0.5 | 0 |  | --> | C12 ex GLOUCESTER PLACE | Gloucester Place [T41,T42] | MCDERMOTT |  | 53.3521 | -6.25
001091X | MV/LV Substation MA***091X |  | 10 kV | _ | LV | 400 kVA :Building Structure | 0.4 | --> | 0.4 | 0.356 | 4.37 |  | --> | 0.38 | 0 | 0 | 0.374 | 0 |  | --> | C18 ex DUN LAOGHAIRE | Dun Laoghaire [T41,T42] | BLACKROCK |  | 53.2956 | -6.143
066292 | MV/LV Substation GR***292 |  | 10 kV | _ | LV | 400 kVA :Kiosk Substation | 0.4 | --> | 0.4 | 0 | 0 | Constrained, otherwise capacity available =324 kVA | --> | 0.38 | 0 | 0.046 | 0.335 | 0 |  | --> | C17 ex HOWTH JUNCTION | Howth Junction [T41,T42] | GRANGE (DR) |  | 53.386 | -6.1662
365098Y | MV/LV Substation PE***098Y |  | 10 kV | _ | LV | 200 kVA :Pole Substation | 0.2 | --> | 0.2 | 0 | 0 | Constrained, otherwise capacity available =177 kVA | --> | 0.19 | 0 | 0 | 0 | 0 | Constrained, otherwise capacity available =187 kW | --> | C18 ex CELBRIDGE | Celbridge [T41,T42] | GRIFFINRATH |  | 53.3162 | -6.4837
067062 | MV/LV Substation LI***062 |  | 10 kV | _ | LV | 100 kVA :Pole Substation | 0.1 | --> | 0.1 | 0 | 0 | Constrained, otherwise capacity available =100 kVA | --> | 0.095 | 0 | 0 | 0.095 | 0 |  | --> | C20 ex GARRYOWEN | Garryowen [T41,T42] | LIMERICK |  | 52.6456 | -8.6225
060948X | MV/LV Substation CO***948X |  | 10 kV | _ | LV | 50 kVA :Pole Substation | 0.05 | --> | 0.05 | 0.049 | 2.57 |  | --> | 0.048 | 0 | 0.004 | 0 | 0 | Constrained, otherwise capacity available =44 kW | --> | C13 ex ERRIGAL | Errigal [T41,T422] | SHANKILL |  | 54.0645 | -7.1447
037292 | MV/LV Substation KN***292 |  | 10 kV | _ | LV | 50 kVA :Pole Substation | 0.05 | --> | 0.05 | 0.042 | 13.05 |  | --> | 0.048 | 0 | 0 | 0.046 | 0 |  | --> | C19 ex ENNIS | Ennis [T101,T102] | ENNIS |  | 52.8546 | -8.9297
093473Z | MV/LV Substation SI***473Z |  | 10 kV | _ | LV | 630 kVA :Building Structure | 0.63 | --> | 0.63 | 0.5 | 2.86 |  | --> | 0.598 | 0 | 0 | 0.5 | 0 |  | --> | C19 ex BALLYMUN | Ballymun [T41,T42] | FINGLAS |  | 53.3932 | -6.2707
265735X | MV/LV Substation DO***735X |  | 20 kV | _ | LV | 100 kVA :Pole Substation | 0.1 | --> | 0.1 | 0.066 | 0.07 | Constrained, otherwise capacity available =73 kVA | --> | 0.095 | 0 | 0 | 0 | 0 | Constrained, otherwise capacity available =91 kW | --> | E15 ex BALLYCONNELL | Ballyconnell [T421,T422] | GORTAWEE |  | 54.1229 | -7.5759
0934099 | MV/LV Substation BL***4099 |  | 10 kV | _ | LV | 400 kVA :Kiosk Substation | 0.4 | --> | 0.4 | 0 | 0 | Constrained, otherwise capacity available =334 kVA | --> | 0.38 | 0 | 0.053 | 0.332 | 0 |  | --> | C20 ex SANTRY | Santry [T41,T42] | FINGLAS |  | 53.4034 | -6.264
095046 | MV/LV Substation WO***046 |  | 10 kV | _ | LV | 200 kVA :Kiosk Substation | 0.2 | --> | 0.2 | 0.128 | 0.7 |  | --> | 0.19 | 0 | 0 | 0 | 0 | Constrained, otherwise capacity available =180 kW | --> | C15 ex KILRUSH | Kilrush [T41,T42] | TULLABRACK |  | 52.64 | -9.4731
015772 | MV/LV Substation VA***772 |  | 20 kV | _ | LV | 100 kVA :Pole Substation | 0.1 | --> | 0.1 | 0 | 0 | Constrained, otherwise capacity available =90 kVA | --> | 0.095 | 0 | 0.006 | 0 | 0 | Constrained, otherwise capacity available =89 kW | --> | E17 ex BLESSINGTON | Blessington [T421,T422] | KILTEEL |  | 53.1075 | -6.526
069158 | MV/LV Substation CH***158 |  | 10 kV | _ | LV | 630 kVA :Kiosk Substation | 0.63 | --> | 0.63 | 0.333 | 7.75 |  | --> | 0.598 | 0 | 0.011 | 0.5 | 0 |  | --> | C15 ex MILLTOWN (DR) | Milltown (dr) [T101,T102] | POOLBEG |  | 53.3265 | -6.2528
120353Y | MV/LV Substation WA***353Y |  | 20 kV | _ | LV | 50 kVA :Pole Substation | 0.05 | --> | 0.05 | 0.034 | 3.5 |  | --> | 0.048 | 0 | 0.005 | 0 | 0 | Constrained, otherwise capacity available =42 kW | --> | E12 ex DUNFIRTH | Dunfirth [T122] | DUNFIRTH |  | 53.4554 | -6.9014
053980Y | MV/LV Substation DR***980Y |  | 10 kV | _ | LV | 200 kVA :Kiosk Substation | 0.2 | --> | 0.2 | 0.154 | 2.39 |  | --> | 0.19 | 0 | 0 | 0 | 0 | Constrained, otherwise capacity available =184 kW | --> | C12 ex SRAH | Srah [T41,T42] | THORNSBERRY |  | 53.2919 | -7.5061
164734X | MV/LV Substation CA***734X |  | 10 kV | _ | LV | 200 kVA :Kiosk Substation | 0.2 | --> | 0.2 | 0 | 0 | Constrained, otherwise capacity available =176 kVA | --> | 0.19 | 0 | 0.004 | 0 | 0 | Constrained, otherwise capacity available =184 kW | --> | C15 ex SKIBBEREEN | Skibbereen [T41,T42] | DUNMANWAY |  | 51.5414 | -9.2656
093214Z | MV/LV Substation NE***214Z |  | 10 kV | _ | LV | 630 kVA :Kiosk Substation | 0.63 | --> | 0.63 | 0 | 0 | Constrained, otherwise capacity available =393 kVA | --> | 0.598 | 0 | 0 | 0.5 | 0 |  | --> | C22 ex GRANGE (DR) | Grange (dr) [T41,T42] | GRANGE (DR) |  | 53.404 | -6.184
067821Y | MV/LV Substation RI***821Y |  | 10 kV | _ | LV | 400 kVA :Kiosk Substation | 0.4 | --> | 0.4 | 0.399 | 13.8 |  | --> | 0.38 | 0 | 0 | 0.38 | 0 |  | --> | C13 ex SINGLAND | Singland [T101,T102] | SINGLAND |  | 52.6695 | -8.599
022621X | MV/LV Substation OW***621X |  | 10 kV | _ | LV | 400 kVA :Kiosk Substation | 0.4 | --> | 0.4 | 0.33 | 4.55 |  | --> | 0.38 | 0 | 0.018 | 0 | 0 | Constrained, otherwise capacity available =357 kW | --> | C21 ex MALLOW | Mallow [T41,T42] | MALLOW |  | 52.15 | -8.638
0584290 | MV/LV Substation BA***4290 |  | 10 kV | _ | LV | 630 kVA :Kiosk Substation | 0.63 | --> | 0.63 | 0 | 0 | Constrained, otherwise capacity available =593 kVA | --> | 0.598 | 0 | 0.005 | 0 | 0 | Constrained, otherwise capacity available =590 kW | --> | C26 ex KYLEERAGH | Kyleeragh [T41,T42] | NENAGH |  | 52.8925 | -8.2466
093035Z | MV/LV Substation MO***035Z |  | 10 kV | _ | LV | 200 kVA :Kiosk Substation | 0.2 | --> | 0.2 | 0 | 0 | Constrained, otherwise capacity available =98 kVA | --> | 0.19 | 0 | 0.004 | 0.173 | 0 |  | --> | C22 ex UNIDARE | Unidare [T41,T42] | FINGLAS |  | 53.3903 | -6.3211
093159Z | MV/LV Substation CO***159Z |  | 10 kV | _ | LV | 400 kVA :Building Structure | 0.4 | --> | 0.4 | 0.146 | 5.82 |  | --> | 0.38 | 0 | 0.03 | 0.322 | 0 |  | --> | C11 ex COOLOCK | Coolock [T41,T42] | FINGLAS |  | 53.3963 | -6.1892
024698 | MV/LV Substation ST***698 |  | 10 kV | _ | LV | 100 kVA :Pole Substation | 0.1 | --> | 0.1 | 0.1 | 2.14 |  | --> | 0.095 | 0 | 0 | 0 | 0 | Constrained, otherwise capacity available =95 kW | --> | C13 ex BUTTEVANT | Buttevant [T41,T42] | MALLOW |  | 52.2696 | -8.5992
066823Z | MV/LV Substation AI***823Z |  | 10 kV | _ | LV | 630 kVA :Building Structure | 0.63 | --> | 0.63 | 0 | 0 | Constrained, otherwise capacity available =312 kVA | --> | 0.598 | 0 | 0.03 | 0.5 | 0 |  | --> | C20 ex MOUNTGORRY | Mountgorry [T41,T42] | GRANGE (DR) |  | 53.4457 | -6.2235
250675 | MV/LV Substation PU***675 |  | 20 kV | _ | LV | 200 kVA :Pole Substation | 0.2 | --> | 0.2 | 0.143 | 1.26 |  | --> | 0.19 | 0 | 0 | 0 | 0 | Constrained, otherwise capacity available =182 kW | --> | E15 ex BALLYCROSSAUN | Ballycrossaun [T421,T422] | SOMERSET |  | 53.1364 | -8.1588
139523 | MV/LV Substation LI***523 |  | 10 kV | _ | LV | 100 kVA :Pole Substation | 0.1 | --> | 0.1 | 0.078 | 4 |  | --> | 0.095 | 0 | 0 | 0 | 0 | Constrained, otherwise capacity available =92 kW | --> | C14 ex BALLYJAMESDUFF | Ballyjamesduff [T41,T42] | SHANKILL |  | 53.8592 | -7.1079
068749 | MV/LV Substation TA***749 |  | 10 kV | _ | LV | 1000 kVA :Building Structure | 1 | --> | 1 | 0 | 0 | Constrained, otherwise capacity available =639 kVA | --> | 0.95 | 0 | 0.004 | 0.5 | 0 |  | --> | C11 ex GLOUCESTER PLACE | Gloucester Place [T41,T42] | MCDERMOTT |  | 53.35 | -6.2564
052090Z | MV/LV Substation KG***090Z |  | 20 kV | _ | LV | 630 kVA :Kiosk Substation | 0.63 | --> | 0.63 | 0 | 0 | Constrained, otherwise capacity available =508 kVA | --> | 0.598 | 0 | 0.003 | 0 | 0 | Constrained, otherwise capacity available =580 kW | --> | E19 ex EDENDERRY | Edenderry [T421,T422] | BLAKE |  | 53.4562 | -7.1014
017852Y | MV/LV Substation EN***852Y |  | 10 kV | _ | LV | 200 kVA :Kiosk Substation | 0.2 | --> | 0.2 | 0.168 | 1.98 |  | --> | 0.19 | 0 | 0 | 0 | 0 | Constrained, otherwise capacity available =186 kW | --> | E18 ex RATHKEALE | Rathkeale [T421,T422] | RATHKEALE |  | 52.5187 | -8.9322
139047Y | MV/LV Substation DI***047Y |  | 20 kV | _ | LV | 50 kVA :Pole Substation | 0.05 | --> | 0.05 | 0 | 0 | Constrained, otherwise capacity available =27 kVA | --> | 0.048 | 0 | 0 | 0 | 0 | Constrained, otherwise capacity available =44 kW | --> | E16 ex FINEA | Finea [T421,T422] | SHANKILL |  | 53.9079 | -7.5075
093237 | MV/LV Substation NO***237 |  | 10 kV | _ | LV | 630 kVA :Building Structure | 0.63 | --> | 0.63 | 0 | 0 | Constrained, otherwise capacity available =346 kVA | --> | 0.598 | 0 | 0 | 0.5 | 0 |  | --> | C16 ex SANTRY | Santry [T41,T42] | FINGLAS |  | 53.3955 | -6.2142
253516X | MV/LV Substation GA***516X |  | 10 kV | _ | LV | 50 kVA :Pole Substation | 0.05 | --> | 0.05 | 0 | 0 | Constrained, otherwise capacity available =35 kVA | --> | 0.048 | 0 | 0 | 0 | 0 | Constrained, otherwise capacity available =46 kW | --> | C15 ex TUAM NORTH | Tuam North [T41,T42] | CLOON |  | 53.5256 | -8.8703
165590X | MV/LV Substation LI***590X |  | 20 kV | _ | LV | 50 kVA :Pole Substation | 0.05 | --> | 0.05 | 0 | 0 | Constrained, otherwise capacity available =47 kVA | --> | 0.048 | 0 | 0 | 0 | 0 | Constrained, otherwise capacity available =47 kW | --> | C13 ex CLONAKILTY | Clonakilty [T41,T42] | DUNMANWAY |  | 51.6099 | -8.7653
054707Y | MV/LV Substation DE***707Y |  | 20 kV | _ | LV | 50 kVA :Pole Substation | 0.05 | --> | 0.05 | 0 | 0 | Constrained, otherwise capacity available =40 kVA | --> | 0.048 | 0 | 0 | 0 | 0 | Constrained, otherwise capacity available =46 kW | --> | E13 ex ABBEYLEIX | Abbeyleix [T422] | PORTLAOISE |  | 52.9413 | -7.387
293636X | MV/LV Substation MA***636X |  | 20 kV | _ | LV | 200 kVA :Pole Substation | 0.2 | --> | 0.2 | 0.155 | 0.43 |  | --> | 0.19 | 0 | 0.004 | 0 | 0 | Constrained, otherwise capacity available =181 kW | --> | E18 ex TULLOW | Tullow [T421,T422] | CARLOW |  | 52.8618 | -6.5593
077034X | MV/LV Substation AR***034X |  | 20 kV | _ | LV | 50 kVA :Pole Substation | 0.05 | --> | 0.05 | 0 | 0 | Constrained, otherwise capacity available =30 kVA | --> | 0.048 | 0 | 0.003 | 0 | 0 | Constrained, otherwise capacity available =42 kW | --> | E16 ex PATRICKSWELL | Patrickswell [T421,T422] | LIMERICK |  | 52.5729 | -8.7837
039498 | MV/LV Substation MA***498 |  | 10 kV | _ | LV | 400 kVA :Building Structure | 0.4 | --> | 0.4 | 0 | 0 | Constrained, otherwise capacity available =324 kVA | --> | 0.38 | 0 | 0.036 | 0 | 0 | Constrained, otherwise capacity available =343 kW | --> | C16 ex ORANMORE | Oranmore [T41,T44] | GALWAY 110KV |  | 53.2788 | -8.9789
2934326 | MV/LV Substation AR***4326 |  | 20 kV | _ | LV | 630 kVA :Kiosk Substation | 0.63 | --> | 0.63 | 0.431 | 0.43 | Constrained, otherwise capacity available =502 kVA | --> | 0.598 | 0 | 0.024 | 0 | 0 | Constrained, otherwise capacity available =563 kW | --> | E15 ex TULLOW | Tullow [T421,T422] | CARLOW |  | 52.8035 | -6.7455
144902X | MV/LV Substation CL***902X |  | 10 kV | _ | LV | 50 kVA :Pole Substation | 0.05 | --> | 0.05 | 0.05 | 2.78 |  | --> | 0.048 | 0 | 0 | 0 | 0 | Constrained, otherwise capacity available =48 kW | --> | E13 ex BALLYRAGGET | Ballyragget [T421,T422] | BALLYRAGGET |  | 52.738 | -7.3211
081212X | MV/LV Substation PA***212X |  | 10 kV | _ | LV | 400 kVA :Kiosk Substation | 0.4 | --> | 0.4 | 0 | 0 | Constrained, otherwise capacity available =188 kVA | --> | 0.38 | 0 | 0.043 | 0 | 0 | Constrained, otherwise capacity available =318 kW | --> | C18 ex CASTLEKNOCK | Castleknock [T41,T42] | FINGLAS |  | 53.3751 | -6.3645
249405X | MV/LV Substation CA***405X |  | 10 kV | _ | LV | 50 kVA :Pole Substation | 0.05 | --> | 0.05 | 0 | 0 | Constrained, otherwise capacity available =40 kVA | --> | 0.048 | 0 | 0.011 | 0 | 0 | Constrained, otherwise capacity available =38 kW | --> | C15 ex KILCLOHER | Kilcloher [T41,T42] | DUNGARVAN |  | 52.1217 | -7.7569
150312 | MV/LV Substation DO***312 |  | 20 kV | _ | LV | 100 kVA :Pole Substation | 0.1 | --> | 0.1 | 0.083 | 3.96 |  | --> | 0.095 | 0 | 0 | 0 | 0 | Constrained, otherwise capacity available =93 kW | --> | E19 ex STRANORLAR | Stranorlar [T421,T422] | LETTERKENNY |  | 54.7954 | -7.7977
0774048 | MV/LV Substation SA***4048 |  | 20 kV | _ | LV | 630 kVA :Building Structure | 0.63 | --> | 0.63 | 0 | 0 | Constrained, otherwise capacity available =630 kVA | --> | 0.598 | 0 | 0 | 0 | 0 | Constrained, otherwise capacity available =598 kW | --> | E16 ex PATRICKSWELL | Patrickswell [T421,T422] | LIMERICK |  | 52.5667 | -8.8337
053019 | MV/LV Substation MA***019 |  | 10 kV | _ | LV | 630 kVA :Building Structure | 0.63 | --> | 0.63 | 0 | 0 | Constrained, otherwise capacity available =208 kVA | --> | 0.598 | 0 | 0.019 | 0.5 | 0 |  | --> | C19 ex CLONMINCH | Clonminch [T41,T422] | THORNSBERRY |  | 53.2753 | -7.4955
0694085 | MV/LV Substation ST***4085 |  | 10 kV | _ | LV | 1000 kVA :Building Structure | 1 | --> | 1 | 0.5 | 0.87 | Constrained, otherwise capacity available =997 kVA | --> | 0.95 | 0 | 0 | 0.5 | 0 |  | --> | C18 ex GARVILLE AVENUE | Garville Avenue [T42] | MILLTOWN (DR) |  | 53.3163 | -6.2821
052974Z | MV/LV Substation BO***974Z |  | 20 kV | _ | LV | 100 kVA :Pole Substation | 0.1 | --> | 0.1 | 0 | 0 | Constrained, otherwise capacity available =68 kVA | --> | 0.095 | 0 | 0.005 | 0 | 0 | Constrained, otherwise capacity available =87 kW | --> | E18 ex BALLINDERRY | Ballinderry [T41,T422] | MULLINGAR |  | 53.509 | -7.1349
046962 | MV/LV Substation TA***962 |  | 10 kV | _ | LV | 100 kVA :Pole Substation | 0.1 | --> | 0.1 | 0 | 0 | Constrained, otherwise capacity available =72 kVA | --> | 0.095 | 0 | 0 | 0.091 | 0 |  | --> | C12 ex CRANMORE | Cranmore [T41,T42] | SLIGO |  | 54.2504 | -8.4628
037152 | MV/LV Substation BA***152 |  | 10 kV | _ | LV | 1000 kVA :Building Structure | 1 | --> | 1 | 0.5 | 13.05 |  | --> | 0.95 | 0 | 0 | 0.5 | 0 |  | --> | C19 ex ENNIS | Ennis [T101,T102] | ENNIS |  | 52.8377 | -8.9526
029618Y | MV/LV Substation CO***618Y |  | 10 kV | _ | LV | 200 kVA :Kiosk Substation | 0.2 | --> | 0.2 | 0 | 0 | Constrained, otherwise capacity available =169 kVA | --> | 0.19 | 0 | 0.01 | 0 | 0 | Constrained, otherwise capacity available =178 kW | --> | C18 ex KILLACLOYNE | Killacloyne [T41,T42] | MIDLETON |  | 51.8952 | -8.2859
288211X | MV/LV Substation OL***211X |  | 10 kV | _ | LV | 1000 kVA :Kiosk Substation | 1 | --> | 1 | 0.041 | 0.04 | Constrained, otherwise capacity available =809 kVA | --> | 0.95 | 0 | 0.005 | 0.5 | 0 |  | --> | C16 ex LITTLE BRAY | Little Bray [T41,T42] | FASSAROE |  | 53.227 | -6.1251
068585X | MV/LV Substation JO***585X |  | 10 kV | _ | LV | 1000 kVA :Building Structure | 1 | --> | 1 | 0 | 0 | Constrained, otherwise capacity available =908 kVA | --> | 0.95 | 0 | 0 | 0.5 | 0 |  | --> | C18 ex WATLING STREET | Watling Street [T41,T42] | FRANCIS STREET |  | 53.3472 | -6.2816
0814132 | MV/LV Substation ST***4132 |  | 10 kV | _ | LV | 400 kVA :Kiosk Substation | 0.4 | --> | 0.4 | 0 | 0 | Constrained, otherwise capacity available =400 kVA | --> | 0.38 | 0 | 0 | 0.38 | 0 |  | --> | C13 ex INCHICORE NORTH | Inchicore North [T41] | INCHICORE 220KV |  | 53.3439 | -6.346
032050 | MV/LV Substation CO***050 |  | 10 kV | _ | LV | 400 kVA :Kiosk Substation | 0.4 | --> | 0.4 | 0 | 0 | Constrained, otherwise capacity available =294 kVA | --> | 0.38 | 0 | 0.035 | 0 | 0 | Constrained, otherwise capacity available =339 kW | --> | C23 ex TRAMORE | Tramore [T41,T42] | BUTLERSTOWN |  | 52.1689 | -7.1539
029475Y | MV/LV Substation PO***475Y |  | 10 kV | _ | LV | 400 kVA :Kiosk Substation | 0.4 | --> | 0.4 | 0 | 0 | Constrained, otherwise capacity available =309 kVA | --> | 0.38 | 0 | 0.071 | 0.315 | 0 |  | --> | C13 ex MIDLETON | Midleton [T101,T102] | MIDLETON |  | 51.9245 | -8.1715
209719 | MV/LV Substation CA***719 |  | 20 kV | _ | LV | 400 kVA :Kiosk Substation | 0.4 | --> | 0.4 | 0 | 0 | Constrained, otherwise capacity available =275 kVA | --> | 0.38 | 0 | 0.014 | 0 | 0 | Constrained, otherwise capacity available =352 kW | --> | C21 ex MILFORD (NR) | Milford (nr) [T41,T42] | LETTERKENNY |  | 55.1769 | -7.7928
039023 | MV/LV Substation MA***023 |  | 10 kV | _ | LV | 400 kVA :Kiosk Substation | 0.4 | --> | 0.4 | 0.34 | 11.03 |  | --> | 0.38 | 0 | 0.027 | 0.352 | 0 |  | --> | C18 ex SALTHILL | Salthill [T101,T102] | SALTHILL |  | 53.266 | -9.124
067725 | MV/LV Substation CL***725 |  | 20 kV | _ | LV | 50 kVA :Pole Substation | 0.05 | --> | 0.05 | 0.044 | 6.81 |  | --> | 0.048 | 0 | 0.014 | 0.036 | 0 |  | --> | C06 ex AHANE | Ahane [T102] | AHANE |  | 52.6698 | -8.5036
039476X | MV/LV Substation MU***476X |  | 10 kV | _ | LV | 50 kVA :Pole Substation | 0.05 | --> | 0.05 | 0 | 0 | Constrained, otherwise capacity available =48 kVA | --> | 0.048 | 0 | 0 | 0 | 0 | Constrained, otherwise capacity available =47 kW | --> | C12 ex PARKMORE | Parkmore [T41,T42] | GALWAY 110KV |  | 53.3348 | -9.0182
034017X | MV/LV Substation RI***017X |  | 10 kV | _ | LV | 200 kVA :Pole Substation | 0.2 | --> | 0.2 | 0.134 | 5.88 |  | --> | 0.19 | 0 | 0.009 | 0 | 0 | Constrained, otherwise capacity available =174 kW | --> | C11 ex ARDGEEHA | Ardgeeha [T41,T42] | DOON |  | 52.3669 | -7.7025
034891X | MV/LV Substation TR***891X |  | 10 kV | _ | LV | 400 kVA :Building Structure | 0.4 | --> | 0.4 | 0.358 | 5.88 |  | --> | 0.38 | 0 | 0 | 0 | 0 | Constrained, otherwise capacity available =374 kW | --> | C11 ex ARDGEEHA | Ardgeeha [T41,T42] | DOON |  | 52.3639 | -7.7045
156555Y | MV/LV Substation TU***555Y |  | 20 kV | _ | LV | 50 kVA :Pole Substation | 0.05 | --> | 0.05 | 0.05 | 2.1 |  | --> | 0.048 | 0 | 0 | 0 | 0 | Constrained, otherwise capacity available =48 kW | --> | E11 ex LISDRUM | Lisdrum [T422] | LISDRUM |  | 54.2658 | -6.9061
207165 | MV/LV Substation AR***165 |  | 10 kV | _ | LV | 400 kVA :Kiosk Substation | 0.4 | --> | 0.4 | 0.4 | 3.38 |  | --> | 0.38 | 0 | 0 | 0 | 0 | Constrained, otherwise capacity available =380 kW | --> | C15 ex GLENGOOLE | Glengoole [T41] | THURLES |  | 52.7132 | -7.5675
1544309 | MV/LV Substation WH***4309 |  | 10 kV | _ | LV | 1000 kVA :Building Structure | 1 | --> | 1 | 0.5 | 7.91 |  | --> | 0.95 | 0 | 0.008 | 0.5 | 0 |  | --> | C23 ex PELLETSTOWN | Pelletstown [T101,T102] | FINGLAS |  | 53.3713 | -6.3822
064173Z | MV/LV Substation DE***173Z |  | 20 kV | _ | LV | 400 kVA :Building Structure | 0.4 | --> | 0.4 | 0 | 0 | Constrained, otherwise capacity available =309 kVA | --> | 0.38 | 0 | 0 | 0 | 0 | Constrained, otherwise capacity available =368 kW | --> | E15 ex JULIANSTOWN | Julianstown [T421,T422] | DRYBRIDGE |  | 53.6283 | -6.2615
1194087 | MV/LV Substation TR***4087 |  | 10 kV | _ | LV | 50 kVA :Pole Substation | 0.05 | --> | 0.05 | 0 | 0 | Constrained, otherwise capacity available =45 kVA | --> | 0.048 | 0 | 0 | 0 | 0 | Constrained, otherwise capacity available =47 kW | --> | C16 ex KANTURK | Kanturk [T41,T42] | GLENLARA |  | 52.2623 | -8.8024
025887 | MV/LV Substation BA***887 |  | 20 kV | _ | LV | 50 kVA :Pole Substation | 0.05 | --> | 0.05 | 0.038 | 2.96 |  | --> | 0.048 | 0 | 0 | 0 | 0 | Constrained, otherwise capacity available =46 kW | --> | E11 ex CHARLEVILLE | Charleville [T421,T422] | CHARLEVILLE |  | 52.326 | -8.6679
025263Y | MV/LV Substation GO***263Y |  | 10 kV | _ | LV | 50 kVA :Pole Substation | 0.05 | --> | 0.05 | 0 | 0 | Constrained, otherwise capacity available =49 kVA | --> | 0.048 | 0 | 0 | 0.047 | 0 |  | --> | C30 ex BRUFF | Bruff [T42,T421] | LIMERICK |  | 52.4527 | -8.5506
007572X | MV/LV Substation CA***572X |  | 20 kV | _ | LV | 200 kVA :Pole Substation | 0.2 | --> | 0.2 | 0.152 | 16.12 |  | --> | 0.19 | 0 | 0.005 | 0.18 | 0 |  | --> | E20 ex WEXFORD | Wexford [T121,T122] | WEXFORD |  | 52.2919 | -6.5838
0134028 | MV/LV Substation R7***4028 |  | 20 kV | _ | LV | 50 kVA :Pole Substation | 0.05 | --> | 0.05 | 0.05 | 0.12 |  | --> | 0.048 | 0 | 0 | 0.048 | 0 |  | --> | E62 ex ATHY | Athy [T101,T102] | ATHY |  | 52.9945 | -6.9603
034920X | MV/LV Substation PU***920X |  | 20 kV | _ | LV | 50 kVA :Pole Substation | 0.05 | --> | 0.05 | 0.049 | 0.57 |  | --> | 0.048 | 0 | 0 | 0 | 0 | Constrained, otherwise capacity available =47 kW | --> | E19 ex LAWLESSTOWN | Lawlesstown [T42,T421] | DOON |  | 52.4946 | -7.6903
066626Z | MV/LV Substation DE***626Z |  | 20 kV | _ | LV | 100 kVA :Pole Substation | 0.1 | --> | 0.1 | 0 | 0 | Constrained, otherwise capacity available =96 kVA | --> | 0.095 | 0 | 0 | 0 | 0 | Constrained, otherwise capacity available =94 kW | --> | E15 ex BATTER LANE TEMPORARY | Batter Lane Temporary 38kv [T421] | GLASMORE |  | 53.4993 | -6.2269
158115 | MV/LV Substation LI***115 |  | 10 kV | _ | LV | 50 kVA :Pole Substation | 0.05 | --> | 0.05 | 0 | 0 | Constrained, otherwise capacity available =19 kVA | --> | 0.048 | 0 | 0 | 0 | 0 | Constrained, otherwise capacity available =43 kW | --> | C16 ex ENNISTYMON | Ennistymon [T41,T42] | ENNIS |  | 52.9396 | -9.3956
031181Y | MV/LV Substation LO***181Y |  | 10 kV | _ | LV | 400 kVA :Building Structure | 0.4 | --> | 0.4 | 0 | 0 | Constrained, otherwise capacity available =352 kVA | --> | 0.38 | 0 | 0 | 0 | 0 | Constrained, otherwise capacity available =374 kW | --> | C12 ex COLLIGAN | Colligan [T41,T42] | DUNGARVAN |  | 52.0884 | -7.6169
037751X | MV/LV Substation GL***751X |  | 10 kV | _ | LV | 200 kVA :Kiosk Substation | 0.2 | --> | 0.2 | 0 | 0 | Constrained, otherwise capacity available =158 kVA | --> | 0.19 | 0 | 0.011 | 0 | 0 | Constrained, otherwise capacity available =176 kW | --> | C15 ex ENNIS NORTH | Ennis North [T41,T42] | ENNIS |  | 52.851 | -8.9978
012102 | MV/LV Substation HA***102 |  | 10 kV | _ | LV | 200 kVA :Kiosk Substation | 0.2 | --> | 0.2 | 0.075 | 1.99 |  | --> | 0.19 | 0 | 0.027 | 0 | 0 | Constrained, otherwise capacity available =152 kW | --> | C11 ex GRAIGUE | Graigue [T41,T42] | CARLOW |  | 52.833 | -6.9288
005414 | MV/LV Substation KI***414 |  | 10 kV | _ | LV | 100 kVA :Pole Substation | 0.1 | --> | 0.1 | 0 | 0 | Constrained, otherwise capacity available =87 kVA | --> | 0.095 | 0 | 0.024 | 0 | 0 | Constrained, otherwise capacity available =75 kW | --> | C11 ex GARDEN CITY | Garden City [T41,T42] | ARKLOW |  | 52.6911 | -6.2146
1224053 | MV/LV Substation LA***4053 |  | 10 kV | _ | LV | 400 kVA :Building Structure | 0.4 | --> | 0.4 | 0.274 | 4.18 |  | --> | 0.38 | 0 | 0 | 0 | 0 | Constrained, otherwise capacity available =362 kW | --> | C18 ex KINGSCOURT | Kingscourt [T41,T42] | MEATH HILL |  | 53.9031 | -6.7913
132313 | MV/LV Substation SC***313 |  | 10 kV | _ | LV | 400 kVA :Building Structure | 0.4 | --> | 0.4 | 0 | 0 | Constrained, otherwise capacity available =182 kVA | --> | 0.38 | 0 | 0 | 0 | 0 | Constrained, otherwise capacity available =349 kW | --> | C17 ex LOUGHREA | Loughrea [T41,T42] | SOMERSET |  | 53.2035 | -8.5492
068677 | MV/LV Substation CL***677 |  | 10 kV | _ | LV | 1000 kVA :Building Structure | 1 | --> | 1 | 0.5 | 9.28 |  | --> | 0.95 | 0 | 0 | 0.5 | 0 |  | --> | C14 ex PEMBROKE | Pembroke [T41,T42,T43,T44] | RINGSEND |  | 53.3381 | -6.2405
034280 | MV/LV Substation ST***280 |  | 20 kV | _ | LV | 50 kVA :Pole Substation | 0.05 | --> | 0.05 | 0.05 | 0.57 |  | --> | 0.048 | 0 | 0 | 0 | 0 | Constrained, otherwise capacity available =48 kW | --> | E19 ex LAWLESSTOWN | Lawlesstown [T42,T421] | DOON |  | 52.5232 | -7.6612
009170Y | MV/LV Substation IE***170Y |  | 10 kV | _ | LV | 400 kVA :Building Structure | 0.4 | --> | 0.4 | 0.374 | 0.95 |  | --> | 0.38 | 0 | 0.02 | 0 | 0 | Constrained, otherwise capacity available =362 kW | --> | C22 ex TYCOR | Tycor [T41,T42] | WATERFORD |  | 52.2585 | -7.1466
058256 | MV/LV Substation AS***256 |  | 20 kV | _ | LV | 50 kVA :Pole Substation | 0.05 | --> | 0.05 | 0 | 0 | Constrained, otherwise capacity available =41 kVA | --> | 0.048 | 0 | 0 | 0 | 0 | Constrained, otherwise capacity available =46 kW | --> | C17 ex KYLEERAGH | Kyleeragh [T41,T42] | NENAGH |  | 52.9245 | -8.1715
1844083 | MV/LV Substation CA***4083 |  | 10 kV | _ | LV | 400 kVA :Kiosk Substation | 0.4 | --> | 0.4 | 0.344 | 3.38 |  | --> | 0.38 | 0 | 0.005 | 0 | 0 | Constrained, otherwise capacity available =369 kW | --> | C19 ex CASTLEBLAYNEY | Castleblayney [T41,T42] | DUNDALK |  | 54.1163 | -6.7539
233024 | MV/LV Substation MO***024 |  | 10 kV | _ | LV | 200 kVA :Kiosk Substation | 0.2 | --> | 0.2 | 0 | 0 | Constrained, otherwise capacity available =180 kVA | --> | 0.19 | 0 | 0.004 | 0 | 0 | Constrained, otherwise capacity available =184 kW | --> | C23 ex CASTLEISLAND | Castleisland [T41,T42] | TRALEE |  | 52.2329 | -9.4641
066680Z | MV/LV Substation HO***680Z |  | 10 kV | _ | LV | 630 kVA :Kiosk Substation | 0.63 | --> | 0.63 | 0 | 0 | Constrained, otherwise capacity available =529 kVA | --> | 0.598 | 0 | 0.003 | 0.5 | 0 |  | --> | C16 ex MOUNTGORRY | Mountgorry [T41,T42] | GRANGE (DR) |  | 53.4431 | -6.2127
019278 | MV/LV Substation KE***278 |  | 10 kV | _ | LV | 50 kVA :Pole Substation | 0.05 | --> | 0.05 | 0.031 | 2.18 |  | --> | 0.048 | 0 | 0.005 | 0 | 0 | Constrained, otherwise capacity available =41 kW | --> | C12 ex BALLYRICKARD | Ballyrickard [T41,T42] | TRALEE |  | 52.2725 | -9.7496
032079Y | MV/LV Substation AT***079Y |  | 10 kV | _ | LV | 630 kVA :Building Structure | 0.63 | --> | 0.63 | 0 | 0 | Constrained, otherwise capacity available =553 kVA | --> | 0.598 | 0 | 0.01 | 0 | 0 | Constrained, otherwise capacity available =581 kW | --> | C16 ex TRAMORE | Tramore [T41,T42] | BUTLERSTOWN |  | 52.1603 | -7.1387
1514201 | MV/LV Substation HO***4201 |  | 10 kV | _ | LV | 100 kVA :Pole Substation | 0.1 | --> | 0.1 | 0 | 0 | Constrained, otherwise capacity available =89 kVA | --> | 0.095 | 0 | 0 | 0.093 | 0 |  | --> | C12 ex BRUFF | Bruff [T42,T421] | LIMERICK |  | 52.4693 | -8.4361
2884124 | MV/LV Substation CI***4124 |  | 10 kV | _ | LV | 630 kVA :Kiosk Substation | 0.63 | --> | 0.63 | 0 | 0 | Constrained, otherwise capacity available =630 kVA | --> | 0.598 | 0 | 0 | 0.5 | 0 |  | --> | C17 ex SANDYFORD | Sandyford [T41,T42] | CARRICKMINES |  | 53.2664 | -6.2028
015061 | MV/LV Substation KI***061 |  | 10 kV | _ | LV | 400 kVA :Kiosk Substation | 0.4 | --> | 0.4 | 0 | 0 | Constrained, otherwise capacity available =303 kVA | --> | 0.38 | 0 | 0.023 | 0 | 0 | Constrained, otherwise capacity available =350 kW | --> | C16 ex JOHNSTOWN | Johnstown [T41,T42] | KILTEEL |  | 53.239 | -6.5988
252092 | MV/LV Substation AI***092 |  | 10 kV | _ | LV | 50 kVA :Pole Substation | 0.05 | --> | 0.05 | 0.043 | 1.32 |  | --> | 0.048 | 0 | 0 | 0.046 | 0 |  | --> | C15 ex CLIFDEN | Clifden [T41,T42] | SCREEB |  | 53.4049 | -10.1198
031607X | MV/LV Substation MO***607X |  | 20 kV | _ | LV | 50 kVA :Pole Substation | 0.05 | --> | 0.05 | 0 | 0 | Constrained, otherwise capacity available =39 kVA | --> | 0.048 | 0 | 0.054 | 0 | 0 | Constrained, otherwise capacity available =6 kW | --> | E18 ex SPRINGS | Springs [T421,T422] | DUNGARVAN |  | 52.0366 | -7.6046
108018 | MV/LV Substation SH***018 |  | 10 kV | _ | LV | 630 kVA :Kiosk Substation | 0.63 | --> | 0.63 | 0.47 | 1.57 |  | --> | 0.598 | 0 | 0.022 | 0 | 0 | Constrained, otherwise capacity available =560 kW | --> | C15 ex BALLYSHANNON | Ballyshannon [T41,T42] | CATHALEENS FALL |  | 54.5016 | -8.1827
036934X | MV/LV Substation BA***934X |  | 20 kV | _ | LV | 50 kVA :Pole Substation | 0.05 | --> | 0.05 | 0.05 | 1.4 |  | --> | 0.048 | 0 | 0 | 0 | 0 | Constrained, otherwise capacity available =47 kW | --> | E17 ex KILROSS ROAD | Kilross Road [T421] | TIPPERARY |  | 52.4589 | -8.2233
162240X | MV/LV Substation TR***240X |  | 10 kV | _ | LV | 100 kVA :Pole Substation | 0.1 | --> | 0.1 | 0 | 0 | Constrained, otherwise capacity available =83 kVA | --> | 0.095 | 0 | 0 | 0 | 0 | Constrained, otherwise capacity available =93 kW | --> | C20 ex CULLION | Cullion [T41,T42] | LETTERKENNY |  | 54.8757 | -7.7433
037040 | MV/LV Substation CU***040 |  | 10 kV | _ | LV | 200 kVA :Kiosk Substation | 0.2 | --> | 0.2 | 0.179 | 13.05 |  | --> | 0.19 | 0 | 0.011 | 0.179 | 0 |  | --> | C17 ex ENNIS | Ennis [T101,T102] | ENNIS |  | 52.8484 | -8.9931
068604 | MV/LV Substation WA***604 |  | 10 kV | _ | LV | 400 kVA :Kiosk Substation | 0.4 | --> | 0.4 | 0 | 0 | Constrained, otherwise capacity available =300 kVA | --> | 0.38 | 0 | 0.03 | 0.344 | 0 |  | --> | C17 ex WHITEHALL | Whitehall [T41] | FINGLAS |  | 53.3774 | -6.2542
0374226 | MV/LV Substation BA***4226 |  | 10 kV | _ | LV | 100 kVA :Pole Substation | 0.1 | --> | 0.1 | 0 | 0 | Constrained, otherwise capacity available =100 kVA | --> | 0.095 | 0 | 0 | 0 | 0 | Constrained, otherwise capacity available =95 kW | --> | C20 ex CAHIRCALLA | Cahircalla [T41,T42] | ENNIS |  | 52.8157 | -8.9746
066005 | MV/LV Substation LU***005 |  | 20 kV | _ | LV | 400 kVA :Kiosk Substation | 0.4 | --> | 0.4 | 0 | 0 | Constrained, otherwise capacity available =283 kVA | --> | 0.38 | 0 | 0.003 | 0 | 0 | Constrained, otherwise capacity available =362 kW | --> | E15 ex BATTER LANE TEMPORARY | Batter Lane Temporary 38kv [T421] | GLASMORE |  | 53.5266 | -6.1672
021645Z | MV/LV Substation KN***645Z |  | 20 kV | _ | LV | 50 kVA :Pole Substation | 0.05 | --> | 0.05 | 0 | 0 | Constrained, otherwise capacity available =40 kVA | --> | 0.048 | 0 | 0 | 0 | 0 | Constrained, otherwise capacity available =46 kW | --> | E18 ex WHITECHURCH | Whitechurch [T421,T422] | KILBARRY |  | 51.9821 | -8.5909
004399Y | MV/LV Substation AN***399Y |  | 10 kV | _ | LV | 200 kVA :Kiosk Substation | 0.2 | --> | 0.2 | 0 | 0 | Constrained, otherwise capacity available =190 kVA | --> | 0.19 | 0 | 0.005 | 0 | 0 | Constrained, otherwise capacity available =185 kW | --> | C23 ex TINAHASK | Tinahask [T41,T42] | ARKLOW |  | 52.7289 | -6.2861
099191X | MV/LV Substation MC***191X |  | 10 kV | _ | LV | 100 kVA :Pole Substation | 0.1 | --> | 0.1 | 0.096 | 2.96 |  | --> | 0.095 | 0 | 0.021 | 0 | 0 | Constrained, otherwise capacity available =79 kW | --> | C12 ex BALLYRAINE | Ballyraine [T41,T42] | LETTERKENNY |  | 54.9503 | -7.7111
017218Z | MV/LV Substation DA***218Z |  | 10 kV | _ | LV | 100 kVA :Pole Substation | 0.1 | --> | 0.1 | 0.086 | 1.05 |  | --> | 0.095 | 0 | 0 | 0 | 0 | Constrained, otherwise capacity available =93 kW | --> | C19 ex NEWCASTLEWEST | Newcastlewest [T41,T42] | RATHKEALE |  | 52.4141 | -9.0109
0554252 | MV/LV Substation GR***4252 |  | 10 kV | _ | LV | 50 kVA :Pole Substation | 0.05 | --> | 0.05 | 0 | 0 | Constrained, otherwise capacity available =36 kVA | --> | 0.048 | 0 | 0.02 | 0 | 0 | Constrained, otherwise capacity available =31 kW | --> | C16 ex RATHDOWNEY | Rathdowney [T42] | IKERRIN |  | 52.8683 | -7.5104
216523 | MV/LV Substation GW***523 |  | 10 kV | _ | LV | 50 kVA :Pole Substation | 0.05 | --> | 0.05 | 0 | 0 | Constrained, otherwise capacity available =45 kVA | --> | 0.048 | 0 | 0 | 0 | 0 | Constrained, otherwise capacity available =47 kW | --> | C26 ex GLENTIES | Glenties [T41,T42] | BINBANE |  | 54.7815 | -8.3143
0654166 | MV/LV Substation LO***4166 |  | 10 kV | _ | LV | 400 kVA :Building Structure | 0.4 | --> | 0.4 | 0 | 0 | Constrained, otherwise capacity available =382 kVA | --> | 0.38 | 0 | 0 | 0 | 0 | Constrained, otherwise capacity available =378 kW | --> | C15 ex LOUGHSHINNY | Loughshinny [T41,T42] | GLASMORE |  | 53.5469 | -6.1044
164765 | MV/LV Substation SH***765 |  | 10 kV | _ | LV | 100 kVA :Pole Substation | 0.1 | --> | 0.1 | 0.082 | 0.88 |  | --> | 0.095 | 0 | 0.005 | 0 | 0 | Constrained, otherwise capacity available =89 kW | --> | C22 ex ROSS CARBERY | Ross Carbery [T41,T42] | DUNMANWAY |  | 51.5648 | -9.1143
293570Z | MV/LV Substation TU***570Z |  | 20 kV | _ | LV | 400 kVA :Kiosk Substation | 0.4 | --> | 0.4 | 0.303 | 0.43 |  | --> | 0.38 | 0 | 0.013 | 0 | 0 | Constrained, otherwise capacity available =357 kW | --> | E16 ex TULLOW | Tullow [T421,T422] | CARLOW |  | 52.8087 | -6.7254
127762X | MV/LV Substation HO***762X |  | 20 kV | _ | LV | 50 kVA :Pole Substation | 0.05 | --> | 0.05 | 0 | 0 | Constrained, otherwise capacity available =44 kVA | --> | 0.048 | 0 | 0 | 0 | 0 | Constrained, otherwise capacity available =47 kW | --> | C16 ex HOLYCROSS ROAD | Holycross Road [T41,T42] | THURLES |  | 52.6464 | -7.8741
059143Y | MV/LV Substation PU***143Y |  | 20 kV | _ | LV | 400 kVA :Kiosk Substation | 0.4 | --> | 0.4 | 0 | 0 | Constrained, otherwise capacity available =349 kVA | --> | 0.38 | 0 | 0 | 0 | 0 | Constrained, otherwise capacity available =373 kW | --> | E17 ex CAVAN | Cavan [T42,T421] | SHANKILL |  | 54.0998 | -7.4465
139604 | MV/LV Substation LI***604 |  | 10 kV | _ | LV | 50 kVA :Pole Substation | 0.05 | --> | 0.05 | 0 | 0 | Constrained, otherwise capacity available =38 kVA | --> | 0.048 | 0 | 0.006 | 0 | 0 | Constrained, otherwise capacity available =41 kW | --> | C16 ex VIRGINIA | Virginia [T41,T42] | MEATH HILL |  | 53.7903 | -7.0251
0694076 | MV/LV Substation ST***4076 |  | 10 kV | _ | LV | 1000 kVA :Building Structure | 1 | --> | 1 | 0.5 | 0.87 | Constrained, otherwise capacity available =944 kVA | --> | 0.95 | 0 | 0.112 | 0.5 | 0 |  | --> | C18 ex GARVILLE AVENUE | Garville Avenue [T42] | MILLTOWN (DR) |  | 53.3162 | -6.2821
032030 | MV/LV Substation RI***030 |  | 10 kV | _ | LV | 200 kVA :Kiosk Substation | 0.2 | --> | 0.2 | 0 | 0 | Constrained, otherwise capacity available =54 kVA | --> | 0.19 | 0 | 0 | 0 | 0 | Constrained, otherwise capacity available =169 kW | --> | C16 ex TRAMORE | Tramore [T41,T42] | BUTLERSTOWN |  | 52.162 | -7.1386
161746 | MV/LV Substation OS***746 |  | 10 kV | _ | LV | 200 kVA :Pole Substation | 0.2 | --> | 0.2 | 0.198 | 6.53 |  | --> | 0.19 | 0 | 0 | 0.19 | 0 |  | --> | C17 ex OUGHTERARD | Oughterard [T41,T42] | SCREEB |  | 53.4275 | -9.332
127763X | MV/LV Substation HO***763X |  | 20 kV | _ | LV | 50 kVA :Pole Substation | 0.05 | --> | 0.05 | 0 | 0 | Constrained, otherwise capacity available =8 kVA | --> | 0.048 | 0 | 0 | 0 | 0 | Constrained, otherwise capacity available =41 kW | --> | C16 ex HOLYCROSS ROAD | Holycross Road [T41,T42] | THURLES |  | 52.6447 | -7.873
158583 | MV/LV Substation FI***583 |  | 20 kV | _ | LV | 50 kVA :Pole Substation | 0.05 | --> | 0.05 | 0 | 0 | Constrained, otherwise capacity available =12 kVA | --> | 0.048 | 0 | 0.046 | 0 | 0 | Constrained, otherwise capacity available =8 kW | --> | C22 ex ENNISTYMON | Ennistymon [T41,T42] | ENNIS |  | 53.0124 | -9.3844
034348 | MV/LV Substation CI***348 |  | 10 kV | _ | LV | 400 kVA :Building Structure | 0.4 | --> | 0.4 | 0.328 | 0.95 |  | --> | 0.38 | 0 | 0 | 0 | 0 | Constrained, otherwise capacity available =370 kW | --> | C16 ex SPA ROAD | Spa Road [T41,T42] | DOON |  | 52.3544 | -7.6998
023036Y | MV/LV Substation KI***036Y |  | 20 kV | _ | LV | 50 kVA :Pole Substation | 0.05 | --> | 0.05 | 0 | 0 | Constrained, otherwise capacity available =47 kVA | --> | 0.048 | 0 | 0 | 0 | 0 | Constrained, otherwise capacity available =47 kW | --> | C18 ex COOLCARRON | Coolcarron [T41,T42] | BARRYMORE |  | 52.1561 | -8.1733
039292 | MV/LV Substation CH***292 |  | 10 kV | _ | LV | 400 kVA :Kiosk Substation | 0.4 | --> | 0.4 | 0.333 | 11.03 |  | --> | 0.38 | 0 | 0.004 | 0.368 | 0 |  | --> | C32 ex SALTHILL | Salthill [T101,T102] | SALTHILL |  | 53.2863 | -9.0764
095022 | MV/LV Substation OC***022 |  | 10 kV | _ | LV | 630 kVA :Kiosk Substation | 0.63 | --> | 0.63 | 0.5 | 1.1 |  | --> | 0.598 | 0 | 0 | 0 | 0 | Constrained, otherwise capacity available =583 kW | --> | C16 ex KILKEE | Kilkee [T41] | TULLABRACK |  | 52.6845 | -9.6471
062695Y | MV/LV Substation RA***695Y |  | 10 kV | _ | LV | 400 kVA :Kiosk Substation | 0.4 | --> | 0.4 | 0.368 | 5.69 |  | --> | 0.38 | 0 | 0 | 0 | 0 | Constrained, otherwise capacity available =376 kW | --> | C24 ex RAMPARTS | Ramparts [T41,T42] | DUNDALK |  | 53.9988 | -6.3988
130328X | MV/LV Substation BA***328X |  | 20 kV | _ | LV | 630 kVA :Building Structure | 0.63 | --> | 0.63 | 0 | 0 | Constrained, otherwise capacity available =621 kVA | --> | 0.598 | 0 | 0 | 0 | 0 | Constrained, otherwise capacity available =597 kW | --> | E11 ex FINEA | Finea [T421,T422] | SHANKILL |  | 53.7797 | -7.4979
0934046 | MV/LV Substation CO***4046 |  | 10 kV | _ | LV | 50 kVA :Pole Substation | 0.05 | --> | 0.05 | 0.048 | 7.91 |  | --> | 0.048 | 0 | 0 | 0.047 | 0 |  | --> | C26 ex PELLETSTOWN | Pelletstown [T101,T102] | FINGLAS |  | 53.3984 | -6.3575
009660Y | MV/LV Substation IE***660Y |  | 10 kV | _ | LV | 400 kVA :Building Structure | 0.4 | --> | 0.4 | 0.378 | 0.95 |  | --> | 0.38 | 0 | 0 | 0 | 0 | Constrained, otherwise capacity available =377 kW | --> | C22 ex TYCOR | Tycor [T41,T42] | WATERFORD |  | 52.2579 | -7.1496
151635X | MV/LV Substation RA***635X |  | 10 kV | _ | LV | 50 kVA :Pole Substation | 0.05 | --> | 0.05 | 0 | 0 | Constrained, otherwise capacity available =49 kVA | --> | 0.048 | 0 | 0 | 0 | 0 | Constrained, otherwise capacity available =47 kW | --> | C25 ex GARRYSPILLANE | Garryspillane [T41] | TIPPERARY |  | 52.4248 | -8.3892
004886 | MV/LV Substation CO***886 |  | 20 kV | _ | LV | 200 kVA :Pole Substation | 0.2 | --> | 0.2 | 0 | 0 | Constrained, otherwise capacity available =101 kVA | --> | 0.19 | 0 | 0 | 0 | 0 | Constrained, otherwise capacity available =176 kW | --> | E13 ex SHILLELAGH | Shillelagh [T421,T422] | CARLOW |  | 52.7555 | -6.4645
164767X | MV/LV Substation KE***767X |  | 10 kV | _ | LV | 50 kVA :Pole Substation | 0.05 | --> | 0.05 | 0 | 0 | Constrained, otherwise capacity available =38 kVA | --> | 0.048 | 0 | 0 | 0 | 0 | Constrained, otherwise capacity available =46 kW | --> | C17 ex SKIBBEREEN | Skibbereen [T41,T42] | DUNMANWAY |  | 51.5576 | -9.1345
1274112 | MV/LV Substation CO***4112 |  | 10 kV | _ | LV | 50 kVA :Pole Substation | 0.05 | --> | 0.05 | 0 | 0 | Constrained, otherwise capacity available =42 kVA | --> | 0.048 | 0 | 0 | 0 | 0 | Constrained, otherwise capacity available =46 kW | --> | C18 ex HOLYCROSS ROAD | Holycross Road [T41,T42] | THURLES |  | 52.6874 | -7.8242
025162 | MV/LV Substation CA***162 |  | 20 kV | _ | LV | 100 kVA :Pole Substation | 0.1 | --> | 0.1 | 0.095 | 2.96 |  | --> | 0.095 | 0 | 0 | 0 | 0 | Constrained, otherwise capacity available =94 kW | --> | E11 ex CHARLEVILLE | Charleville [T421,T422] | CHARLEVILLE |  | 52.3292 | -8.6694
0084061 | MV/LV Substation OL***4061 |  | 20 kV | _ | LV | 50 kVA :Pole Substation | 0.05 | --> | 0.05 | 0 | 0 | Constrained, otherwise capacity available =36 kVA | --> | 0.048 | 0 | 0 | 0 | 0 | Constrained, otherwise capacity available =46 kW | --> | E17 ex KNOCKMULLEN | Knockmullen [T42,T421] | GREAT ISLAND |  | 52.3932 | -6.8369
006916 | MV/LV Substation KI***916 |  | 20 kV | _ | LV | 100 kVA :Pole Substation | 0.1 | --> | 0.1 | 0.076 | 1.13 |  | --> | 0.095 | 0 | 0.016 | 0 | 0 | Constrained, otherwise capacity available =80 kW | --> | E18 ex BUNCLODY | Bunclody [T421,T422] | CRANE |  | 52.5662 | -6.742
1544286 | MV/LV Substation HU***4286 |  | 20 kV | _ | LV | 50 kVA :Pole Substation | 0.05 | --> | 0.05 | 0 | 0 | Constrained, otherwise capacity available =50 kVA | --> | 0.048 | 0 | 0 | 0 | 0 | Constrained, otherwise capacity available =47 kW | --> | E14 ex CORDUFF |  |  |  | 53.4124 | -6.3429
1544279 | MV/LV Substation KI***4279 |  | 20 kV | _ | LV | 630 kVA :Building Structure | 0.63 | --> | 0.63 | 0.5 | 41.3 |  | --> | 0.598 | 0 | 0 | 0.5 | 0 |  | --> | E13 ex CORDUFF | Corduff [T121,T122] | CORDUFF |  | 53.4169 | -6.3537
293554X | MV/LV Substation BI***554X |  | 20 kV | _ | LV | 50 kVA :Pole Substation | 0.05 | --> | 0.05 | 0 | 0 | Constrained, otherwise capacity available =33 kVA | --> | 0.048 | 0 | 0 | 0 | 0 | Constrained, otherwise capacity available =45 kW | --> | E13 ex BALTINGLASS | Baltinglass [T421,T422] | STRATFORD |  | 52.8962 | -6.8158
066507Z | MV/LV Substation WA***507Z |  | 10 kV | _ | LV | 400 kVA :Kiosk Substation | 0.4 | --> | 0.4 | 0 | 0 | Constrained, otherwise capacity available =384 kVA | --> | 0.38 | 0 | 0 | 0.378 | 0 |  | --> | C18 ex MOUNTGORRY | Mountgorry [T41,T42] | GRANGE (DR) |  | 53.4522 | -6.1977
033113 | MV/LV Substation C ***113 |  | 10 kV | _ | LV | 50 kVA :Pole Substation | 0.05 | --> | 0.05 | 0 | 0 | Constrained, otherwise capacity available =43 kVA | --> | 0.048 | 0 | 0.01 | 0.039 | 0 |  | --> | C16 ex CREGG ROAD | Cregg Road [T41,T42] | BALLYDINE |  | 52.3479 | -7.3995
021415Z | MV/LV Substation SP***415Z |  | 10 kV | _ | LV | 630 kVA :Building Structure | 0.63 | --> | 0.63 | 0.5 | 6.78 |  | --> | 0.598 | 0 | 0.01 | 0.5 | 0 |  | --> | C39 ex CASTLEVIEW | Castleview [T101,T102] | CASTLEVIEW |  | 51.9067 | -8.3475
015140Y | MV/LV Substation TI***140Y |  | 10 kV | _ | LV | 50 kVA :Pole Substation | 0.05 | --> | 0.05 | 0 | 0 | Constrained, otherwise capacity available =39 kVA | --> | 0.048 | 0 | 0.006 | 0 | 0 | Constrained, otherwise capacity available =42 kW | --> | E18 ex BLESSINGTON | Blessington [T421,T422] | KILTEEL |  | 53.2116 | -6.4839
2064001 | MV/LV Substation GL***4001 |  | 20 kV | _ | LV | 50 kVA :Pole Substation | 0.05 | --> | 0.05 | 0.046 | 7.61 |  | --> | 0.048 | 0 | 0 | 0 | 0 | Constrained, otherwise capacity available =47 kW | --> | E14 ex BELLACORICK | Bellacorick [T122] | BELLACORICK |  | 54.18 | -9.8698
081138Z | MV/LV Substation TH***138Z |  | 10 kV | _ | LV | 200 kVA :Kiosk Substation | 0.2 | --> | 0.2 | 0 | 0 | Constrained, otherwise capacity available =101 kVA | --> | 0.19 | 0 | 0.046 | 0.142 | 0 |  | --> | C13 ex BALGADDY | Balgaddy [T41,T42] | GRANGE CASTLE |  | 53.3389 | -6.4469
127090 | MV/LV Substation BO***090 |  | 20 kV | _ | LV | 200 kVA :Pole Substation | 0.2 | --> | 0.2 | 0.191 | 5.89 |  | --> | 0.19 | 0 | 0.006 | 0 | 0 | Constrained, otherwise capacity available =184 kW | --> | C14 ex CASHEL | Cashel [T41,T42] | CAHIR |  | 52.5715 | -7.8928
019311 | MV/LV Substation LI***311 |  | 10 kV | _ | LV | 200 kVA :Kiosk Substation | 0.2 | --> | 0.2 | 0.151 | 2.18 |  | --> | 0.19 | 0 | 0.025 | 0 | 0 | Constrained, otherwise capacity available =165 kW | --> | C12 ex BALLYRICKARD | Ballyrickard [T41,T42] | TRALEE |  | 52.2844 | -9.8552
068732X | MV/LV Substation PR***732X |  | 10 kV | _ | LV | 630 kVA :Building Structure | 0.63 | --> | 0.63 | 0.5 | 14.34 |  | --> | 0.598 | 0 | 0 | 0.5 | 0 |  | --> | C37 ex NORTH QUAYS | North Quays [T101,T102,T103] | POOLBEG |  | 53.3528 | -6.2481
011579Z | MV/LV Substation CA***579Z |  | 10 kV | _ | LV | 50 kVA :Pole Substation | 0.05 | --> | 0.05 | 0.037 | 0.04 |  | --> | 0.048 | 0 | 0.029 | 0 | 0 | Constrained, otherwise capacity available =24 kW | --> | C18 ex CALLAN | Callan [T41,T42] | KILKENNY |  | 52.5156 | -7.3185
238090Y | MV/LV Substation MA***090Y |  | 20 kV | _ | LV | 100 kVA :Pole Substation | 0.1 | --> | 0.1 | 0 | 0 | Constrained, otherwise capacity available =76 kVA | --> | 0.095 | 0 | 0 | 0 | 0 | Constrained, otherwise capacity available =92 kW | --> | E12 ex BALLINROBE | Ballinrobe [T421,T422] | DALTON |  | 53.6156 | -9.219
210030 | MV/LV Substation HI***030 |  | 10 kV | _ | LV | 400 kVA :Kiosk Substation | 0.4 | --> | 0.4 | 0 | 0 | Constrained, otherwise capacity available =344 kVA | --> | 0.38 | 0 | 0 | 0 | 0 | Constrained, otherwise capacity available =372 kW | --> | C17 ex CARRICKMACROSS | Carrickmacross [T41,T42] | MEATH HILL |  | 53.983 | -6.7146
365189X | MV/LV Substation YE***189X |  | 10 kV | _ | LV | 400 kVA :Kiosk Substation | 0.4 | --> | 0.4 | 0 | 0 | Constrained, otherwise capacity available =285 kVA | --> | 0.38 | 0 | 0.01 | 0.357 | 0 |  | --> | C34 ex CLONDALKIN | Clondalkin [T41,T42,T44] | INCHICORE 220KV |  | 53.3264 | -6.3813
065075 | MV/LV Substation LA***075 |  | 10 kV | _ | LV | 400 kVA :Kiosk Substation | 0.4 | --> | 0.4 | 0 | 0 | Constrained, otherwise capacity available =342 kVA | --> | 0.38 | 0 | 0.007 | 0.367 | 0 |  | --> | C21 ex STEPHENSTOWN | Stephenstown [T101,T102] | FINGLAS |  | 53.6135 | -6.1871
025298 | MV/LV Substation FA***298 |  | 20 kV | _ | LV | 200 kVA :Pole Substation | 0.2 | --> | 0.2 | 0.189 | 2.96 |  | --> | 0.19 | 0 | 0 | 0 | 0 | Constrained, otherwise capacity available =188 kW | --> | E11 ex CHARLEVILLE | Charleville [T421,T422] | CHARLEVILLE |  | 52.3192 | -8.6726
001133X | MV/LV Substation AN***133X |  | 10 kV | _ | LV | 1000 kVA :Building Structure | 1 | --> | 1 | 0 | 0 | Constrained, otherwise capacity available =988 kVA | --> | 0.95 | 0 | 0 | 0.5 | 0 |  | --> | C19 ex DUNDRUM | Dundrum [T41,T42] | BLACKROCK |  | 53.2989 | -6.2456
0814339 | MV/LV Substation TH***4339 |  | 10 kV | _ | LV | 50 kVA :Pole Substation | 0.05 | --> | 0.05 | 0 | 0 | Constrained, otherwise capacity available =48 kVA | --> | 0.048 | 0 | 0 | 0.047 | 0 |  | --> | C29 ex GRANGE CASTLE | Grange Castle [T101,T102] | INCHICORE 220KV |  | 53.2927 | -6.4823
1764057 | MV/LV Substation TW***4057 |  | 20 kV | _ | LV | 50 kVA :Pole Substation | 0.05 | --> | 0.05 | 0.045 | 18.78 |  | --> | 0.048 | 0 | 0 | 0.047 | 0 |  | --> | E14 ex HARTNETTS CROSS | Hartnetts Cross [T121,T422] | MACROOM |  | 51.8989 | -9.1434
0684239 | MV/LV Substation MO***4239 |  | 10 kV | _ | LV | 1000 kVA :Building Structure | 1 | --> | 1 | 0.5 | 28.43 |  | --> | 0.95 | 0 | 0 | 0.5 | 0 |  | --> | C39 ex BEDFORD ROW | Bedford Row [T41,T42,T43,T44] | FRANCIS STREET |  | 53.3409 | -6.2574
118147Y | MV/LV Substation CO***147Y |  | 10 kV | _ | LV | 200 kVA :Kiosk Substation | 0.2 | --> | 0.2 | 0.193 | 2 |  | --> | 0.19 | 0 | 0 | 0 | 0 | Constrained, otherwise capacity available =189 kW | --> | C11 ex BALLINASLOE | Ballinasloe [T41,T42] | SOMERSET |  | 53.3222 | -8.1884
238913X | MV/LV Substation CH***913X |  | 20 kV | _ | LV | 630 kVA :Kiosk Substation | 0.63 | --> | 0.63 | 0 | 0 | Constrained, otherwise capacity available =573 kVA | --> | 0.598 | 0 | 0.006 | 0 | 0 | Constrained, otherwise capacity available =586 kW | --> | E12 ex BALLINROBE | Ballinrobe [T421,T422] | DALTON |  | 53.6233 | -9.2205
252768 | MV/LV Substation AI***768 |  | 10 kV | _ | LV | 100 kVA :Pole Substation | 0.1 | --> | 0.1 | 0.076 | 1.32 |  | --> | 0.095 | 0 | 0 | 0.092 | 0 |  | --> | C15 ex CLIFDEN | Clifden [T41,T42] | SCREEB |  | 53.4206 | -10.1443
064590 | MV/LV Substation AB***590 |  | 20 kV | _ | LV | 200 kVA :Pole Substation | 0.2 | --> | 0.2 | 0 | 0 | Constrained, otherwise capacity available =57 kVA | --> | 0.19 | 0 | 0 | 0 | 0 | Constrained, otherwise capacity available =170 kW | --> | E15 ex DULEEK | Duleek [T421,T422] | DRYBRIDGE |  | 53.6541 | -6.4176
093115 | MV/LV Substation AD***115 |  | 10 kV | _ | LV | 400 kVA :Building Structure | 0.4 | --> | 0.4 | 0.237 | 12.96 |  | --> | 0.38 | 0 | 0.01 | 0.35 | 0 |  | --> | C22 ex ARTANE | Artane [T101,T102] | FINGLAS |  | 53.395 | -6.2098
011293Z | MV/LV Substation JO***293Z |  | 10 kV | _ | LV | 100 kVA :Pole Substation | 0.1 | --> | 0.1 | 0 | 0 | Constrained, otherwise capacity available =88 kVA | --> | 0.095 | 0 | 0 | 0 | 0 | Constrained, otherwise capacity available =93 kW | --> | C17 ex ROSEHILL | Rosehill [T41,T42] | KILKENNY |  | 52.629 | -7.2398
0024029 | MV/LV Substation KI***4029 |  | 10 kV | _ | LV | 400 kVA :Kiosk Substation | 0.4 | --> | 0.4 | 0.366 | 2.36 |  | --> | 0.38 | 0 | 0 | 0.375 | 0 |  | --> | C16 ex BRAY | Bray [T41,T42] | FASSAROE |  | 53.1904 | -6.1278
2884109 | MV/LV Substation KI***4109 |  | 10 kV | _ | LV | 400 kVA :Kiosk Substation | 0.4 | --> | 0.4 | 0 | 0 | Constrained, otherwise capacity available =275 kVA | --> | 0.38 | 0 | 0 | 0.363 | 0 |  | --> | C17 ex CARRICKMINES | Carrickmines [T41,T42] | CARRICKMINES |  | 53.2401 | -6.1972
209067 | MV/LV Substation NO***067 |  | 20 kV | _ | LV | 100 kVA :Pole Substation | 0.1 | --> | 0.1 | 0 | 0 | Constrained, otherwise capacity available =30 kVA | --> | 0.095 | 0 | 0 | 0 | 0 | Constrained, otherwise capacity available =85 kW | --> | C21 ex MILFORD (NR) | Milford (nr) [T41,T42] | LETTERKENNY |  | 55.1759 | -7.7945
0174313 | MV/LV Substation RU***4313 |  | 10 kV | _ | LV | 200 kVA :Pole Substation | 0.2 | --> | 0.2 | 0.166 | 1.05 |  | --> | 0.19 | 0 | 0 | 0 | 0 | Constrained, otherwise capacity available =185 kW | --> | C15 ex NEWCASTLEWEST | Newcastlewest [T41,T42] | RATHKEALE |  | 52.4444 | -9.0432
025028 | MV/LV Substation AR***028 |  | 20 kV | _ | LV | 50 kVA :Pole Substation | 0.05 | --> | 0.05 | 0.047 | 2.96 |  | --> | 0.048 | 0 | 0 | 0 | 0 | Constrained, otherwise capacity available =47 kW | --> | E14 ex CHARLEVILLE | Charleville [T421,T422] | CHARLEVILLE |  | 52.3468 | -8.7282
281537Y | MV/LV Substation BO***537Y |  | 10 kV | _ | LV | 200 kVA :Pole Substation | 0.2 | --> | 0.2 | 0 | 0 | Constrained, otherwise capacity available =138 kVA | --> | 0.19 | 0 | 0 | 0 | 0 | Constrained, otherwise capacity available =181 kW | --> | C17 ex CARRIGALINE | Carrigaline [T41,T42] | BARNAHELY |  | 51.7952 | -8.3567
251413X | MV/LV Substation ST***413X |  | 20 kV | _ | LV | 50 kVA :Pole Substation | 0.05 | --> | 0.05 | 0 | 0 | Constrained, otherwise capacity available =48 kVA | --> | 0.048 | 0 | 0 | 0 | 0 | Constrained, otherwise capacity available =47 kW | --> | E47 ex CLAREGALWAY | Claregalway [T42,T421] | GALWAY 110KV |  | 53.3795 | -8.8582
117200Y | MV/LV Substation KN***200Y |  | 10 kV | _ | LV | 200 kVA :Kiosk Substation | 0.2 | --> | 0.2 | 0.151 | 5.78 |  | --> | 0.19 | 0 | 0.023 | 0.166 | 0 |  | --> | C14 ex OAKFIELD | Oakfield [T41,T42] | SLIGO |  | 54.2151 | -8.5099
2384137 | MV/LV Substation BA***4137 |  | 20 kV | _ | LV | 50 kVA :Pole Substation | 0.05 | --> | 0.05 | 0 | 0 | Constrained, otherwise capacity available =39 kVA | --> | 0.048 | 0 | 0 | 0 | 0 | Constrained, otherwise capacity available =46 kW | --> | E14 ex BALLINROBE | Ballinrobe [T421,T422] | DALTON |  | 53.7163 | -9.1944
293001 | MV/LV Substation CA***001 |  | 20 kV | _ | LV | 200 kVA :Building Structure | 0.2 | --> | 0.2 | 0 | 0.43 |  | --> | 0.19 | 0 | 0.01 | 0 | 0 | Constrained, otherwise capacity available =153 kW | --> | E15 ex TULLOW | Tullow [T421,T422] | CARLOW |  | 52.804 | -6.7352
009292 | MV/LV Substation OA***292 |  | 10 kV | _ | LV | 400 kVA :Kiosk Substation | 0.4 | --> | 0.4 | 0.287 | 0.95 |  | --> | 0.38 | 0 | 0.026 | 0 | 0 | Constrained, otherwise capacity available =345 kW | --> | C25 ex TYCOR | Tycor [T41,T42] | WATERFORD |  | 52.2618 | -7.1402
066662 | MV/LV Substation BE***662 |  | 20 kV | _ | LV | 50 kVA :Pole Substation | 0.05 | --> | 0.05 | 0 | 0 |  | --> | 0.048 | 0 | 0 | 0 | 0 | Constrained, otherwise capacity available =37 kW | --> | E20 ex GLASMORE | Glasmore [T421,T422] | GLASMORE |  | 53.4847 | -6.2199
0084292 | MV/LV Substation NE***4292 |  | 10 kV | _ | LV | 400 kVA :Kiosk Substation | 0.4 | --> | 0.4 | 0 | 0 | Constrained, otherwise capacity available =320 kVA | --> | 0.38 | 0 | 0 | 0 | 0 | Constrained, otherwise capacity available =369 kW | --> | C14 ex KNOCKMULLEN | Knockmullen [T42,T421] | GREAT ISLAND |  | 52.39 | -6.9387
0584371 | MV/LV Substation SI***4371 |  | 10 kV | _ | LV | 50 kVA :Pole Substation | 0.05 | --> | 0.05 | 0.047 | 0.18 |  | --> | 0.048 | 0 | 0 | 0 | 0 | Constrained, otherwise capacity available =47 kW | --> | C15 ex TOOMEVARA | Toomevara [T42] | NENAGH |  | 52.8942 | -8.0133
0694148 | MV/LV Substation LI***4148 |  | 10 kV | _ | LV | 1000 kVA :Building Structure | 1 | --> | 1 | 0.5 | 17.78 |  | --> | 0.95 | 0 | 0 | 0.5 | 0 |  | --> | C24 ex RINGSEND | Ringsend [T101,T102] | POOLBEG |  | 53.3398 | -6.2152
067851Y | MV/LV Substation CO***851Y |  | 10 kV | _ | LV | 400 kVA :Building Structure | 0.4 | --> | 0.4 | 0 | 0 | Constrained, otherwise capacity available =320 kVA | --> | 0.38 | 0 | 0 | 0.369 | 0 |  | --> | C11 ex RAHEEN | Raheen [T41,T42] | LIMERICK |  | 52.625 | -8.6642
117779 | MV/LV Substation N4***779 |  | 10 kV | _ | LV | 200 kVA :Pole Substation | 0.2 | --> | 0.2 | 0.122 | 5.78 |  | --> | 0.19 | 0 | 0.05 | 0.142 | 0 |  | --> | C14 ex OAKFIELD | Oakfield [T41,T42] | SLIGO |  | 54.223 | -8.4982
365439X | MV/LV Substation TH***439X |  | 10 kV | _ | LV | 50 kVA :Pole Substation | 0.05 | --> | 0.05 | 0 | 0 | Constrained, otherwise capacity available =48 kVA | --> | 0.048 | 0 | 0 | 0.047 | 0 |  | --> | C15 ex SAGGART | Saggart [T41,T42] | GRANGE CASTLE |  | 53.2679 | -6.3828
365187 | MV/LV Substation TA***187 |  | 10 kV | _ | LV | 1000 kVA :Building Structure | 1 | --> | 1 | 0.5 | 13.91 |  | --> | 0.95 | 0 | 0 | 0.5 | 0 |  | --> | C21 ex COOKSTOWN | Cookstown [T101,T102] | CARRICKMINES |  | 53.2877 | -6.3771
093078Z | MV/LV Substation CO***078Z |  | 10 kV | _ | LV | 400 kVA :Kiosk Substation | 0.4 | --> | 0.4 | 0 | 0 | Constrained, otherwise capacity available =324 kVA | --> | 0.38 | 0 | 0 | 0.37 | 0 |  | --> | C18 ex POPPINTREE | Poppintree [T101,T102] | FINGLAS |  | 53.3959 | -6.2572
095764 | MV/LV Substation MO***764 |  | 10 kV | _ | LV | 50 kVA :Pole Substation | 0.05 | --> | 0.05 | 0.045 | 1.1 |  | --> | 0.048 | 0 | 0.005 | 0 | 0 | Constrained, otherwise capacity available =43 kW | --> | C23 ex KILKEE | Kilkee [T41] | TULLABRACK |  | 52.643 | -9.6853
157103 | MV/LV Substation PU***103 |  | 20 kV | _ | LV | 50 kVA :Pole Substation | 0.05 | --> | 0.05 | 0.05 | 1.55 |  | --> | 0.048 | 0 | 0 | 0 | 0 | Constrained, otherwise capacity available =47 kW | --> | E11 ex CARRIGALLEN | Carrigallen [T421] | CARRICK ON SHANNON |  | 53.9946 | -7.6653
005596X | MV/LV Substation ET***596X |  | 20 kV | _ | LV | 50 kVA :Pole Substation | 0.05 | --> | 0.05 | 0.032 | 17.8 |  | --> | 0.048 | 0 | 0 | 0.045 | 0 |  | --> | E13 ex BANOGE | Banoge [T121,T122] | BANOGE |  | 52.6373 | -6.2371
029566X | MV/LV Substation ID***566X |  | 10 kV | _ | LV | 100 kVA :Pole Substation | 0.1 | --> | 0.1 | 0 | 0 | Constrained, otherwise capacity available =77 kVA | --> | 0.095 | 0 | 0 | 0 | 0 | Constrained, otherwise capacity available =92 kW | --> | C17 ex KILLACLOYNE | Killacloyne [T41,T42] | MIDLETON |  | 51.9083 | -8.2755
064682 | MV/LV Substation BA***682 |  | 20 kV | _ | LV | 50 kVA :Pole Substation | 0.05 | --> | 0.05 | 0 | 0 | Constrained, otherwise capacity available =34 kVA | --> | 0.048 | 0 | 0 | 0 | 0 | Constrained, otherwise capacity available =45 kW | --> | C17 ex DRYBRIDGE | Drybridge [T41,T42] | DRYBRIDGE |  | 53.7142 | -6.4701
002976 | MV/LV Substation GL***976 |  | 10 kV | _ | LV | 400 kVA :Building Structure | 0.4 | --> | 0.4 | 0.339 | 4.51 |  | --> | 0.38 | 0 | 0 | 0.372 | 0 |  | --> | C22 ex BOGHALL ROAD | Boghall Road [T41,T42] | FASSAROE |  | 53.1713 | -6.1389
062769 | MV/LV Substation IN***769 |  | 20 kV | _ | LV | 50 kVA :Pole Substation | 0.05 | --> | 0.05 | 0.047 | 2.33 |  | --> | 0.048 | 0 | 0 | 0 | 0 | Constrained, otherwise capacity available =47 kW | --> | C26 ex DUNDALK | Dundalk [T41,T42] | DUNDALK |  | 54.0019 | -6.5731
0684377 | MV/LV Substation TE***4377 |  | 10 kV | _ | LV | 630 kVA :Building Structure | 0.63 | --> | 0.63 | 0.5 | 6.65 |  | --> | 0.598 | 0 | 0 | 0.5 | 0 |  | --> | C20 ex EAST WALL ROAD | East Wall Road [T41,T42] | MCDERMOTT |  | 53.3516 | -6.1982
062121 | MV/LV Substation FA***121 |  | 10 kV | _ | LV | 200 kVA :Pole Substation | 0.2 | --> | 0.2 | 0.159 | 2.33 |  | --> | 0.19 | 0 | 0.016 | 0 | 0 | Constrained, otherwise capacity available =172 kW | --> | C18 ex DUNDALK | Dundalk [T41,T42] | DUNDALK |  | 54.009 | -6.4225
2444158 | MV/LV Substation KE***4158 |  | 20 kV | _ | LV | 50 kVA :Pole Substation | 0.05 | --> | 0.05 | 0 | 0 | Constrained, otherwise capacity available =50 kVA | --> | 0.048 | 0 | 0 | 0 | 0 | Constrained, otherwise capacity available =47 kW | --> | E11 ex MILLTOWN (SR) | Milltown (sr) [T421,T422] | OUGHTRAGH |  | 52.1719 | -9.7788
162102X | MV/LV Substation WO***102X |  | 10 kV | _ | LV | 100 kVA :Pole Substation | 0.1 | --> | 0.1 | 0.08 | 0.25 |  | --> | 0.095 | 0 | 0 | 0 | 0 | Constrained, otherwise capacity available =92 kW | --> | C16 ex ROSSGEIR | Rossgeir [T41,T42] | LETTERKENNY |  | 54.876 | -7.5785
067380Y | MV/LV Substation BA***380Y |  | 20 kV | _ | LV | 50 kVA :Pole Substation | 0.05 | --> | 0.05 | 0 | 0 | Constrained, otherwise capacity available =50 kVA | --> | 0.048 | 0 | 0 | 0.048 | 0 |  | --> | C11 ex RAHEEN | Raheen [T41,T42] | LIMERICK |  | 52.6211 | -8.6722
164824X | MV/LV Substation SH***824X |  | 10 kV | _ | LV | 50 kVA :Pole Substation | 0.05 | --> | 0.05 | 0 | 0 | Constrained, otherwise capacity available =50 kVA | --> | 0.048 | 0 | 0 | 0 | 0 | Constrained, otherwise capacity available =48 kW | --> | C17 ex SKIBBEREEN | Skibbereen [T41,T42] | DUNMANWAY |  | 51.5743 | -9.2001
067031Z | MV/LV Substation ST***031Z |  | 10 kV | _ | LV | 400 kVA :Building Structure | 0.4 | --> | 0.4 | 0 | 0 | Constrained, otherwise capacity available =296 kVA | --> | 0.38 | 0 | 0 | 0 | 0 | Constrained, otherwise capacity available =366 kW | --> | C21 ex CASTLETROY | Castletroy [T41,T42] | ARDNACRUSHA |  | 52.6642 | -8.5527
093352 | MV/LV Substation CO***352 |  | 10 kV | _ | LV | 200 kVA :Building Structure | 0.2 | --> | 0.2 | 0.168 | 2.86 |  | --> | 0.19 | 0 | 0 | 0.186 | 0 |  | --> | C14 ex BALLYMUN | Ballymun [T41,T42] | FINGLAS |  | 53.3923 | -6.2651
0074533 | MV/LV Substation TO***4533 |  | 20 kV | _ | LV | 200 kVA :Pole Substation | 0.2 | --> | 0.2 | 0.2 | 1.4 |  | --> | 0.19 | 0 | 0 | 0 | 0 | Constrained, otherwise capacity available =190 kW | --> | E12 ex KILLINICK | Killinick [T421,T422] | WEXFORD |  | 52.2456 | -6.386
022182 | MV/LV Substation MO***182 |  | 10 kV | _ | LV | 100 kVA :Pole Substation | 0.1 | --> | 0.1 | 0.084 | 4.55 |  | --> | 0.095 | 0 | 0 | 0 | 0 | Constrained, otherwise capacity available =93 kW | --> | C17 ex MALLOW | Mallow [T41,T42] | MALLOW |  | 52.1683 | -8.5935
081140 | MV/LV Substation GO***140 |  | 10 kV | _ | LV | 400 kVA :Building Structure | 0.4 | --> | 0.4 | 0 | 0 | Constrained, otherwise capacity available =100 kVA | --> | 0.38 | 0 | 0.026 | 0 | 0 | Constrained, otherwise capacity available =318 kW | --> | C18 ex PALMERSTOWN | Palmerstown [T41,T42] | FINGLAS |  | 53.3456 | -6.3602
276707 | MV/LV Substation SP***707 |  | 10 kV | _ | LV | 50 kVA :Pole Substation | 0.05 | --> | 0.05 | 0.043 | 0.76 |  | --> | 0.048 | 0 | 0.02 | 0 | 0 | Constrained, otherwise capacity available =32 kW | --> | C12 ex WOODFORD | Woodford [T41,T42] | KNOCKEARAGH |  | 52.0689 | -9.4683
132867X | MV/LV Substation CO***867X |  | 10 kV | _ | LV | 50 kVA :Pole Substation | 0.05 | --> | 0.05 | 0 | 0 | Constrained, otherwise capacity available =34 kVA | --> | 0.048 | 0 | 0 | 0 | 0 | Constrained, otherwise capacity available =45 kW | --> | C17 ex LOUGHREA | Loughrea [T41,T42] | SOMERSET |  | 53.2053 | -8.572
120152Y | MV/LV Substation FU***152Y |  | 20 kV | _ | LV | 50 kVA :Pole Substation | 0.05 | --> | 0.05 | 0.031 | 3.5 |  | --> | 0.048 | 0 | 0 | 0 | 0 | Constrained, otherwise capacity available =45 kW | --> | E12 ex DUNFIRTH | Dunfirth [T122] | DUNFIRTH |  | 53.4298 | -6.9162
158007X | MV/LV Substation AI***007X |  | 20 kV | _ | LV | 100 kVA :Pole Substation | 0.1 | --> | 0.1 | 0 | 0 | Constrained, otherwise capacity available =73 kVA | --> | 0.095 | 0 | 0 | 0 | 0 | Constrained, otherwise capacity available =91 kW | --> | C19 ex ENNISTYMON | Ennistymon [T41,T42] | ENNIS |  | 53.0886 | -9.1442
237342X | MV/LV Substation WI***342X |  | 10 kV | _ | LV | 50 kVA :Pole Substation | 0.05 | --> | 0.05 | 0 | 0 | Constrained, otherwise capacity available =50 kVA | --> | 0.048 | 0 | 0 | 0 | 0 | Constrained, otherwise capacity available =48 kW | --> | C11 ex KILSARAN | Kilsaran [T42] | DRYBRIDGE |  | 53.8755 | -6.407
017280Y | MV/LV Substation DO***280Y |  | 10 kV | _ | LV | 400 kVA :Kiosk Substation | 0.4 | --> | 0.4 | 0.27 | 4.23 |  | --> | 0.38 | 0 | 0 | 0 | 0 | Constrained, otherwise capacity available =362 kW | --> | C17 ex CHURCHTOWN | Churchtown [T41] | RATHKEALE |  | 52.4529 | -9.0594
003010 | MV/LV Substation RO***010 |  | 10 kV | _ | LV | 50 kVA :Pole Substation | 0.05 | --> | 0.05 | 0.031 | 11.58 |  | --> | 0.048 | 0 | 0.005 | 0 | 0 | Constrained, otherwise capacity available =41 kW | --> | C19 ex BALLYBEG | Ballybeg [T101,T102] | CARRICKMINES |  | 53.0051 | -6.0964
0774051 | MV/LV Substation AD***4051 |  | 20 kV | _ | LV | 50 kVA :Pole Substation | 0.05 | --> | 0.05 | 0 | 0 | Constrained, otherwise capacity available =50 kVA | --> | 0.048 | 0 | 0 | 0 | 0 | Constrained, otherwise capacity available =48 kW | --> | E16 ex PATRICKSWELL | Patrickswell [T421,T422] | LIMERICK |  | 52.5447 | -8.7748
011535Y | MV/LV Substation A.***535Y |  | 10 kV | _ | LV | 400 kVA :Building Structure | 0.4 | --> | 0.4 | 0.4 | 5.05 |  | --> | 0.38 | 0 | 0 | 0 | 0 | Constrained, otherwise capacity available =380 kW | --> | C14 ex MCDONAGH | Mcdonagh [T41,T42] | KILKENNY |  | 52.6543 | -7.2295
006532 | MV/LV Substation CL***532 |  | 20 kV | _ | LV | 100 kVA :Pole Substation | 0.1 | --> | 0.1 | 0 | 0 | Constrained, otherwise capacity available =64 kVA | --> | 0.095 | 0 | 0.01 | 0 | 0 | Constrained, otherwise capacity available =83 kW | --> | E15 ex CLONROCHE | Clonroche [T421,T422] | WEXFORD |  | 52.4479 | -6.7228
209250 | MV/LV Substation CA***250 |  | 20 kV | _ | LV | 50 kVA :Pole Substation | 0.05 | --> | 0.05 | 0 | 0 | Constrained, otherwise capacity available =43 kVA | --> | 0.048 | 0 | 0 | 0 | 0 | Constrained, otherwise capacity available =46 kW | --> | C14 ex MILFORD (NR) | Milford (nr) [T41,T42] | LETTERKENNY |  | 55.2476 | -7.6956
059720Y | MV/LV Substation AS***720Y |  | 20 kV | _ | LV | 200 kVA :Kiosk Substation | 0.2 | --> | 0.2 | 0 | 0 | Constrained, otherwise capacity available =176 kVA | --> | 0.19 | 0 | 0.01 | 0 | 0 | Constrained, otherwise capacity available =179 kW | --> | E19 ex CAVAN | Cavan [T42,T421] | SHANKILL |  | 53.9266 | -7.4156
0934173 | MV/LV Substation CR***4173 |  | 10 kV | _ | LV | 400 kVA :Kiosk Substation | 0.4 | --> | 0.4 | 0.354 | 12.96 |  | --> | 0.38 | 0 | 0.004 | 0.371 | 0 |  | --> | C22 ex ARTANE | Artane [T101,T102] | FINGLAS |  | 53.393 | -6.2165
137149 | MV/LV Substation FA***149 |  | 10 kV | _ | LV | 50 kVA :Pole Substation | 0.05 | --> | 0.05 | 0.046 | 2 |  | --> | 0.048 | 0 | 0.005 | 0 | 0 | Constrained, otherwise capacity available =43 kW | --> | C12 ex CAUSEWAY | Causeway [T41,T42] | TRALEE |  | 52.4246 | -9.7443
001117 | MV/LV Substation GL***117 |  | 10 kV | _ | LV | 400 kVA :Building Structure | 0.4 | --> | 0.4 | 0.122 | 1.23 |  | --> | 0.38 | 0 | 0.03 | 0.318 | 0 |  | --> | C22 ex SALLYNOGGIN ROAD | Sallynoggin Road [T41,T42] | CHERRYWOOD |  | 53.2869 | -6.124
117244Y | MV/LV Substation SP***244Y |  | 20 kV | _ | LV | 200 kVA :Kiosk Substation | 0.2 | --> | 0.2 | 0 | 0 | Constrained, otherwise capacity available =181 kVA | --> | 0.19 | 0 | 0 | 0.188 | 0 |  | --> | E17 ex MANORHAMILTON | Manorhamilton [T422] | SLIGO |  | 54.2316 | -8.2933
050308Y | MV/LV Substation CU***308Y |  | 20 kV | _ | LV | 50 kVA :Pole Substation | 0.05 | --> | 0.05 | 0 | 0 | Constrained, otherwise capacity available =44 kVA | --> | 0.048 | 0 | 0 | 0 | 0 | Constrained, otherwise capacity available =47 kW | --> | C22 ex ATHLONE | Athlone [T41,T42] | ATHLONE |  | 53.4666 | -8.0138
007416Z | MV/LV Substation HO***416Z |  | 10 kV | _ | LV | 200 kVA :Kiosk Substation | 0.2 | --> | 0.2 | 0.143 | 0.14 | Constrained, otherwise capacity available =153 kVA | --> | 0.19 | 0 | 0.005 | 0 | 0 | Constrained, otherwise capacity available =180 kW | --> | C15 ex CARRIGLAWN | Carriglawn [T41,T42] | WEXFORD |  | 52.3376 | -6.4676
503527 | MV/LV Substation GA***527 |  | 10 kV | _ | LV | 100 kVA :Pole Substation | 0.1 | --> | 0.1 | 0.098 | 1.69 |  | --> | 0.095 | 0 | 0 | 0 | 0 | Constrained, otherwise capacity available =95 kW | --> | C11 ex NEWTOWNCUNNINGHAM | Newtowncunningham [T41,T42] | LETTERKENNY |  | 54.9758 | -7.4356
158286Y | MV/LV Substation CO***286Y |  | 10 kV | _ | LV | 50 kVA :Pole Substation | 0.05 | --> | 0.05 | 0 | 0 | Constrained, otherwise capacity available =40 kVA | --> | 0.048 | 0 | 0.002 | 0 | 0 | Constrained, otherwise capacity available =45 kW | --> | C21 ex ENNISTYMON | Ennistymon [T41,T42] | ENNIS |  | 52.9275 | -9.3436
182549 | MV/LV Substation BA***549 |  | 10 kV | _ | LV | 50 kVA :Pole Substation | 0.05 | --> | 0.05 | 0 | 0 | Constrained, otherwise capacity available =44 kVA | --> | 0.048 | 0 | 0 | 0 | 0 | Constrained, otherwise capacity available =47 kW | --> | C11 ex SCARIFF | Scariff [T42] | ENNIS |  | 52.8543 | -8.4741
256137X | MV/LV Substation RI***137X |  | 10 kV | _ | LV | 630 kVA :Kiosk Substation | 0.63 | --> | 0.63 | 0.5 | 1.28 |  | --> | 0.598 | 0 | 0 | 0 | 0 | Constrained, otherwise capacity available =597 kW | --> | C18 ex CASTLEREA | Castlerea [T41,T42] | CARRICK ON SHANNON |  | 53.7682 | -8.4936
026926 | MV/LV Substation RA***926 |  | 10 kV | _ | LV | 50 kVA :Pole Substation | 0.05 | --> | 0.05 | 0 | 0 | Constrained, otherwise capacity available =45 kVA | --> | 0.048 | 0 | 0 | 0 | 0 | Constrained, otherwise capacity available =47 kW | --> | C18 ex KINSALE | Kinsale [T41,T42] | BANDON |  | 51.7091 | -8.662
151272 | MV/LV Substation AN***272 |  | 10 kV | _ | LV | 50 kVA :Pole Substation | 0.05 | --> | 0.05 | 0 | 0 | Constrained, otherwise capacity available =38 kVA | --> | 0.048 | 0 | 0.003 | 0 | 0 | Constrained, otherwise capacity available =44 kW | --> | C15 ex GARRYSPILLANE | Garryspillane [T41] | TIPPERARY |  | 52.337 | -8.2905
021270X | MV/LV Substation NE***270X |  | 10 kV | _ | LV | 50 kVA :Pole Substation | 0.05 | --> | 0.05 | 0 | 0 | Constrained, otherwise capacity available =33 kVA | --> | 0.048 | 0 | 0.006 | 0.041 | 0 |  | --> | C15 ex MAYFIELD | Mayfield [T41,T42] | KILBARRY |  | 51.9196 | -8.4137
064494 | MV/LV Substation GO***494 |  | 10 kV | _ | LV | 200 kVA :Kiosk Substation | 0.2 | --> | 0.2 | 0 | 0 | Constrained, otherwise capacity available =195 kVA | --> | 0.19 | 0 | 0.005 | 0 | 0 | Constrained, otherwise capacity available =186 kW | --> | C20 ex RATHMULLAN | Rathmullan [T41,T42] | DRYBRIDGE |  | 53.7046 | -6.3714
1274570 | MV/LV Substation NA***4570 |  | 10 kV | _ | LV | 630 kVA :Building Structure | 0.63 | --> | 0.63 | 0 | 0 | Constrained, otherwise capacity available =630 kVA | --> | 0.598 | 0 | 0 | 0 | 0 | Constrained, otherwise capacity available =598 kW | --> | C14 ex TEMPLEMORE | Templemore [T41,T42] | IKERRIN |  | 52.7692 | -7.6887
182242 | MV/LV Substation CH***242 |  | 20 kV | _ | LV | 400 kVA :Kiosk Substation | 0.4 | --> | 0.4 | 0 | 0 | Constrained, otherwise capacity available =305 kVA | --> | 0.38 | 0 | 0.017 | 0 | 0 | Constrained, otherwise capacity available =354 kW | --> | C12 ex SCARIFF | Scariff [T42] | ENNIS |  | 52.912 | -8.5306
237004 | MV/LV Substation AN***004 |  | 10 kV | _ | LV | 400 kVA :Building Structure | 0.4 | --> | 0.4 | 0 | 0 | Constrained, otherwise capacity available =372 kVA | --> | 0.38 | 0 | 0 | 0 | 0 | Constrained, otherwise capacity available =376 kW | --> | C12 ex KILSARAN | Kilsaran [T42] | DRYBRIDGE |  | 53.8838 | -6.3463
068865 | MV/LV Substation AS***865 |  | 10 kV | _ | LV | 400 kVA :Kiosk Substation | 0.4 | --> | 0.4 | 0.248 | 11.14 |  | --> | 0.38 | 0 | 0.039 | 0.33 | 0 |  | --> | C28 ex CABRA | Cabra [T101,T102] | FINGLAS |  | 53.3721 | -6.314
165578 | MV/LV Substation AG***578 |  | 10 kV | _ | LV | 400 kVA :Kiosk Substation | 0.4 | --> | 0.4 | 0 | 0 | Constrained, otherwise capacity available =366 kVA | --> | 0.38 | 0 | 0.044 | 0 | 0 | Constrained, otherwise capacity available =343 kW | --> | C12 ex TIMOLEAGUE | Timoleague [T41] | BANDON |  | 51.7104 | -8.8914
118067Y | MV/LV Substation LA***067Y |  | 20 kV | _ | LV | 100 kVA :Pole Substation | 0.1 | --> | 0.1 | 0 | 0 | Constrained, otherwise capacity available =58 kVA | --> | 0.095 | 0 | 0.015 | 0 | 0 | Constrained, otherwise capacity available =78 kW | --> | E15 ex CREAGH | Creagh [T421,T422] | ATHLONE |  | 53.3444 | -8.0925
071731 | MV/LV Substation CA***731 |  | 10 kV | _ | LV | 200 kVA :Pole Substation | 0.2 | --> | 0.2 | 0.17 | 5.58 |  | --> | 0.19 | 0 | 0.026 | 0.167 | 0 |  | --> | C11 ex KILCOOLE | Kilcoole [T41,T42] | FASSAROE |  | 53.0699 | -6.079
118160 | MV/LV Substation BO***160 |  | 20 kV | _ | LV | 50 kVA :Pole Substation | 0.05 | --> | 0.05 | 0 | 0 | Constrained, otherwise capacity available =9 kVA | --> | 0.048 | 0 | 0 | 0 | 0 | Constrained, otherwise capacity available =42 kW | --> | E18 ex CREAGH | Creagh [T421,T422] | ATHLONE |  | 53.4583 | -8.4737
054003Z | MV/LV Substation AT***003Z |  | 10 kV | _ | LV | 400 kVA :Building Structure | 0.4 | --> | 0.4 | 0 | 0 | Constrained, otherwise capacity available =299 kVA | --> | 0.38 | 0 | 0 | 0 | 0 | Constrained, otherwise capacity available =366 kW | --> | C12 ex PALLAS | Pallas [T41,T42] | PORTLAOISE |  | 53.0295 | -7.3144
068963 | MV/LV Substation FI***963 |  | 10 kV | _ | LV | 400 kVA :Kiosk Substation | 0.4 | --> | 0.4 | 0.093 | 9.02 |  | --> | 0.38 | 0 | 0.014 | 0.325 | 0 |  | --> | C16 ex MISERY HILL | Misery Hill [T101,T102] | POOLBEG |  | 53.3437 | -6.2278
029367 | MV/LV Substation MO***367 |  | 10 kV | _ | LV | 200 kVA :Kiosk Substation | 0.2 | --> | 0.2 | 0 | 0 | Constrained, otherwise capacity available =70 kVA | --> | 0.19 | 0 | 0 | 0.172 | 0 |  | --> | C22 ex MIDLETON | Midleton [T101,T102] | MIDLETON |  | 51.9148 | -8.1888
0174353 | MV/LV Substation LA***4353 |  | 20 kV | _ | LV | 50 kVA :Pole Substation | 0.05 | --> | 0.05 | 0.038 | 1.98 |  | --> | 0.048 | 0 | 0.01 | 0 | 0 | Constrained, otherwise capacity available =38 kW | --> | E12 ex RATHKEALE | Rathkeale [T421,T422] | RATHKEALE |  | 52.4757 | -8.8683
196083 | MV/LV Substation AT***083 |  | 10 kV | _ | LV | 50 kVA :Pole Substation | 0.05 | --> | 0.05 | 0 | 0 | Constrained, otherwise capacity available =11 kVA | --> | 0.048 | 0 | 0 | 0 | 0 | Constrained, otherwise capacity available =42 kW | --> | C18 ex ATHBOY | Athboy [T42] | NAVAN |  | 53.6187 | -6.9119
0074541 | MV/LV Substation EU***4541 |  | 10 kV | _ | LV | 1000 kVA :Building Structure | 1 | --> | 1 | 0.5 | 1.4 |  | --> | 0.95 | 0 | 0.02 | 0 | 0 | Constrained, otherwise capacity available =924 kW | --> | E17 ex KILLINICK | Killinick [T421,T422] | WEXFORD |  | 52.253 | -6.3422
031930X | MV/LV Substation SH***930X |  | 10 kV | _ | LV | 630 kVA :Building Structure | 0.63 | --> | 0.63 | 0 | 0 | Constrained, otherwise capacity available =522 kVA | --> | 0.598 | 0 | 0 | 0 | 0 | Constrained, otherwise capacity available =584 kW | --> | C12 ex COLLIGAN | Colligan [T41,T42] | DUNGARVAN |  | 52.0918 | -7.6209
120320 | MV/LV Substation BA***320 |  | 20 kV | _ | LV | 50 kVA :Pole Substation | 0.05 | --> | 0.05 | 0 | 0 | Constrained, otherwise capacity available =49 kVA | --> | 0.048 | 0 | 0 | 0 | 0 | Constrained, otherwise capacity available =47 kW | --> | E19 ex EDENDERRY | Edenderry [T421,T422] | BLAKE |  | 53.3815 | -7.0285
017049X | MV/LV Substation BA***049X |  | 10 kV | _ | LV | 50 kVA :Pole Substation | 0.05 | --> | 0.05 | 0.048 | 1.05 |  | --> | 0.048 | 0 | 0 | 0 | 0 | Constrained, otherwise capacity available =47 kW | --> | C16 ex NEWCASTLEWEST | Newcastlewest [T41,T42] | RATHKEALE |  | 52.4623 | -9.0319
0014193 | MV/LV Substation CR***4193 |  | 10 kV | _ | LV | 1000 kVA :Building Structure | 1 | --> | 1 | 0.5 | 1.55 |  | --> | 0.95 | 0 | 0 | 0.5 | 0 |  | --> | C12 ex MONKSTOWN | Monkstown [T41,T42] | BLACKROCK |  | 53.2801 | -6.1656
042101 | MV/LV Substation RO***101 |  | 10 kV | _ | LV | 200 kVA :Kiosk Substation | 0.2 | --> | 0.2 | 0.157 | 1.93 |  | --> | 0.19 | 0 | 0.004 | 0 | 0 | Constrained, otherwise capacity available =181 kW | --> | C13 ex TURLOUGH ROAD | Turlough Road [T41,T42] | CASTLEBAR |  | 53.8618 | -9.2906
067354 | MV/LV Substation FO***354 |  | 20 kV | _ | LV | 50 kVA :Pole Substation | 0.05 | --> | 0.05 | 0.044 | 13.8 |  | --> | 0.048 | 0 | 0 | 0.047 | 0 |  | --> | C14 ex SINGLAND | Singland [T101,T102] | SINGLAND |  | 52.6499 | -8.5114
066413 | MV/LV Substation LI***413 |  | 20 kV | _ | LV | 200 kVA :Pole Substation | 0.2 | --> | 0.2 | 0 | 0 | Constrained, otherwise capacity available =199 kVA | --> | 0.19 | 0 | 0 | 0 | 0 | Constrained, otherwise capacity available =190 kW | --> | E21 ex ASHBOURNE | Ashbourne [T421,T422] | FINGLAS |  | 53.4928 | -6.2847
154125Z | MV/LV Substation HO***125Z |  | 10 kV | _ | LV | 200 kVA :Kiosk Substation | 0.2 | --> | 0.2 | 0 | 0 | Constrained, otherwise capacity available =120 kVA | --> | 0.19 | 0 | 0.022 | 0.162 | 0 |  | --> | C39 ex COLLEGE PARK | College Park [T101,T102,T103] | COLLEGE PARK |  | 53.434 | -6.3882
011474 | MV/LV Substation DA***474 |  | 10 kV | _ | LV | 400 kVA :Building Structure | 0.4 | --> | 0.4 | 0 | 0 | Constrained, otherwise capacity available =349 kVA | --> | 0.38 | 0 | 0 | 0 | 0 | Constrained, otherwise capacity available =373 kW | --> | C15 ex TALBOTS INCH | Talbots Inch [T41,T42] | KILKENNY |  | 52.6723 | -7.2693
026920Y | MV/LV Substation RI***920Y |  | 10 kV | _ | LV | 630 kVA :Building Structure | 0.63 | --> | 0.63 | 0.5 | 8.66 |  | --> | 0.598 | 0 | 0 | 0 | 0 | Constrained, otherwise capacity available =585 kW | --> | C12 ex BANDON | Bandon [T101,T42] | BANDON |  | 51.7451 | -8.7412
365614 | MV/LV Substation LE***614 |  | 10 kV | _ | LV | 400 kVA :Kiosk Substation | 0.4 | --> | 0.4 | 0 | 0 | Constrained, otherwise capacity available =323 kVA | --> | 0.38 | 0 | 0.007 | 0.364 | 0 |  | --> | C30 ex CLONDALKIN | Clondalkin [T41,T42,T44] | INCHICORE 220KV |  | 53.3234 | -6.4158
281819X | MV/LV Substation RA***819X |  | 10 kV | _ | LV | 50 kVA :Pole Substation | 0.05 | --> | 0.05 | 0 | 0 | Constrained, otherwise capacity available =46 kVA | --> | 0.048 | 0 | 0.01 | 0 | 0 | Constrained, otherwise capacity available =40 kW | --> | C11 ex CARRIGALINE | Carrigaline [T41,T42] | BARNAHELY |  | 51.8345 | -8.3698
248740X | MV/LV Substation MO***740X |  | 20 kV | _ | LV | 50 kVA :Pole Substation | 0.05 | --> | 0.05 | 0.044 | 3.5 |  | --> | 0.048 | 0 | 0.005 | 0 | 0 | Constrained, otherwise capacity available =43 kW | --> | E13 ex DUNFIRTH | Dunfirth [T122] | DUNFIRTH |  | 53.3861 | -6.7176
009102 | MV/LV Substation LI***102 |  | 10 kV | _ | LV | 400 kVA :Building Structure | 0.4 | --> | 0.4 | 0 | 0 | Constrained, otherwise capacity available =264 kVA | --> | 0.38 | 0 | 0.003 | 0 | 0 | Constrained, otherwise capacity available =359 kW | --> | C30 ex WATERFORD IND EST | Waterford Ind Est [T41,T42,T44] | BUTLERSTOWN |  | 52.2521 | -7.1297
039373 | MV/LV Substation CO***373 |  | 10 kV | _ | LV | 1000 kVA :Building Structure | 1 | --> | 1 | 0 | 0 | Constrained, otherwise capacity available =665 kVA | --> | 0.95 | 0 | 0 | 0 | 0 | Constrained, otherwise capacity available =903 kW | --> | C16 ex HEADFORD ROAD | Headford Road [T41,T42] | GALWAY 110KV |  | 53.2735 | -9.0508
025414X | MV/LV Substation DE***414X |  | 20 kV | _ | LV | 400 kVA :Kiosk Substation | 0.4 | --> | 0.4 | 0.301 | 2.96 |  | --> | 0.38 | 0 | 0.028 | 0 | 0 | Constrained, otherwise capacity available =345 kW | --> | E17 ex CHARLEVILLE | Charleville [T421,T422] | CHARLEVILLE |  | 52.3475 | -8.6775
067175Z | MV/LV Substation EA***175Z |  | 10 kV | _ | LV | 400 kVA :Building Structure | 0.4 | --> | 0.4 | 0 | 0 | Constrained, otherwise capacity available =377 kVA | --> | 0.38 | 0 | 0 | 0.377 | 0 |  | --> | C22 ex GARRYOWEN | Garryowen [T41,T42] | LIMERICK |  | 52.6518 | -8.5873
061352X | MV/LV Substation LI***352X |  | 10 kV | _ | LV | 33 kVA :Pole Substation | 0.033 | --> | 0.033 | 0.033 | 2.04 |  | --> | 0.031 | 0 | 0 | 0 | 0 | Constrained, otherwise capacity available =31 kW | --> | C19 ex BALLYBAY | Ballybay [T41,T42] | LISDRUM |  | 54.0728 | -6.9461
0334247 | MV/LV Substation JO***4247 |  | 10 kV | _ | LV | 50 kVA :Pole Substation | 0.05 | --> | 0.05 | 0 | 0 | Constrained, otherwise capacity available =50 kVA | --> | 0.048 | 0 | 0 | 0 | 0 | Constrained, otherwise capacity available =48 kW | --> | C11 ex DEERPARK | Deerpark [T41,T42] | BALLYDINE |  | 52.3286 | -7.4283
1274140 | MV/LV Substation LI***4140 |  | 10 kV | _ | LV | 100 kVA :Pole Substation | 0.1 | --> | 0.1 | 0 | 0 | Constrained, otherwise capacity available =100 kVA | --> | 0.095 | 0 | 0 | 0 | 0 | Constrained, otherwise capacity available =95 kW | --> | C11 ex LOUGHTAGALLA | Loughtagalla [T41,T42] | THURLES |  | 52.638 | -7.7401
0064093 | MV/LV Substation BA***4093 |  | 20 kV | _ | LV | 50 kVA :Pole Substation | 0.05 | --> | 0.05 | 0.05 | 4.38 |  | --> | 0.048 | 0 | 0 | 0.048 | 0 |  | --> | E13 ex CRANE | Crane [T122] | CRANE |  | 52.4382 | -6.3327
0894002 | MV/LV Substation BE***4002 |  | 10 kV | _ | LV | 100 kVA :Pole Substation | 0.1 | --> | 0.1 | 0.066 | 2.33 |  | --> | 0.095 | 0 | 0.014 | 0 | 0 | Constrained, otherwise capacity available =80 kW | --> | E18 ex MOY | Moy [T421,T422] | MOY |  | 54.1221 | -9.1486
001230X | MV/LV Substation ME***230X |  | 10 kV | _ | LV | 630 kVA :Building Structure | 0.63 | --> | 0.63 | 0.5 | 1.16 |  | --> | 0.598 | 0 | 0 | 0.5 | 0 |  | --> | C14 ex MOUNT MERRION | Mount Merrion [T41,T42] | CARRICKMINES |  | 53.3128 | -6.2053
156587Y | MV/LV Substation AR***587Y |  | 10 kV | _ | LV | 200 kVA :Pole Substation | 0.2 | --> | 0.2 | 0 | 0 | Constrained, otherwise capacity available =185 kVA | --> | 0.19 | 0 | 0.045 | 0 | 0 | Constrained, otherwise capacity available =154 kW | --> | C15 ex DRUMBEAR | Drumbear [T41,T42] | LISDRUM |  | 54.2176 | -6.9087
1274509 | MV/LV Substation AS***4509 |  | 10 kV | _ | LV | 50 kVA :Pole Substation | 0.05 | --> | 0.05 | 0 | 0 | Constrained, otherwise capacity available =47 kVA | --> | 0.048 | 0 | 0 | 0 | 0 | Constrained, otherwise capacity available =47 kW | --> | C11 ex LOUGHTAGALLA | Loughtagalla [T41,T42] | THURLES |  | 52.6778 | -7.7103
056737 | MV/LV Substation FO***737 |  | 20 kV | _ | LV | 50 kVA :Pole Substation | 0.05 | --> | 0.05 | 0.046 | 0.89 |  | --> | 0.048 | 0 | 0 | 0 | 0 | Constrained, otherwise capacity available =47 kW | --> | E12 ex BIRR | Birr [T41,T422] | DALLOW |  | 53.0929 | -7.8512
011433Z | MV/LV Substation RA***433Z |  | 10 kV | _ | LV | 50 kVA :Pole Substation | 0.05 | --> | 0.05 | 0 | 0 | Constrained, otherwise capacity available =45 kVA | --> | 0.048 | 0 | 0 | 0 | 0 | Constrained, otherwise capacity available =47 kW | --> | C21 ex TALBOTS INCH | Talbots Inch [T41,T42] | KILKENNY |  | 52.6905 | -7.2446
064371 | MV/LV Substation CO***371 |  | 20 kV | _ | LV | 50 kVA :Pole Substation | 0.05 | --> | 0.05 | 0 | 0 | Constrained, otherwise capacity available =50 kVA | --> | 0.048 | 0 | 0 | 0 | 0 | Constrained, otherwise capacity available =47 kW | --> | C13 ex MORNINGTON ROAD | Mornington Road [T41,T42] | DRYBRIDGE |  | 53.7078 | -6.2872
069435 | MV/LV Substation RU***435 |  | 10 kV | _ | LV | 400 kVA :Kiosk Substation | 0.4 | --> | 0.4 | 0.251 | 4.47 |  | --> | 0.38 | 0 | 0.098 | 0.287 | 0 |  | --> | C14 ex TEMPLEOGUE | Templeogue [T41,T42] | MILLTOWN (DR) |  | 53.2995 | -6.3277
160682X | MV/LV Substation TH***682X |  | 10 kV | _ | LV | 50 kVA :Pole Substation | 0.05 | --> | 0.05 | 0 | 0 | Constrained, otherwise capacity available =45 kVA | --> | 0.048 | 0 | 0 | 0 | 0 | Constrained, otherwise capacity available =47 kW | --> | C16 ex PALLAS | Pallas [T41,T42] | PORTLAOISE |  | 53.0895 | -7.368
2374002 | MV/LV Substation O ***4002 |  | 10 kV | _ | LV | 50 kVA :Pole Substation | 0.05 | --> | 0.05 | 0 | 0 | Constrained, otherwise capacity available =46 kVA | --> | 0.048 | 0 | 0 | 0 | 0 | Constrained, otherwise capacity available =47 kW | --> | C12 ex KILSARAN | Kilsaran [T42] | DRYBRIDGE |  | 53.8953 | -6.3861
405630 | MV/LV Substation CR***630 |  | 20 kV | _ | LV | 50 kVA :Pole Substation | 0.05 | --> | 0.05 | 0.038 | 3.03 |  | --> | 0.048 | 0 | 0 | 0 | 0 | Constrained, otherwise capacity available =46 kW | --> | E12 ex MOVILLE | Moville [T421,T422] | TRILLICK |  | 55.2016 | -7.0056
021060X | MV/LV Substation HI***060X |  | 10 kV | _ | LV | 200 kVA :Pole Substation | 0.2 | --> | 0.2 | 0.198 | 6.78 |  | --> | 0.19 | 0 | 0 | 0.19 | 0 |  | --> | C41 ex CASTLEVIEW | Castleview [T101,T102] | CASTLEVIEW |  | 51.9041 | -8.4144
069779 | MV/LV Substation ST***779 |  | 10 kV | _ | LV | 630 kVA :Kiosk Substation | 0.63 | --> | 0.63 | 0.5 | 7.75 |  | --> | 0.598 | 0 | 0 | 0.5 | 0 |  | --> | C24 ex MILLTOWN (DR) | Milltown (dr) [T101,T102] | INCHICORE 220KV |  | 53.3124 | -6.2485
340270X | MV/LV Substation CO***270X |  | 10 kV | _ | LV | 400 kVA :Kiosk Substation | 0.4 | --> | 0.4 | 0 | 0 | Constrained, otherwise capacity available =212 kVA | --> | 0.38 | 0 | 0.005 | 0 | 0 | Constrained, otherwise capacity available =356 kW | --> | C16 ex DUNGLOE | Dungloe [T41,T42] | ARDNAGAPPARY |  | 54.9507 | -8.3506
0094335 | MV/LV Substation I.***4335 |  | 10 kV | _ | LV | 400 kVA :Building Structure | 0.4 | --> | 0.4 | 0.4 | 13.6 |  | --> | 0.38 | 0 | 0 | 0.38 | 0 |  | --> | C22 ex KILLOTERAN | Killoteran [T101,T102] | KILLOTERAN |  | 52.244 | -7.1769
070015 | MV/LV Substation CO***015 |  | 10 kV | _ | LV | 50 kVA :Pole Substation | 0.05 | --> | 0.05 | 0.048 | 2.63 |  | --> | 0.048 | 0 | 0 | 0.047 | 0 |  | --> | C12 ex CLOONBANNIN | Cloonbannin [T42] | GLENLARA |  | 52.1456 | -9.0412
204374X | MV/LV Substation SO***374X |  | 10 kV | _ | LV | 400 kVA :Kiosk Substation | 0.4 | --> | 0.4 | 0 | 0 | Constrained, otherwise capacity available =349 kVA | --> | 0.38 | 0 | 0.006 | 0 | 0 | Constrained, otherwise capacity available =368 kW | --> | E16 ex BUNCRANA | Buncrana [T421,T422] | TRILLICK |  | 55.1307 | -7.4504
495314 | MV/LV Substation KE***314 |  | 20 kV | _ | LV | 200 kVA :Pole Substation | 0.2 | --> | 0.2 | 0.187 | 1.5 |  | --> | 0.19 | 0 | 0 | 0.188 | 0 |  | --> | E17 ex ACHILL | Achill [T422] | CARROWBEG |  | 53.9723 | -10.1023
238508 | MV/LV Substation GO***508 |  | 20 kV | _ | LV | 50 kVA :Pole Substation | 0.05 | --> | 0.05 | 0 | 0 | Constrained, otherwise capacity available =48 kVA | --> | 0.048 | 0 | 0 | 0 | 0 | Constrained, otherwise capacity available =47 kW | --> | E17 ex BALLINROBE | Ballinrobe [T421,T422] | DALTON |  | 53.6616 | -9.1087
068914X | MV/LV Substation BO***914X |  | 10 kV | _ | LV | 630 kVA :Building Structure | 0.63 | --> | 0.63 | 0.5 | 11.14 |  | --> | 0.598 | 0 | 0 | 0.5 | 0 |  | --> | C24 ex CABRA | Cabra [T101,T102] | FINGLAS |  | 53.3762 | -6.3065
054062 | MV/LV Substation AB***062 |  | 20 kV | _ | LV | 200 kVA :Kiosk Substation | 0.2 | --> | 0.2 | 0 | 0 | Constrained, otherwise capacity available =78 kVA | --> | 0.19 | 0 | 0.024 | 0 | 0 | Constrained, otherwise capacity available =155 kW | --> | E13 ex ABBEYLEIX | Abbeyleix [T422] | PORTLAOISE |  | 52.9155 | -7.3474
157084X | MV/LV Substation BA***084X |  | 20 kV | _ | LV | 50 kVA :Pole Substation | 0.05 | --> | 0.05 | 0.046 | 2.03 |  | --> | 0.048 | 0 | 0 | 0 | 0 | Constrained, otherwise capacity available =47 kW | --> | E15 ex MOHILL | Mohill [T421,T422] | CARRICK ON SHANNON |  | 54.031 | -7.7909
150540 | MV/LV Substation PO***540 |  | 20 kV | _ | LV | 400 kVA :Kiosk Substation | 0.4 | --> | 0.4 | 0.3 | 3.96 |  | --> | 0.38 | 0 | 0.028 | 0 | 0 | Constrained, otherwise capacity available =345 kW | --> | E21 ex STRANORLAR | Stranorlar [T421,T422] | LETTERKENNY |  | 54.8044 | -7.765
041496X | MV/LV Substation BA***496X |  | 20 kV | _ | LV | 50 kVA :Pole Substation | 0.05 | --> | 0.05 | 0 | 0 | Constrained, otherwise capacity available =46 kVA | --> | 0.048 | 0 | 0.004 | 0 | 0 | Constrained, otherwise capacity available =44 kW | --> | E14 ex DALTON | Dalton [T421,T422] | DALTON |  | 53.7435 | -8.972
012300Y | MV/LV Substation TH***300Y |  | 10 kV | _ | LV | 630 kVA :Kiosk Substation | 0.63 | --> | 0.63 | 0 | 0 | Constrained, otherwise capacity available =509 kVA | --> | 0.598 | 0 | 0 | 0 | 0 | Constrained, otherwise capacity available =582 kW | --> | C20 ex POLLERTON | Pollerton [T41,T42] | CARLOW |  | 52.8303 | -6.9019
151712 | MV/LV Substation AN***712 |  | 10 kV | _ | LV | 200 kVA :Pole Substation | 0.2 | --> | 0.2 | 0 | 0 | Constrained, otherwise capacity available =181 kVA | --> | 0.19 | 0 | 0.016 | 0 | 0 | Constrained, otherwise capacity available =176 kW | --> | C15 ex GARRYSPILLANE | Garryspillane [T41] | TIPPERARY |  | 52.3397 | -8.29
281564Y | MV/LV Substation ES***564Y |  | 10 kV | _ | LV | 50 kVA :Pole Substation | 0.05 | --> | 0.05 | 0 | 0 | Constrained, otherwise capacity available =35 kVA | --> | 0.048 | 0 | 0 | 0.045 | 0 |  | --> | C24 ex BISHOPSTOWN | Bishopstown [T41,T42] | KILBARRY |  | 51.8543 | -8.5107
014448Z | MV/LV Substation BL***448Z |  | 20 kV | _ | LV | 100 kVA :Pole Substation | 0.1 | --> | 0.1 | 0.098 | 0.63 |  | --> | 0.095 | 0 | 0 | 0 | 0 | Constrained, otherwise capacity available =95 kW | --> | E12 ex KILCULLEN | Kilcullen [T41,T42,T424] | STRATFORD |  | 53.0402 | -6.7853
069179 | MV/LV Substation TE***179 |  | 10 kV | _ | LV | 630 kVA :Building Structure | 0.63 | --> | 0.63 | 0.447 | 0.91 |  | --> | 0.598 | 0 | 0.064 | 0.5 | 0 |  | --> | C15 ex KIMMAGE | Kimmage [T41,T42] | INCHICORE 220KV |  | 53.2972 | -6.3085
021033X | MV/LV Substation PE***033X |  | 10 kV | _ | LV | 630 kVA :Building Structure | 0.63 | --> | 0.63 | 0 | 6.78 |  | --> | 0.598 | 0 | 0 | 0.452 | 0 |  | --> | C36 ex CASTLEVIEW | Castleview [T101,T102] | CASTLEVIEW |  | 51.8996 | -8.3488
025532X | MV/LV Substation NO***532X |  | 10 kV | _ | LV | 200 kVA :Pole Substation | 0.2 | --> | 0.2 | 0.127 | 1.93 |  | --> | 0.19 | 0 | 0 | 0 | 0 | Constrained, otherwise capacity available =180 kW | --> | C17 ex MILFORD (MWR) | Milford (mwr) [T41] | CHARLEVILLE |  | 52.3414 | -8.9114
137128X | MV/LV Substation SE***128X |  | 10 kV | _ | LV | 200 kVA :Pole Substation | 0.2 | --> | 0.2 | 0.183 | 2 |  | --> | 0.19 | 0 | 0 | 0 | 0 | Constrained, otherwise capacity available =188 kW | --> | C19 ex CAUSEWAY | Causeway [T41,T42] | TRALEE |  | 52.388 | -9.8301
127150 | MV/LV Substation FR***150 |  | 20 kV | _ | LV | 50 kVA :Pole Substation | 0.05 | --> | 0.05 | 0.033 | 5.89 |  | --> | 0.048 | 0 | 0.011 | 0 | 0 | Constrained, otherwise capacity available =37 kW | --> | C14 ex CASHEL | Cashel [T41,T42] | CAHIR |  | 52.5371 | -7.8986
151752X | MV/LV Substation EN***752X |  | 20 kV | _ | LV | 100 kVA :Pole Substation | 0.1 | --> | 0.1 | 0 | 0 | Constrained, otherwise capacity available =77 kVA | --> | 0.095 | 0 | 0.01 | 0.084 | 0 |  | --> | E17 ex BRUFF | Bruff [T42,T421] | LIMERICK |  | 52.5522 | -8.5807
051209X | MV/LV Substation WI***209X |  | 20 kV | _ | LV | 50 kVA :Pole Substation | 0.05 | --> | 0.05 | 0.019 | 2.22 |  | --> | 0.048 | 0 | 0.005 | 0.04 | 0 |  | --> | E12 ex CLARA | Clara [T421,T422] | THORNSBERRY |  | 53.369 | -7.48
016260Z | MV/LV Substation GR***260Z |  | 20 kV | _ | LV | 630 kVA :Building Structure | 0.63 | --> | 0.63 | 0 | 0 | Constrained, otherwise capacity available =469 kVA | --> | 0.598 | 0 | 0 | 0 | 0 | Constrained, otherwise capacity available =576 kW | --> | E60 ex GRANGE CASTLE |  |  |  | 53.2987 | -6.4642
001795 | MV/LV Substation PA***795 |  | 10 kV | _ | LV | 200 kVA :Kiosk Substation | 0.2 | --> | 0.2 | 0.041 | 0.04 | Constrained, otherwise capacity available =153 kVA | --> | 0.19 | 0 | 0.015 | 0.172 | 0 |  | --> | C16 ex LITTLE BRAY | Little Bray [T41,T42] | FASSAROE |  | 53.2402 | -6.1301
1804033 | MV/LV Substation MO***4033 |  | 10 kV | _ | LV | 50 kVA :Pole Substation | 0.05 | --> | 0.05 | 0.043 | 0.68 |  | --> | 0.048 | 0 | 0.01 | 0 | 0 | Constrained, otherwise capacity available =39 kW | --> | C24 ex MULLAGH | Mullagh [T44] | MEATH HILL |  | 53.7941 | -6.898
109282 | MV/LV Substation DA***282 |  | 10 kV | _ | LV | 200 kVA :Kiosk Substation | 0.2 | --> | 0.2 | 0.149 | 0.38 |  | --> | 0.19 | 0 | 0.018 | 0.17 | 0 |  | --> | C20 ex RINEANNA | Rineanna [T41,T42] | DRUMLINE |  | 52.7122 | -8.8669
281547 | MV/LV Substation IN***547 |  | 10 kV | _ | LV | 50 kVA :Pole Substation | 0.05 | --> | 0.05 | 0 | 0 | Constrained, otherwise capacity available =26 kVA | --> | 0.048 | 0 | 0.011 | 0 | 0 | Constrained, otherwise capacity available =36 kW | --> | C17 ex CARRIGALINE | Carrigaline [T41,T42] | BARNAHELY |  | 51.8001 | -8.2763
012312Y | MV/LV Substation CA***312Y |  | 10 kV | _ | LV | 200 kVA :Pole Substation | 0.2 | --> | 0.2 | 0 | 0 | Constrained, otherwise capacity available =200 kVA | --> | 0.19 | 0 | 0 | 0 | 0 | Constrained, otherwise capacity available =190 kW | --> | C20 ex POLLERTON | Pollerton [T41,T42] | CARLOW |  | 52.8394 | -6.8095
020161 | MV/LV Substation OA***161 |  | 10 kV | _ | LV | 400 kVA :Kiosk Substation | 0.4 | --> | 0.4 | 0 | 0 | Constrained, otherwise capacity available =386 kVA | --> | 0.38 | 0 | 0.01 | 0 | 0 | Constrained, otherwise capacity available =371 kW | --> | C11 ex COOLCORCORAN | Coolcorcoran [T41,T42] | KNOCKEARAGH |  | 52.0592 | -9.4862
007742Z | MV/LV Substation SE***742Z |  | 10 kV | _ | LV | 400 kVA :Kiosk Substation | 0.4 | --> | 0.4 | 0.291 | 1.4 |  | --> | 0.38 | 0 | 0.013 | 0 | 0 | Constrained, otherwise capacity available =355 kW | --> | E18 ex KILLINICK | Killinick [T421,T422] | WEXFORD |  | 52.2726 | -6.3907
009585X | MV/LV Substation HA***585X |  | 10 kV | _ | LV | 100 kVA :Pole Substation | 0.1 | --> | 0.1 | 0 | 0 | Constrained, otherwise capacity available =82 kVA | --> | 0.095 | 0 | 0 | 0 | 0 | Constrained, otherwise capacity available =93 kW | --> | C15 ex GRANAGH | Granagh [T41,T42] | WATERFORD |  | 52.3125 | -7.1744
015986 | MV/LV Substation BA***986 |  | 10 kV | _ | LV | 100 kVA :Pole Substation | 0.1 | --> | 0.1 | 0 | 0 | Constrained, otherwise capacity available =82 kVA | --> | 0.095 | 0 | 0 | 0 | 0 | Constrained, otherwise capacity available =92 kW | --> | C18 ex SALLINS | Sallins [T41,T42] | GRIFFINRATH |  | 53.3069 | -6.7107
1504041 | MV/LV Substation BU***4041 |  | 20 kV | _ | LV | 50 kVA :Pole Substation | 0.05 | --> | 0.05 | 0.049 | 3.96 |  | --> | 0.048 | 0 | 0 | 0 | 0 | Constrained, otherwise capacity available =47 kW | --> | E20 ex STRANORLAR | Stranorlar [T421,T422] | LETTERKENNY |  | 54.7895 | -7.7647
0534236 | MV/LV Substation ME***4236 |  | 20 kV | _ | LV | 50 kVA :Pole Substation | 0.05 | --> | 0.05 | 0 | 0 | Constrained, otherwise capacity available =44 kVA | --> | 0.048 | 0 | 0 | 0.047 | 0 |  | --> | E18 ex CLONMINCH | Clonminch [T41,T422] | THORNSBERRY |  | 53.2143 | -7.5512
1764308 | MV/LV Substation TO***4308 |  | 20 kV | _ | LV | 50 kVA :Pole Substation | 0.05 | --> | 0.05 | 0.05 | 18.78 |  | --> | 0.048 | 0 | 0 | 0.048 | 0 |  | --> | E17 ex HARTNETTS CROSS | Hartnetts Cross [T121,T422] | HARTNETTS CROSS |  | 51.9363 | -9.1155
028030Y | MV/LV Substation HE***030Y |  | 10 kV | _ | LV | 400 kVA :Kiosk Substation | 0.4 | --> | 0.4 | 0 | 0 | Constrained, otherwise capacity available =322 kVA | --> | 0.38 | 0 | 0.014 | 0 | 0 | Constrained, otherwise capacity available =359 kW | --> | C13 ex COW CROSS |  |  |  | 51.8591 | -8.3215
018028 | MV/LV Substation TH***028 |  | 10 kV | _ | LV | 630 kVA :Kiosk Substation | 0.63 | --> | 0.63 | 0.396 | 3.75 |  | --> | 0.598 | 0 | 0.038 | 0 | 0 | Constrained, otherwise capacity available =538 kW | --> | C13 ex SMEARLA | Smearla [T41,T42] | TRIEN |  | 52.4487 | -9.483
001206X | MV/LV Substation JA***206X |  | 10 kV | _ | LV | 1000 kVA :Building Structure | 1 | --> | 1 | 0.5 | 15.18 |  | --> | 0.95 | 0 | 0 | 0.5 | 0 |  | --> | C14 ex CENTRAL PARK | Central Park [T101,T102] | CARRICKMINES |  | 53.2814 | -6.1931
276930 | MV/LV Substation LE***930 |  | 10 kV | _ | LV | 400 kVA :Building Structure | 0.4 | --> | 0.4 | 0 | 0 | Constrained, otherwise capacity available =347 kVA | --> | 0.38 | 0 | 0 | 0 | 0 | Constrained, otherwise capacity available =373 kW | --> | C11 ex COOLCORCORAN | Coolcorcoran [T41,T42] | KNOCKEARAGH |  | 52.062 | -9.4859
002627 | MV/LV Substation RO***627 |  | 10 kV | _ | LV | 200 kVA :Pole Substation | 0.2 | --> | 0.2 | 0.036 | 2.36 |  | --> | 0.19 | 0 | 0.04 | 0.137 | 0 |  | --> | C16 ex BRAY | Bray [T41,T42] | FASSAROE |  | 53.1695 | -6.1388
0214265 | MV/LV Substation AR***4265 |  | 10 kV | _ | LV | 400 kVA :Kiosk Substation | 0.4 | --> | 0.4 | 0 | 0 | Constrained, otherwise capacity available =300 kVA | --> | 0.38 | 0 | 0.016 | 0.354 | 0 |  | --> | C16 ex RIVERSTOWN | Riverstown [T41,T42] | KILBARRY |  | 51.9596 | -8.337
216635 | MV/LV Substation BO***635 |  | 10 kV | _ | LV | 50 kVA :Pole Substation | 0.05 | --> | 0.05 | 0 | 0 | Constrained, otherwise capacity available =40 kVA | --> | 0.048 | 0 | 0.01 | 0 | 0 | Constrained, otherwise capacity available =39 kW | --> | C23 ex GLENTIES | Glenties [T41,T42] | BINBANE |  | 54.7658 | -8.3737
007726Y | MV/LV Substation MU***726Y |  | 20 kV | _ | LV | 100 kVA :Pole Substation | 0.1 | --> | 0.1 | 0.089 | 1.4 |  | --> | 0.095 | 0 | 0 | 0 | 0 | Constrained, otherwise capacity available =94 kW | --> | E20 ex KILLINICK | Killinick [T421,T422] | WEXFORD |  | 52.2464 | -6.5499
053732Y | MV/LV Substation DA***732Y |  | 20 kV | _ | LV | 50 kVA :Pole Substation | 0.05 | --> | 0.05 | 0 | 0 | Constrained, otherwise capacity available =50 kVA | --> | 0.048 | 0 | 0 | 0.048 | 0 |  | --> | E20 ex CLONMINCH | Clonminch [T41,T422] | THORNSBERRY |  | 53.2977 | -7.298
058696 | MV/LV Substation BA***696 |  | 10 kV | _ | LV | 50 kVA :Pole Substation | 0.05 | --> | 0.05 | 0.033 | 3 |  | --> | 0.048 | 0 | 0.096 | 0 | 0 |  | --> | C25 ex NENAGH | Nenagh [T41,T42] | NENAGH |  | 52.8208 | -8.1141
037223Y | MV/LV Substation AC***223Y |  | 20 kV | _ | LV | 400 kVA :Kiosk Substation | 0.4 | --> | 0.4 | 0 | 0 | Constrained, otherwise capacity available =322 kVA | --> | 0.38 | 0 | 0 | 0 | 0 | Constrained, otherwise capacity available =369 kW | --> | C16 ex ENNIS NORTH | Ennis North [T41,T42] | ENNIS |  | 52.8593 | -9.0108
281241X | MV/LV Substation CA***241X |  | 10 kV | _ | LV | 200 kVA :Pole Substation | 0.2 | --> | 0.2 | 0 | 0 | Constrained, otherwise capacity available =156 kVA | --> | 0.19 | 0 | 0.018 | 0.171 | 0 |  | --> | C26 ex BISHOPSTOWN | Bishopstown [T41,T42] | KILBARRY |  | 51.8958 | -8.5635
009902Y | MV/LV Substation BA***902Y |  | 10 kV | _ | LV | 50 kVA :Pole Substation | 0.05 | --> | 0.05 | 0.05 | 8.16 |  | --> | 0.048 | 0 | 0 | 0 | 0 | Constrained, otherwise capacity available =48 kW | --> | C11 ex MOUNT MISERY | Mount Misery [T41,T42] | WATERFORD |  | 52.2882 | -7.152
008776 | MV/LV Substation BA***776 |  | 10 kV | _ | LV | 200 kVA :Pole Substation | 0.2 | --> | 0.2 | 0 | 0 | Constrained, otherwise capacity available =177 kVA | --> | 0.19 | 0 | 0 | 0 | 0 | Constrained, otherwise capacity available =187 kW | --> | E11 ex KNOCKMULLEN | Knockmullen [T42,T421] | GREAT ISLAND |  | 52.4548 | -6.8773
068024X | MV/LV Substation SA***024X |  | 10 kV | _ | LV | 630 kVA :Building Structure | 0.63 | --> | 0.63 | 0 | 0 | Constrained, otherwise capacity available =463 kVA | --> | 0.598 | 0 | 0.015 | 0.5 | 0 |  | --> | C11 ex GRANBY ROW | Granby Row [T41] | MCDERMOTT |  | 53.3536 | -6.2666
237421 | MV/LV Substation AT***421 |  | 10 kV | _ | LV | 50 kVA :Pole Substation | 0.05 | --> | 0.05 | 0 | 0 | Constrained, otherwise capacity available =48 kVA | --> | 0.048 | 0 | 0 | 0 | 0 | Constrained, otherwise capacity available =47 kW | --> | C18 ex DUNLEER | Dunleer [T41,T42] | DRYBRIDGE |  | 53.8148 | -6.3995
068155X | MV/LV Substation WO***155X |  | 10 kV | _ | LV | 630 kVA :Building Structure | 0.63 | --> | 0.63 | 0.5 | 11.14 |  | --> | 0.598 | 0 | 0 | 0.5 | 0 |  | --> | C24 ex CABRA | Cabra [T101,T102] | FINGLAS |  | 53.3753 | -6.3052
060721Y | MV/LV Substation O ***721Y |  | 10 kV | _ | LV | 100 kVA :Pole Substation | 0.1 | --> | 0.1 | 0 | 0 | Constrained, otherwise capacity available =94 kVA | --> | 0.095 | 0 | 0 | 0 | 0 | Constrained, otherwise capacity available =94 kW | --> | C16 ex CLONES | Clones [T41,T42] | SHANKILL |  | 54.183 | -7.2377
136690Y | MV/LV Substation CA***690Y |  | 10 kV | _ | LV | 630 kVA :Building Structure | 0.63 | --> | 0.63 | 0 | 0 | Constrained, otherwise capacity available =338 kVA | --> | 0.598 | 0 | 0.172 | 0 | 0 | Constrained, otherwise capacity available =436 kW | --> | C13 ex ROSCOMMON | Roscommon [T41,T42] | LANESBORO |  | 53.6289 | -8.1855
011212Z | MV/LV Substation KI***212Z |  | 10 kV | _ | LV | 400 kVA :Kiosk Substation | 0.4 | --> | 0.4 | 0.301 | 5.05 |  | --> | 0.38 | 0 | 0.051 | 0 | 0 | Constrained, otherwise capacity available =328 kW | --> | C14 ex MCDONAGH | Mcdonagh [T41,T42] | KILKENNY |  | 52.6534 | -7.2282
012733X | MV/LV Substation RE***733X |  | 20 kV | _ | LV | 200 kVA :Pole Substation | 0.2 | --> | 0.2 | 0.2 | 2.83 |  | --> | 0.19 | 0 | 0.196 | 0 | 0 | Constrained, otherwise capacity available =45 kW | --> | E12 ex BAGENALSTOWN | Bagenalstown [T421,T422] | CARLOW |  | 52.7093 | -7.0267
0134069 | MV/LV Substation MA***4069 |  | 10 kV | _ | LV | 50 kVA :Pole Substation | 0.05 | --> | 0.05 | 0.049 | 0.12 |  | --> | 0.048 | 0 | 0 | 0.047 | 0 |  | --> | C23 ex ATHY | Athy [T101,T102] | ATHY |  | 52.9092 | -6.9213
250406 | MV/LV Substation LO***406 |  | 10 kV | _ | LV | 50 kVA :Pole Substation | 0.05 | --> | 0.05 | 0.046 | 1.26 |  | --> | 0.048 | 0 | 0 | 0 | 0 | Constrained, otherwise capacity available =47 kW | --> | C23 ex BALLYCROSSAUN | Ballycrossaun [T421,T422] | SOMERSET |  | 53.1621 | -8.1766
089029 | MV/LV Substation CA***029 |  | 10 kV | _ | LV | 200 kVA :Pole Substation | 0.2 | --> | 0.2 | 0.142 | 2.33 |  | --> | 0.19 | 0 | 0.016 | 0 | 0 | Constrained, otherwise capacity available =170 kW | --> | E18 ex MOY | Moy [T421,T422] | MOY |  | 54.1195 | -9.1465
037961X | MV/LV Substation GA***961X |  | 10 kV | _ | LV | 50 kVA :Pole Substation | 0.05 | --> | 0.05 | 0.044 | 13.05 |  | --> | 0.048 | 0 | 0 | 0.047 | 0 |  | --> | C18 ex ENNIS | Ennis [T101,T102] | ENNIS |  | 52.8524 | -8.9508
0524807 | MV/LV Substation AR***4807 |  | 10 kV | _ | LV | 200 kVA :Pole Substation | 0.2 | --> | 0.2 | 0.2 | 10.9 |  | --> | 0.19 | 0 | 0 | 0.19 | 0 |  | --> | C21 ex MULLINGAR | Mullingar [T101,T102] | MULLINGAR |  | 53.5258 | -7.3547
069521 | MV/LV Substation RA***521 |  | 10 kV | _ | LV | 400 kVA :Kiosk Substation | 0.4 | --> | 0.4 | 0 | 0 | Constrained, otherwise capacity available =288 kVA | --> | 0.38 | 0 | 0.086 | 0.301 | 0 |  | --> | C18 ex BALLYBODEN | Ballyboden [T41,T42] | COOKSTOWN |  | 53.2964 | -6.2809
127165 | MV/LV Substation BA***165 |  | 20 kV | _ | LV | 50 kVA :Pole Substation | 0.05 | --> | 0.05 | 0.045 | 5.89 |  | --> | 0.048 | 0 | 0 | 0 | 0 | Constrained, otherwise capacity available =47 kW | --> | C14 ex CASHEL | Cashel [T41,T42] | CAHIR |  | 52.563 | -7.8462
068295X | MV/LV Substation ST***295X |  | 10 kV | _ | LV | 1000 kVA :Building Structure | 1 | --> | 1 | 0.5 | 2.6 |  | --> | 0.95 | 0 | 0 | 0.5 | 0 |  | --> | C24 ex WOLFE TONE STREET | Wolfe Tone Street [T101,T102] | FINGLAS |  | 53.3467 | -6.2775
108088X | MV/LV Substation BI***088X |  | 20 kV | _ | LV | 50 kVA :Pole Substation | 0.05 | --> | 0.05 | 0.04 | 1.57 |  | --> | 0.048 | 0 | 0.005 | 0 | 0 | Constrained, otherwise capacity available =42 kW | --> | C17 ex BALLYSHANNON | Ballyshannon [T41,T42] | CATHALEENS FALL |  | 54.5451 | -7.8439
1544009 | MV/LV Substation M5***4009 |  | 10 kV | _ | LV | 200 kVA :Kiosk Substation | 0.2 | --> | 0.2 | 0.174 | 7.91 |  | --> | 0.19 | 0 | 0 | 0.186 | 0 |  | --> | C23 ex PELLETSTOWN | Pelletstown [T101,T102] | FINGLAS |  | 53.3847 | -6.3662
254065 | MV/LV Substation CO***065 |  | 10 kV | _ | LV | 200 kVA :Kiosk Substation | 0.2 | --> | 0.2 | 0 | 0 | Constrained, otherwise capacity available =146 kVA | --> | 0.19 | 0 | 0.012 | 0 | 0 | Constrained, otherwise capacity available =174 kW | --> | C17 ex TUAM NORTH | Tuam North [T41,T42] | CLOON |  | 53.521 | -8.8407
069640 | MV/LV Substation BE***640 |  | 10 kV | _ | LV | 630 kVA :Building Structure | 0.63 | --> | 0.63 | 0 | 0 | Constrained, otherwise capacity available =592 kVA | --> | 0.598 | 0 | 0 | 0.5 | 0 |  | --> | C12 ex DONNYBROOK | Donnybrook [T41,T42] | MILLTOWN (DR) |  | 53.3126 | -6.2364
495341 | MV/LV Substation DE***341 |  | 20 kV | _ | LV | 50 kVA :Pole Substation | 0.05 | --> | 0.05 | 0.045 | 1.5 |  | --> | 0.048 | 0 | 0 | 0.047 | 0 |  | --> | E17 ex ACHILL | Achill [T422] | CARROWBEG |  | 53.9033 | -9.9422
149535 | MV/LV Substation BI***535 |  | 10 kV | _ | LV | 50 kVA :Pole Substation | 0.05 | --> | 0.05 | 0 | 0 | Constrained, otherwise capacity available =24 kVA | --> | 0.048 | 0 | 0.005 | 0 | 0 | Constrained, otherwise capacity available =40 kW | --> | C13 ex DONEGAL | Donegal [T41,T42] | CATHALEENS FALL |  | 54.7104 | -7.9713
137777 | MV/LV Substation MA***777 |  | 10 kV | _ | LV | 100 kVA :Pole Substation | 0.1 | --> | 0.1 | 0.077 | 2 |  | --> | 0.095 | 0 | 0 | 0 | 0 | Constrained, otherwise capacity available =92 kW | --> | C19 ex CAUSEWAY | Causeway [T41,T42] | TRALEE |  | 52.3916 | -9.8429
180010 | MV/LV Substation HE***010 |  | 10 kV | _ | LV | 200 kVA :Pole Substation | 0.2 | --> | 0.2 | 0.14 | 1.4 |  | --> | 0.19 | 0 | 0.003 | 0 | 0 | Constrained, otherwise capacity available =180 kW | --> | C23 ex KELLS | Kells [T41,T42] | NAVAN |  | 53.7258 | -6.8744
081104Y | MV/LV Substation PR***104Y |  | 10 kV | _ | LV | 400 kVA :Kiosk Substation | 0.4 | --> | 0.4 | 0 | 0 | Constrained, otherwise capacity available =291 kVA | --> | 0.38 | 0 | 0.053 | 0 | 0 | Constrained, otherwise capacity available =326 kW | --> | C22 ex CELBRIDGE | Celbridge [T41,T42] | GRIFFINRATH |  | 53.3361 | -6.5522
033023Y | MV/LV Substation MA***023Y |  | 20 kV | _ | LV | 100 kVA :Pole Substation | 0.1 | --> | 0.1 | 0 | 0 | Constrained, otherwise capacity available =100 kVA | --> | 0.095 | 0 | 0 | 0 | 0 | Constrained, otherwise capacity available =95 kW | --> | C18 ex DEERPARK | Deerpark [T41,T42] | BALLYDINE |  | 52.37 | -7.4127
132854X | MV/LV Substation AR***854X |  | 10 kV | _ | LV | 400 kVA :Kiosk Substation | 0.4 | --> | 0.4 | 0 | 0 | Constrained, otherwise capacity available =349 kVA | --> | 0.38 | 0 | 0.022 | 0 | 0 | Constrained, otherwise capacity available =357 kW | --> | C16 ex LOUGHREA | Loughrea [T41,T42] | SOMERSET |  | 53.2024 | -8.5594
281977Z | MV/LV Substation BA***977Z |  | 10 kV | _ | LV | 50 kVA :Pole Substation | 0.05 | --> | 0.05 | 0 | 0 | Constrained, otherwise capacity available =41 kVA | --> | 0.048 | 0 | 0 | 0.046 | 0 |  | --> | C11 ex BALLINCOLLIG | Ballincollig [T41,T42] | KILBARRY |  | 51.8624 | -8.6245
006112 | MV/LV Substation BL***112 |  | 20 kV | _ | LV | 50 kVA :Pole Substation | 0.05 | --> | 0.05 | 0.028 | 4.38 |  | --> | 0.048 | 0 | 0 | 0.044 | 0 |  | --> | E13 ex CRANE | Crane [T122] | CRANE |  | 52.4434 | -6.3526
025823Y | MV/LV Substation GA***823Y |  | 10 kV | _ | LV | 50 kVA :Pole Substation | 0.05 | --> | 0.05 | 0 | 0 | Constrained, otherwise capacity available =50 kVA | --> | 0.048 | 0 | 0 | 0 | 0 | Constrained, otherwise capacity available =48 kW | --> | C11 ex KILMALLOCK | Kilmallock [T41,T42] | CHARLEVILLE |  | 52.3771 | -8.4968
062213 | MV/LV Substation DO***213 |  | 20 kV | _ | LV | 100 kVA :Pole Substation | 0.1 | --> | 0.1 | 0.078 | 2.33 |  | --> | 0.095 | 0 | 0.016 | 0 | 0 | Constrained, otherwise capacity available =80 kW | --> | C18 ex DUNDALK | Dundalk [T41,T42] | DUNDALK |  | 54.0233 | -6.3993
093378X | MV/LV Substation TH***378X |  | 10 kV | _ | LV | 400 kVA :Kiosk Substation | 0.4 | --> | 0.4 | 0.167 | 5.82 |  | --> | 0.38 | 0 | 0.04 | 0.317 | 0 |  | --> | C22 ex COOLOCK | Coolock [T41,T42] | FINGLAS |  | 53.3917 | -6.1749
154112Z | MV/LV Substation BR***112Z |  | 10 kV | _ | LV | 200 kVA :Kiosk Substation | 0.2 | --> | 0.2 | 0 | 0 | Constrained, otherwise capacity available =146 kVA | --> | 0.19 | 0 | 0 | 0.182 | 0 |  | --> | C11 ex MACETOWN | Macetown [T101,T102] | MACETOWN |  | 53.4033 | -6.4129
025518 | MV/LV Substation MA***518 |  | 20 kV | _ | LV | 50 kVA :Pole Substation | 0.05 | --> | 0.05 | 0.039 | 2.96 |  | --> | 0.048 | 0 | 0.003 | 0 | 0 | Constrained, otherwise capacity available =44 kW | --> | E11 ex CHARLEVILLE | Charleville [T421,T422] | CHARLEVILLE |  | 52.3625 | -8.6603
281888X | MV/LV Substation KE***888X |  | 10 kV | _ | LV | 400 kVA :Kiosk Substation | 0.4 | --> | 0.4 | 0 | 0 | Constrained, otherwise capacity available =328 kVA | --> | 0.38 | 0 | 0.04 | 0.34 | 0 |  | --> | C21 ex BISHOPSTOWN | Bishopstown [T41,T42] | KILBARRY |  | 51.8861 | -8.524
003479Y | MV/LV Substation BA***479Y |  | 10 kV | _ | LV | 400 kVA :Kiosk Substation | 0.4 | --> | 0.4 | 0.342 | 11.58 |  | --> | 0.38 | 0 | 0 | 0 | 0 | Constrained, otherwise capacity available =372 kW | --> | C20 ex BALLYBEG | Ballybeg [T101,T102] | CARRICKMINES |  | 52.9723 | -6.0467
068839 | MV/LV Substation PR***839 |  | 10 kV | _ | LV | 400 kVA :Building Structure | 0.4 | --> | 0.4 | 0 | 0 | Constrained, otherwise capacity available =297 kVA | --> | 0.38 | 0 | 0 | 0.366 | 0 |  | --> | C21 ex PHIBSBORO | Phibsboro [T41,T42] | FINGLAS |  | 53.3557 | -6.2881
055578Y | MV/LV Substation CA***578Y |  | 10 kV | _ | LV | 400 kVA :Kiosk Substation | 0.4 | --> | 0.4 | 0 | 0 | Constrained, otherwise capacity available =280 kVA | --> | 0.38 | 0 | 0.005 | 0 | 0 | Constrained, otherwise capacity available =360 kW | --> | C20 ex TEMPLEMORE | Templemore [T41,T42] | IKERRIN |  | 52.7982 | -7.8293
2484353 | MV/LV Substation BA***4353 |  | 20 kV | _ | LV | 630 kVA :Kiosk Substation | 0.63 | --> | 0.63 | 0 | 0 | Constrained, otherwise capacity available =580 kVA | --> | 0.598 | 0 | 0 | 0 | 0 | Constrained, otherwise capacity available =592 kW | --> | E19 ex KILCOCK | Kilcock [T421,T422] | GRIFFINRATH |  | 53.4015 | -6.6828
288081X | MV/LV Substation MA***081X |  | 10 kV | _ | LV | 1000 kVA :Building Structure | 1 | --> | 1 | 0 | 0 | Constrained, otherwise capacity available =840 kVA | --> | 0.95 | 0 | 0 | 0.5 | 0 |  | --> | C19 ex SANDYFORD | Sandyford [T41,T42] | CARRICKMINES |  | 53.2742 | -6.2574
001147X | MV/LV Substation GL***147X |  | 10 kV | _ | LV | 400 kVA :Kiosk Substation | 0.4 | --> | 0.4 | 0.272 | 1.16 |  | --> | 0.38 | 0 | 0.022 | 0.346 | 0 |  | --> | C17 ex DEANSGRANGE | Deansgrange [T41,T42] | CARRICKMINES |  | 53.2811 | -6.1564
365009 | MV/LV Substation SA***009 |  | 10 kV | _ | LV | 1000 kVA :Building Structure | 1 | --> | 1 | 0 | 0 | Constrained, otherwise capacity available =639 kVA | --> | 0.95 | 0 | 0.003 | 0.5 | 0 |  | --> | C17 ex FORTUNESTOWN | Fortunestown [T101,T102] | INCHICORE 220KV |  | 53.2776 | -6.4459
068092X | MV/LV Substation VI***092X |  | 10 kV | _ | LV | 1000 kVA :Building Structure | 1 | --> | 1 | 0.5 | 28.43 |  | --> | 0.95 | 0 | 0 | 0.5 | 0 |  | --> | C44 ex BEDFORD ROW | Bedford Row [T41,T42,T43,T44] | FRANCIS STREET |  | 53.3449 | -6.2693
012890X | MV/LV Substation ST***890X |  | 10 kV | _ | LV | 100 kVA :Pole Substation | 0.1 | --> | 0.1 | 0 | 0 | Constrained, otherwise capacity available =85 kVA | --> | 0.095 | 0 | 0 | 0 | 0 | Constrained, otherwise capacity available =93 kW | --> | C17 ex POLLERTON | Pollerton [T41,T42] | CARLOW |  | 52.8482 | -6.9266
038001 | MV/LV Substation GO***001 |  | 10 kV | _ | LV | 630 kVA :Kiosk Substation | 0.63 | --> | 0.63 | 0 | 0 | Constrained, otherwise capacity available =357 kVA | --> | 0.598 | 0 | 0 | 0 | 0 | Constrained, otherwise capacity available =562 kW | --> | C16 ex GORT | Gort [T41,T42] | ENNIS |  | 53.0658 | -8.819
016104Z | MV/LV Substation OL***104Z |  | 10 kV | _ | LV | 400 kVA :Kiosk Substation | 0.4 | --> | 0.4 | 0 | 0 | Constrained, otherwise capacity available =323 kVA | --> | 0.38 | 0 | 0.037 | 0 | 0 | Constrained, otherwise capacity available =342 kW | --> | C12 ex MONEYCOOLEY | Moneycooley [T41,T42,T44] | GRIFFINRATH |  | 53.3446 | -6.5536
052126Z | MV/LV Substation PR***126Z |  | 10 kV | _ | LV | 200 kVA :Pole Substation | 0.2 | --> | 0.2 | 0.172 | 10.9 |  | --> | 0.19 | 0 | 0 | 0.186 | 0 |  | --> | C13 ex MULLINGAR | Mullingar [T101,T102] | MULLINGAR |  | 53.5495 | -7.3292
0214012 | MV/LV Substation TA***4012 |  | 10 kV | _ | LV | 400 kVA :Kiosk Substation | 0.4 | --> | 0.4 | 0 | 0 | Constrained, otherwise capacity available =381 kVA | --> | 0.38 | 0 | 0 | 0.378 | 0 |  | --> | C27 ex KILBARRY | Kilbarry [T101,T43] | KILBARRY |  | 51.9135 | -8.4759
0624178 | MV/LV Substation ST***4178 |  | 20 kV | _ | LV | 50 kVA :Pole Substation | 0.05 | --> | 0.05 | 0.046 | 3.47 |  | --> | 0.048 | 0 | 0 | 0 | 0 | Constrained, otherwise capacity available =47 kW | --> | E17 ex BUSH | Bush [T421,T422] | DUNDALK |  | 54.0377 | -6.1828
136668Y | MV/LV Substation GR***668Y |  | 20 kV | _ | LV | 200 kVA :Kiosk Substation | 0.2 | --> | 0.2 | 0 | 0 | Constrained, otherwise capacity available =156 kVA | --> | 0.19 | 0 | 0.03 | 0 | 0 | Constrained, otherwise capacity available =162 kW | --> | C18 ex ROSCOMMON | Roscommon [T41,T42] | LANESBORO |  | 53.5732 | -8.0956
051348X | MV/LV Substation KI***348X |  | 10 kV | _ | LV | 100 kVA :Pole Substation | 0.1 | --> | 0.1 | 0.08 | 2.22 |  | --> | 0.095 | 0 | 0 | 0.092 | 0 |  | --> | E14 ex CLARA | Clara [T421,T422] | THORNSBERRY |  | 53.3429 | -7.6017
099529X | MV/LV Substation GI***529X |  | 10 kV | _ | LV | 630 kVA :Kiosk Substation | 0.63 | --> | 0.63 | 0.5 | 2.96 |  | --> | 0.598 | 0 | 0.036 | 0 | 0 | Constrained, otherwise capacity available =556 kW | --> | C12 ex BALLYRAINE | Ballyraine [T41,T42] | LETTERKENNY |  | 54.9564 | -7.6974
001064X | MV/LV Substation ST***064X |  | 10 kV | _ | LV | 630 kVA :Building Structure | 0.63 | --> | 0.63 | 0.5 | 4.37 |  | --> | 0.598 | 0 | 0 | 0.5 | 0 |  | --> | C18 ex DUN LAOGHAIRE | Dun Laoghaire [T41,T42] | BLACKROCK |  | 53.2947 | -6.1409
0354153 | MV/LV Substation CO***4153 |  | 10 kV | _ | LV | 50 kVA :Pole Substation | 0.05 | --> | 0.05 | 0.05 | 6.17 |  | --> | 0.048 | 0 | 0 | 0 | 0 | Constrained, otherwise capacity available =48 kW | --> | C20 ex CAHIR | Cahir [T41,T42] | CAHIR |  | 52.3653 | -7.9605
089014 | MV/LV Substation BU***014 |  | 20 kV | _ | LV | 200 kVA :Kiosk Substation | 0.2 | --> | 0.2 | 0.176 | 9.1 |  | --> | 0.19 | 0 | 0 | 0 | 0 | Constrained, otherwise capacity available =187 kW | --> | E19 ex ARDNAREE | Ardnaree [T42,T421] | MOY |  | 54.1141 | -9.1353
082611Y | MV/LV Substation DO***611Y |  | 20 kV | _ | LV | 100 kVA :Pole Substation | 0.1 | --> | 0.1 | 0 | 0 | Constrained, otherwise capacity available =73 kVA | --> | 0.095 | 0 | 0 | 0 | 0 | Constrained, otherwise capacity available =91 kW | --> | E11 ex ACADEMY STREET | Academy Street [T421,T422,T44] | NAVAN |  | 53.6102 | -6.6353
265836 | MV/LV Substation BA***836 |  | 20 kV | _ | LV | 100 kVA :Pole Substation | 0.1 | --> | 0.1 | 0.062 | 0.07 |  | --> | 0.095 | 0 | 0.005 | 0 | 0 | Constrained, otherwise capacity available =86 kW | --> | E15 ex BALLYCONNELL | Ballyconnell [T421,T422] | GORTAWEE |  | 54.1174 | -7.5443
081108Y | MV/LV Substation CE***108Y |  | 10 kV | _ | LV | 200 kVA :Building Structure | 0.2 | --> | 0.2 | 0 | 0 | Constrained, otherwise capacity available =133 kVA | --> | 0.19 | 0 | 0 | 0 | 0 | Constrained, otherwise capacity available =181 kW | --> | C17 ex CELBRIDGE | Celbridge [T41,T42] | GRIFFINRATH |  | 53.3449 | -6.5449
009923Y | MV/LV Substation CN***923Y |  | 10 kV | _ | LV | 630 kVA :Kiosk Substation | 0.63 | --> | 0.63 | 0 | 0 | Constrained, otherwise capacity available =540 kVA | --> | 0.598 | 0 | 0.041 | 0 | 0 | Constrained, otherwise capacity available =556 kW | --> | E12 ex KILCARRAGH | Kilcarragh [T421,T422] | BUTLERSTOWN |  | 52.2348 | -7.0652
254417 | MV/LV Substation EA***417 |  | 20 kV | _ | LV | 400 kVA :Kiosk Substation | 0.4 | --> | 0.4 | 0 | 0 | Constrained, otherwise capacity available =350 kVA | --> | 0.38 | 0 | 0.01 | 0 | 0 | Constrained, otherwise capacity available =366 kW | --> | E17 ex HEADFORD | Headford [T41,T42] | CLOON |  | 53.4666 | -9.1076
008564 | MV/LV Substation BU***564 |  | 20 kV | _ | LV | 200 kVA :Pole Substation | 0.2 | --> | 0.2 | 0.192 | 0.2 |  | --> | 0.19 | 0 | 0 | 0 | 0 | Constrained, otherwise capacity available =189 kW | --> | E15 ex BEALISTOWN | Bealistown [T421,T422] | GREAT ISLAND |  | 52.2789 | -6.8607
093352Z | MV/LV Substation AR***352Z |  | 10 kV | _ | LV | 400 kVA :Kiosk Substation | 0.4 | --> | 0.4 | 0 | 0 | Constrained, otherwise capacity available =356 kVA | --> | 0.38 | 0 | 0 | 0.374 | 0 |  | --> | C20 ex POPPINTREE | Poppintree [T101,T102] | FINGLAS |  | 53.3981 | -6.2672
176262 | MV/LV Substation CO***262 |  | 20 kV | _ | LV | 50 kVA :Pole Substation | 0.05 | --> | 0.05 | 0 | 0 | Constrained, otherwise capacity available =50 kVA | --> | 0.048 | 0 | 0 | 0 | 0 | Constrained, otherwise capacity available =48 kW | --> | E11 ex MACROOM | Macroom [T422] | MACROOM |  | 51.9166 | -8.802
049081Y | MV/LV Substation SH***081Y |  | 10 kV | _ | LV | 200 kVA :Pole Substation | 0.2 | --> | 0.2 | 0.099 | 1.31 |  | --> | 0.19 | 0 | 0 | 0 | 0 | Constrained, otherwise capacity available =176 kW | --> | C17 ex ROOSKY | Roosky [T41] | RICHMOND |  | 53.8313 | -7.9202
144901X | MV/LV Substation CR***901X |  | 10 kV | _ | LV | 200 kVA :Kiosk Substation | 0.2 | --> | 0.2 | 0 | 0 | Constrained, otherwise capacity available =162 kVA | --> | 0.19 | 0 | 0.017 | 0 | 0 | Constrained, otherwise capacity available =172 kW | --> | C15 ex CASTLECOMER | Castlecomer [T41,T42] | BALLYRAGGET |  | 52.8641 | -7.1153
154295Y | MV/LV Substation LU***295Y |  | 20 kV | _ | LV | 50 kVA :Pole Substation | 0.05 | --> | 0.05 | 0 | 0 | Constrained, otherwise capacity available =44 kVA | --> | 0.048 | 0 | 0 | 0.047 | 0 |  | --> | C21 ex MACETOWN | Macetown [T101,T102] | MACETOWN |  | 53.4534 | -6.4982
042059Y | MV/LV Substation KN***059Y |  | 10 kV | _ | LV | 50 kVA :Pole Substation | 0.05 | --> | 0.05 | 0.05 | 1.93 |  | --> | 0.048 | 0 | 0 | 0 | 0 | Constrained, otherwise capacity available =48 kW | --> | C16 ex TURLOUGH ROAD | Turlough Road [T41,T42] | CASTLEBAR |  | 53.8637 | -9.3084
019413 | MV/LV Substation AR***413 |  | 10 kV | _ | LV | 200 kVA :Kiosk Substation | 0.2 | --> | 0.2 | 0.135 | 2.18 |  | --> | 0.19 | 0 | 0.042 | 0 | 0 | Constrained, otherwise capacity available =150 kW | --> | C16 ex BALLYRICKARD | Ballyrickard [T41,T42] | TRALEE |  | 52.2804 | -9.7245
0264174 | MV/LV Substation WW***4174 |  | 10 kV | _ | LV | 400 kVA :Building Structure | 0.4 | --> | 0.4 | 0.4 | 8.66 |  | --> | 0.38 | 0 | 0 | 0 | 0 | Constrained, otherwise capacity available =380 kW | --> | C14 ex BANDON | Bandon [T101,T42] | BANDON |  | 51.7518 | -8.7184
288005 | MV/LV Substation TH***005 |  | 10 kV | _ | LV | 400 kVA :Kiosk Substation | 0.4 | --> | 0.4 | 0 | 0 | Constrained, otherwise capacity available =220 kVA | --> | 0.38 | 0 | 0.044 | 0.322 | 0 |  | --> | C14 ex SANDYFORD | Sandyford [T41,T42] | CARRICKMINES |  | 53.2753 | -6.2467
281828X | MV/LV Substation WI***828X |  | 10 kV | _ | LV | 50 kVA :Pole Substation | 0.05 | --> | 0.05 | 0 | 0 | Constrained, otherwise capacity available =40 kVA | --> | 0.048 | 0 | 0.01 | 0.039 | 0 |  | --> | C11 ex BALLINCOLLIG | Ballincollig [T41,T42] | KILBARRY |  | 51.8453 | -8.6104
067511X | MV/LV Substation BA***511X |  | 10 kV | _ | LV | 50 kVA :Pole Substation | 0.05 | --> | 0.05 | 0 | 0 | Constrained, otherwise capacity available =38 kVA | --> | 0.048 | 0 | 0 | 0.046 | 0 |  | --> | C20 ex GARRYOWEN | Garryowen [T41,T42] | LIMERICK |  | 52.6418 | -8.5881
009270Y | MV/LV Substation BA***270Y |  | 10 kV | _ | LV | 50 kVA :Pole Substation | 0.05 | --> | 0.05 | 0 | 0 | Constrained, otherwise capacity available =44 kVA | --> | 0.048 | 0 | 0 | 0 | 0 | Constrained, otherwise capacity available =47 kW | --> | C15 ex GRANAGH | Granagh [T41,T42] | WATERFORD |  | 52.3356 | -7.171
139595X | MV/LV Substation TU***595X |  | 20 kV | _ | LV | 50 kVA :Pole Substation | 0.05 | --> | 0.05 | 0 | 0 | Constrained, otherwise capacity available =48 kVA | --> | 0.048 | 0 | 0 | 0 | 0 | Constrained, otherwise capacity available =47 kW | --> | E21 ex FINEA | Finea [T421,T422] | SHANKILL |  | 53.8424 | -7.2973
093142Z | MV/LV Substation NO***142Z |  | 10 kV | _ | LV | 630 kVA :Building Structure | 0.63 | --> | 0.63 | 0 | 0 | Constrained, otherwise capacity available =609 kVA | --> | 0.598 | 0 | 0.066 | 0.5 | 0 |  | --> | C27 ex POPPINTREE | Poppintree [T101,T102] | FINGLAS |  | 53.401 | -6.3174
070553X | MV/LV Substation DU***553X |  | 20 kV | _ | LV | 400 kVA :Building Structure | 0.4 | --> | 0.4 | 0.4 | 0.76 |  | --> | 0.38 | 0 | 0 | 0 | 0 | Constrained, otherwise capacity available =380 kW | --> | E17 ex RATHMORE | Rathmore [T42,T421] | KNOCKEARAGH |  | 52.0592 | -9.0615
164047X | MV/LV Substation SH***047X |  | 10 kV | _ | LV | 200 kVA :Pole Substation | 0.2 | --> | 0.2 | 0 | 0 | Constrained, otherwise capacity available =177 kVA | --> | 0.19 | 0 | 0.005 | 0 | 0 | Constrained, otherwise capacity available =183 kW | --> | C17 ex SKIBBEREEN | Skibbereen [T41,T42] | DUNMANWAY |  | 51.5284 | -9.1768
081508X | MV/LV Substation WO***508X |  | 10 kV | _ | LV | 400 kVA :Kiosk Substation | 0.4 | --> | 0.4 | 0 | 0 | Constrained, otherwise capacity available =251 kVA | --> | 0.38 | 0 | 0.058 | 0.316 | 0 |  | --> | C18 ex LUCAN EAST | Lucan East [T41,T42] | GRANGE CASTLE |  | 53.3577 | -6.428
365626 | MV/LV Substation LI***626 |  | 10 kV | _ | LV | 200 kVA :Building Structure | 0.2 | --> | 0.2 | 0 | 0 | Constrained, otherwise capacity available =105 kVA | --> | 0.19 | 0 | 0.04 | 0.147 | 0 |  | --> | C14 ex BALLYMOUNT | Ballymount [T41,T42] | INCHICORE 220KV |  | 53.3165 | -6.3607
1564254 | MV/LV Substation AG***4254 |  | 20 kV | _ | LV | 50 kVA :Pole Substation | 0.05 | --> | 0.05 | 0.039 | 2.47 |  | --> | 0.048 | 0 | 0 | 0 | 0 | Constrained, otherwise capacity available =46 kW | --> | E19 ex TELAYDON | Telaydon [T42,T421] | LISDRUM |  | 54.3266 | -6.916
243012X | MV/LV Substation LO***012X |  | 20 kV | _ | LV | 100 kVA :Pole Substation | 0.1 | --> | 0.1 | 0 | 0 | Constrained, otherwise capacity available =86 kVA | --> | 0.095 | 0 | 0.016 | 0 | 0 | Constrained, otherwise capacity available =81 kW | --> | E17 ex INCH | Inch [T421,T422] | OUGHTRAGH |  | 52.2954 | -10.0305
156761X | MV/LV Substation TH***761X |  | 20 kV | _ | LV | 100 kVA :Pole Substation | 0.1 | --> | 0.1 | 0.081 | 2.1 |  | --> | 0.095 | 0 | 0 | 0 | 0 | Constrained, otherwise capacity available =92 kW | --> | E17 ex LISDRUM | Lisdrum [T422] | LISDRUM |  | 54.2167 | -7.0454
001740 | MV/LV Substation PA***740 |  | 10 kV | _ | LV | 630 kVA :Building Structure | 0.63 | --> | 0.63 | 0.495 | 1.23 |  | --> | 0.598 | 0 | 0.008 | 0.5 | 0 |  | --> | C21 ex SALLYNOGGIN ROAD | Sallynoggin Road [T41,T42] | CHERRYWOOD |  | 53.2901 | -6.1385
009568Y | MV/LV Substation O ***568Y |  | 10 kV | _ | LV | 630 kVA :Building Structure | 0.63 | --> | 0.63 | 0.5 | 3.82 |  | --> | 0.598 | 0 | 0 | 0 | 0 | Constrained, otherwise capacity available =584 kW | --> | C13 ex WATERFORD | Waterford [T41,T42] | WATERFORD |  | 52.2628 | -7.1185
068374 | MV/LV Substation CO***374 |  | 10 kV | _ | LV | 630 kVA :Kiosk Substation | 0.63 | --> | 0.63 | 0.364 | 4.6 |  | --> | 0.598 | 0 | 0.002 | 0.5 | 0 |  | --> | C17 ex KINGSBRIDGE | Kingsbridge [T41,T42] | INCHICORE 220KV |  | 53.348 | -6.2889
243591 | MV/LV Substation BA***591 |  | 20 kV | _ | LV | 50 kVA :Pole Substation | 0.05 | --> | 0.05 | 0 | 0 | Constrained, otherwise capacity available =47 kVA | --> | 0.048 | 0 | 0.006 | 0 | 0 | Constrained, otherwise capacity available =43 kW | --> | E16 ex DINGLE | Dingle [T421,T422] | OUGHTRAGH |  | 52.1531 | -10.2014
069669 | MV/LV Substation LA***669 |  | 10 kV | _ | LV | 400 kVA :Kiosk Substation | 0.4 | --> | 0.4 | 0.314 | 4.91 |  | --> | 0.38 | 0 | 0.01 | 0.361 | 0 |  | --> | C13 ex CRUMLIN | Crumlin [T41,T42] | INCHICORE 220KV |  | 53.3343 | -6.3253
0684315 | MV/LV Substation MO***4315 |  | 10 kV | _ | LV | 1000 kVA :Building Structure | 1 | --> | 1 | 0.5 | 4.6 |  | --> | 0.95 | 0 | 0 | 0.5 | 0 |  | --> | C11 ex KINGSBRIDGE | Kingsbridge [T41,T42] | INCHICORE 220KV |  | 53.3489 | -6.2914
154518 | MV/LV Substation HO***518 |  | 10 kV | _ | LV | 50 kVA :Pole Substation | 0.05 | --> | 0.05 | 0 | 0 | Constrained, otherwise capacity available =34 kVA | --> | 0.048 | 0 | 0 | 0.045 | 0 |  | --> | C39 ex COLLEGE PARK | College Park [T101,T102,T103] | COLLEGE PARK |  | 53.4306 | -6.371
017712 | MV/LV Substation MO***712 |  | 10 kV | _ | LV | 200 kVA :Building Structure | 0.2 | --> | 0.2 | 0.179 | 1.58 |  | --> | 0.19 | 0 | 0 | 0 | 0 | Constrained, otherwise capacity available =187 kW | --> | C12 ex FOYNES | Foynes [T41,T42] | RATHKEALE |  | 52.6107 | -9.0944
062670X | MV/LV Substation AR***670X |  | 20 kV | _ | LV | 50 kVA :Pole Substation | 0.05 | --> | 0.05 | 0.046 | 4.25 |  | --> | 0.048 | 0 | 0 | 0 | 0 | Constrained, otherwise capacity available =47 kW | --> | E18 ex JENKINSTOWN | Jenkinstown [T421,T422] | DUNDALK |  | 54.083 | -6.2734
060710Y | MV/LV Substation T ***710Y |  | 10 kV | _ | LV | 200 kVA :Kiosk Substation | 0.2 | --> | 0.2 | 0.2 | 2.57 |  | --> | 0.19 | 0 | 0 | 0 | 0 | Constrained, otherwise capacity available =190 kW | --> | E12 ex ERRIGAL | Errigal [T41,T422] | SHANKILL |  | 54.0668 | -7.0956
0554264 | MV/LV Substation FA***4264 |  | 10 kV | _ | LV | 50 kVA :Pole Substation | 0.05 | --> | 0.05 | 0 | 0 | Constrained, otherwise capacity available =50 kVA | --> | 0.048 | 0 | 0 | 0 | 0 | Constrained, otherwise capacity available =48 kW | --> | C11 ex MOUNTRATH | Mountrath [T41,T42] | PORTLAOISE |  | 52.9892 | -7.5694
026685Y | MV/LV Substation LY***685Y |  | 10 kV | _ | LV | 400 kVA :Kiosk Substation | 0.4 | --> | 0.4 | 0 | 0 | Constrained, otherwise capacity available =285 kVA | --> | 0.38 | 0 | 0.023 | 0 | 0 | Constrained, otherwise capacity available =347 kW | --> | C21 ex KINSALE |  |  |  | 51.7388 | -8.4858
237132X | MV/LV Substation KI***132X |  | 20 kV | _ | LV | 50 kVA :Pole Substation | 0.05 | --> | 0.05 | 0 | 0 | Constrained, otherwise capacity available =38 kVA | --> | 0.048 | 0 | 0 | 0 | 0 | Constrained, otherwise capacity available =46 kW | --> | C12 ex DUNLEER | Dunleer [T41,T42] | DRYBRIDGE |  | 53.7913 | -6.3136
067454Y | MV/LV Substation GR***454Y |  | 10 kV | _ | LV | 200 kVA :Kiosk Substation | 0.2 | --> | 0.2 | 0 | 0 | Constrained, otherwise capacity available =113 kVA | --> | 0.19 | 0 | 0.026 | 0 | 0 | Constrained, otherwise capacity available =159 kW | --> | C13 ex DOCK ROAD | Dock Road [T41,T42] | LIMERICK |  | 52.6282 | -8.6667
417025 | MV/LV Substation GU***025 |  | 20 kV | _ | LV | 200 kVA :Pole Substation | 0.2 | --> | 0.2 | 0.199 | 8.5 |  | --> | 0.19 | 0 | 0 | 0 | 0 | Constrained, otherwise capacity available =190 kW | --> | E14 ex ARIGNA | Arigna [T121] | ARIGNA |  | 54.093 | -8.163
136510 | MV/LV Substation LA***510 |  | 10 kV | _ | LV | 400 kVA :Kiosk Substation | 0.4 | --> | 0.4 | 0 | 0 | Constrained, otherwise capacity available =200 kVA | --> | 0.38 | 0 | 0.016 | 0 | 0 | Constrained, otherwise capacity available =340 kW | --> | C12 ex AGHAMORE | Aghamore [T41,T42] | LANESBORO |  | 53.673 | -7.987
052261 | MV/LV Substation BR***261 |  | 20 kV | _ | LV | 50 kVA :Pole Substation | 0.05 | --> | 0.05 | 0 | 0 | Constrained, otherwise capacity available =42 kVA | --> | 0.048 | 0 | 0 | 0 | 0 | Constrained, otherwise capacity available =46 kW | --> | C15 ex DELVIN | Delvin [T41,T42] | MULLINGAR |  | 53.572 | -7.0993
238109Y | MV/LV Substation TR***109Y |  | 20 kV | _ | LV | 50 kVA :Pole Substation | 0.05 | --> | 0.05 | 0 | 0 | Constrained, otherwise capacity available =50 kVA | --> | 0.048 | 0 | 0 | 0 | 0 | Constrained, otherwise capacity available =47 kW | --> | E17 ex BALLINROBE | Ballinrobe [T421,T422] | DALTON |  | 53.6406 | -9.1162
055685Y | MV/LV Substation CO***685Y |  | 10 kV | _ | LV | 200 kVA :Kiosk Substation | 0.2 | --> | 0.2 | 0 | 0 | Constrained, otherwise capacity available =151 kVA | --> | 0.19 | 0 | 0 | 0 | 0 | Constrained, otherwise capacity available =183 kW | --> | C13 ex ROSCREA | Roscrea [T41,T42] | IKERRIN |  | 52.9615 | -7.795
165890X | MV/LV Substation CL***890X |  | 10 kV | _ | LV | 400 kVA :Kiosk Substation | 0.4 | --> | 0.4 | 0 | 0 | Constrained, otherwise capacity available =273 kVA | --> | 0.38 | 0 | 0 | 0 | 0 | Constrained, otherwise capacity available =362 kW | --> | C15 ex CLONAKILTY | Clonakilty [T41,T42] | DUNMANWAY |  | 51.6221 | -8.8882
025644X | MV/LV Substation BA***644X |  | 20 kV | _ | LV | 100 kVA :Pole Substation | 0.1 | --> | 0.1 | 0.03 | 6.21 |  | --> | 0.095 | 0 | 0 | 0 | 0 | Constrained, otherwise capacity available =87 kW | --> | E28 ex MILFORD (MWR) | Milford (mwr) [T422] | CHARLEVILLE |  | 52.4098 | -8.7657
165808X | MV/LV Substation HA***808X |  | 20 kV | _ | LV | 400 kVA :Kiosk Substation | 0.4 | --> | 0.4 | 0 | 0 | Constrained, otherwise capacity available =372 kVA | --> | 0.38 | 0 | 0.009 | 0 | 0 | Constrained, otherwise capacity available =370 kW | --> | C11 ex TIMOLEAGUE | Timoleague [T41] | BANDON |  | 51.6343 | -8.7228
081592Y | MV/LV Substation CE***592Y |  | 10 kV | _ | LV | 200 kVA :Kiosk Substation | 0.2 | --> | 0.2 | 0 | 0 | Constrained, otherwise capacity available =129 kVA | --> | 0.19 | 0 | 0.045 | 0 | 0 | Constrained, otherwise capacity available =147 kW | --> | C22 ex CELBRIDGE | Celbridge [T41,T42] | GRIFFINRATH |  | 53.3332 | -6.553
016065Z | MV/LV Substation EH***065Z |  | 10 kV | _ | LV | 200 kVA :Kiosk Substation | 0.2 | --> | 0.2 | 0 | 0 | Constrained, otherwise capacity available =186 kVA | --> | 0.19 | 0 | 0 | 0 | 0 | Constrained, otherwise capacity available =188 kW | --> | C17 ex CELBRIDGE | Celbridge [T41,T42] | GRIFFINRATH |  | 53.3447 | -6.5445
068680 | MV/LV Substation ST***680 |  | 10 kV | _ | LV | 630 kVA :Kiosk Substation | 0.63 | --> | 0.63 | 0.318 | 11.14 |  | --> | 0.598 | 0 | 0.016 | 0.5 | 0 |  | --> | C24 ex CABRA | Cabra [T101,T102] | FINGLAS |  | 53.3665 | -6.2861
288003 | MV/LV Substation BA***003 |  | 10 kV | _ | LV | 400 kVA :Kiosk Substation | 0.4 | --> | 0.4 | 0 | 0 | Constrained, otherwise capacity available =300 kVA | --> | 0.38 | 0 | 0.027 | 0.346 | 0 |  | --> | C19 ex SANDYFORD | Sandyford [T41,T42] | CARRICKMINES |  | 53.2781 | -6.2535
153152 | MV/LV Substation BA***152 |  | 20 kV | _ | LV | 50 kVA :Pole Substation | 0.05 | --> | 0.05 | 0 | 0 | Constrained, otherwise capacity available =37 kVA | --> | 0.048 | 0 | 0 | 0 | 0 | Constrained, otherwise capacity available =46 kW | --> | E12 ex BIRDHILL | Birdhill [T421,T422] | ARDNACRUSHA |  | 52.8148 | -8.4593
256952 | MV/LV Substation GA***952 |  | 10 kV | _ | LV | 50 kVA :Pole Substation | 0.05 | --> | 0.05 | 0.046 | 1.28 |  | --> | 0.048 | 0 | 0 | 0 | 0 | Constrained, otherwise capacity available =47 kW | --> | C18 ex CASTLEREA | Castlerea [T41,T42] | CARRICK ON SHANNON |  | 53.7723 | -8.4895
136428 | MV/LV Substation TH***428 |  | 20 kV | _ | LV | 100 kVA :Pole Substation | 0.1 | --> | 0.1 | 0 | 0 | Constrained, otherwise capacity available =74 kVA | --> | 0.095 | 0 | 0 | 0 | 0 | Constrained, otherwise capacity available =91 kW | --> | C17 ex ROSCOMMON | Roscommon [T41,T42] | LANESBORO |  | 53.6142 | -8.2917
137873 | MV/LV Substation BA***873 |  | 10 kV | _ | LV | 50 kVA :Pole Substation | 0.05 | --> | 0.05 | 0.048 | 2 |  | --> | 0.048 | 0 | 0 | 0 | 0 | Constrained, otherwise capacity available =47 kW | --> | C15 ex CAUSEWAY | Causeway [T41,T42] | TRALEE |  | 52.3572 | -9.721
068442X | MV/LV Substation MA***442X |  | 10 kV | _ | LV | 1000 kVA :Building Structure | 1 | --> | 1 | 0.5 | 2.6 |  | --> | 0.95 | 0 | 0 | 0.5 | 0 |  | --> | C26 ex WOLFE TONE STREET | Wolfe Tone Street [T101,T102] | FINGLAS |  | 53.3472 | -6.2684
008675 | MV/LV Substation GU***675 |  | 20 kV | _ | LV | 200 kVA :Pole Substation | 0.2 | --> | 0.2 | 0 | 0 | Constrained, otherwise capacity available =188 kVA | --> | 0.19 | 0 | 0.011 | 0 | 0 | Constrained, otherwise capacity available =180 kW | --> | C20 ex KNOCKMULLEN | Knockmullen [T42,T421] | GREAT ISLAND |  | 52.3078 | -6.8606
0664102 | MV/LV Substation JA***4102 |  | 10 kV | _ | LV | 400 kVA :Kiosk Substation | 0.4 | --> | 0.4 | 0 | 0 | Constrained, otherwise capacity available =263 kVA | --> | 0.38 | 0 | 0 | 0 | 0 | Constrained, otherwise capacity available =361 kW | --> | C16 ex MALAHIDE | Malahide [T41,T42] | GLASMORE |  | 53.443 | -6.1399
156179X | MV/LV Substation KN***179X |  | 10 kV | _ | LV | 630 kVA :Kiosk Substation | 0.63 | --> | 0.63 | 0.5 | 2.47 |  | --> | 0.598 | 0 | 0 | 0 | 0 | Constrained, otherwise capacity available =595 kW | --> | C12 ex TELAYDON | Telaydon [T42,T421] | LISDRUM |  | 54.264 | -6.9441
050291Y | MV/LV Substation RE***291Y |  | 10 kV | _ | LV | 400 kVA :Kiosk Substation | 0.4 | --> | 0.4 | 0.304 | 6.49 |  | --> | 0.38 | 0 | 0 | 0 | 0 | Constrained, otherwise capacity available =367 kW | --> | C19 ex BUSHFIELD | Bushfield [T41,T42] | ATHLONE |  | 53.4285 | -7.9053
258865 | MV/LV Substation WO***865 |  | 20 kV | _ | LV | 50 kVA :Pole Substation | 0.05 | --> | 0.05 | 0.045 | 1.86 |  | --> | 0.048 | 0 | 0 | 0 | 0 | Constrained, otherwise capacity available =47 kW | --> | E18 ex CREESLOUGH | Creeslough [T421] | ARDNAGAPPARY |  | 55.1228 | -7.8801
017482X | MV/LV Substation CE***482X |  | 10 kV | _ | LV | 400 kVA :Building Structure | 0.4 | --> | 0.4 | 0.381 | 1.58 |  | --> | 0.38 | 0 | 0.009 | 0 | 0 | Constrained, otherwise capacity available =371 kW | --> | C12 ex FOYNES | Foynes [T41,T42] | RATHKEALE |  | 52.6089 | -9.1011
154522 | MV/LV Substation BE***522 |  | 10 kV | _ | LV | 50 kVA :Pole Substation | 0.05 | --> | 0.05 | 0 | 0 | Constrained, otherwise capacity available =36 kVA | --> | 0.048 | 0 | 0 | 0.046 | 0 |  | --> | C39 ex COLLEGE PARK | College Park [T101,T102,T103] | COLLEGE PARK |  | 53.4427 | -6.3872
209254 | MV/LV Substation BA***254 |  | 20 kV | _ | LV | 100 kVA :Pole Substation | 0.1 | --> | 0.1 | 0 | 0 | Constrained, otherwise capacity available =99 kVA | --> | 0.095 | 0 | 0 | 0 | 0 | Constrained, otherwise capacity available =95 kW | --> | C14 ex MILFORD (NR) | Milford (nr) [T41,T42] | LETTERKENNY |  | 55.2388 | -7.7244
0514088 | MV/LV Substation BA***4088 |  | 20 kV | _ | LV | 50 kVA :Pole Substation | 0.05 | --> | 0.05 | 0.038 | 2.22 |  | --> | 0.048 | 0 | 0 | 0.046 | 0 |  | --> | E17 ex CLARA | Clara [T421,T422] | THORNSBERRY |  | 53.399 | -7.467
365538X | MV/LV Substation RO***538X |  | 10 kV | _ | LV | 400 kVA :Kiosk Substation | 0.4 | --> | 0.4 | 0 | 0 | Constrained, otherwise capacity available =348 kVA | --> | 0.38 | 0 | 0 | 0.373 | 0 |  | --> | C14 ex BALLYMOUNT | Ballymount [T41,T42] | INCHICORE 220KV |  | 53.3212 | -6.3542
153362X | MV/LV Substation FI***362X |  | 20 kV | _ | LV | 400 kVA :Kiosk Substation | 0.4 | --> | 0.4 | 0 | 0 | Constrained, otherwise capacity available =333 kVA | --> | 0.38 | 0 | 0.017 | 0 | 0 | Constrained, otherwise capacity available =358 kW | --> | E12 ex BIRDHILL | Birdhill [T421,T422] | ARDNACRUSHA |  | 52.8131 | -8.4547
151832 | MV/LV Substation BA***832 |  | 10 kV | _ | LV | 50 kVA :Pole Substation | 0.05 | --> | 0.05 | 0 | 0 | Constrained, otherwise capacity available =42 kVA | --> | 0.048 | 0 | 0.005 | 0 | 0 | Constrained, otherwise capacity available =43 kW | --> | C16 ex GARRYSPILLANE | Garryspillane [T41] | TIPPERARY |  | 52.4139 | -8.434
167208X | MV/LV Substation EX***208X |  | 20 kV | _ | LV | 200 kVA :Pole Substation | 0.2 | --> | 0.2 | 0 | 0 | Constrained, otherwise capacity available =183 kVA | --> | 0.19 | 0 | 0 | 0 | 0 | Constrained, otherwise capacity available =188 kW | --> | E15 ex WHITECHURCH | Whitechurch [T421,T422] | KILBARRY |  | 51.9424 | -8.5315
251891 | MV/LV Substation KN***891 |  | 10 kV | _ | LV | 100 kVA :Pole Substation | 0.1 | --> | 0.1 | 0 | 0 | Constrained, otherwise capacity available =77 kVA | --> | 0.095 | 0 | 0.005 | 0 | 0 | Constrained, otherwise capacity available =88 kW | --> | C30 ex CLAREGALWAY | Claregalway [T42,T421] | GALWAY 110KV |  | 53.3706 | -8.9212
008129 | MV/LV Substation KN***129 |  | 20 kV | _ | LV | 200 kVA :Pole Substation | 0.2 | --> | 0.2 | 0 | 0 | Constrained, otherwise capacity available =199 kVA | --> | 0.19 | 0 | 0 | 0 | 0 | Constrained, otherwise capacity available =190 kW | --> | E11 ex CLONROCHE | Clonroche [T421,T422] | WEXFORD |  | 52.4008 | -6.7276
053146Z | MV/LV Substation AX***146Z |  | 10 kV | _ | LV | 400 kVA :Kiosk Substation | 0.4 | --> | 0.4 | 0.35 | 2.39 |  | --> | 0.38 | 0 | 0.041 | 0 | 0 | Constrained, otherwise capacity available =343 kW | --> | C18 ex SRAH | Srah [T41,T42] | THORNSBERRY |  | 53.288 | -7.5215
365334X | MV/LV Substation KI***334X |  | 10 kV | _ | LV | 200 kVA :Kiosk Substation | 0.2 | --> | 0.2 | 0 | 0 | Constrained, otherwise capacity available =155 kVA | --> | 0.19 | 0 | 0.014 | 0.173 | 0 |  | --> | C12 ex WHITESTOWN | Whitestown [T41,T42] | COOKSTOWN |  | 53.2754 | -6.4068
003975X | MV/LV Substation CO***975X |  | 10 kV | _ | LV | 50 kVA :Pole Substation | 0.05 | --> | 0.05 | 0.025 | 11.58 |  | --> | 0.048 | 0 | 0 | 0 | 0 | Constrained, otherwise capacity available =44 kW | --> | C23 ex BALLYBEG | Ballybeg [T101,T102] | CARRICKMINES |  | 52.953 | -6.0954
1324061 | MV/LV Substation DU***4061 |  | 20 kV | _ | LV | 50 kVA :Pole Substation | 0.05 | --> | 0.05 | 0.05 | 1.62 |  | --> | 0.048 | 0 | 0 | 0 | 0 | Constrained, otherwise capacity available =48 kW | --> | C17 ex CURRA | Curra [T41] | SOMERSET |  | 53.1309 | -8.4108
144071 | MV/LV Substation BR***071 |  | 20 kV | _ | LV | 50 kVA :Pole Substation | 0.05 | --> | 0.05 | 0.033 | 2.78 |  | --> | 0.048 | 0 | 0.025 | 0 | 0 | Constrained, otherwise capacity available =26 kW | --> | E13 ex BALLYRAGGET | Ballyragget [T421,T422] | BALLYRAGGET |  | 52.7831 | -7.3308
039995X | MV/LV Substation NA***995X |  | 10 kV | _ | LV | 630 kVA :Building Structure | 0.63 | --> | 0.63 | 0.5 | 11.03 |  | --> | 0.598 | 0 | 0 | 0.5 | 0 |  | --> | C21 ex SALTHILL | Salthill [T101,T102] | SALTHILL |  | 53.276 | -9.095
365874 | MV/LV Substation TY***874 |  | 10 kV | _ | LV | 400 kVA :Kiosk Substation | 0.4 | --> | 0.4 | 0 | 0 | Constrained, otherwise capacity available =321 kVA | --> | 0.38 | 0 | 0 | 0.369 | 0 |  | --> | C22 ex TYMON | Tymon [T41,T42] | COOKSTOWN |  | 53.2955 | -6.3465
265464X | MV/LV Substation CO***464X |  | 20 kV | _ | LV | 200 kVA :Pole Substation | 0.2 | --> | 0.2 | 0.147 | 2.56 |  | --> | 0.19 | 0 | 0 | 0.183 | 0 |  | --> | C17 ex KILLESHANDRA | Killeshandra [T41,T42] | GORTAWEE |  | 54.0302 | -7.5276
149931 | MV/LV Substation LI***931 |  | 10 kV | _ | LV | 200 kVA :Pole Substation | 0.2 | --> | 0.2 | 0 | 0 | Constrained, otherwise capacity available =89 kVA | --> | 0.19 | 0 | 0 | 0 | 0 | Constrained, otherwise capacity available =175 kW | --> | C13 ex DONEGAL | Donegal [T41,T42] | CATHALEENS FALL |  | 54.6577 | -8.0874
368420X | MV/LV Substation DE***420X |  | 20 kV | _ | LV | 100 kVA :Pole Substation | 0.1 | --> | 0.1 | 0 | 0 | Constrained, otherwise capacity available =93 kVA | --> | 0.095 | 0 | 0 | 0 | 0 | Constrained, otherwise capacity available =94 kW | --> | C12 ex BALLYHAUNIS | Ballyhaunis [T41,T42] | DALTON |  | 53.7558 | -8.7772
016075Z | MV/LV Substation ST***075Z |  | 10 kV | _ | LV | 400 kVA :Kiosk Substation | 0.4 | --> | 0.4 | 0 | 0 | Constrained, otherwise capacity available =311 kVA | --> | 0.38 | 0 | 0.015 | 0 | 0 | Constrained, otherwise capacity available =356 kW | --> | C22 ex CELBRIDGE | Celbridge [T41,T42] | GRIFFINRATH |  | 53.3381 | -6.5545
030318X | MV/LV Substation ST***318X |  | 20 kV | _ | LV | 400 kVA :Building Structure | 0.4 | --> | 0.4 | 0 | 0 | Constrained, otherwise capacity available =400 kVA | --> | 0.38 | 0 | 0 | 0 | 0 | Constrained, otherwise capacity available =380 kW | --> | E14 ex FOXHOLE | Foxhole [T421,T422] | DUNGARVAN |  | 51.9509 | -7.856
046369 | MV/LV Substation KN***369 |  | 10 kV | _ | LV | 630 kVA :Kiosk Substation | 0.63 | --> | 0.63 | 0.5 | 5.78 |  | --> | 0.598 | 0 | 0.018 | 0.5 | 0 |  | --> | C11 ex OAKFIELD | Oakfield [T41,T42] | SLIGO |  | 54.2578 | -8.4711
039346X | MV/LV Substation RE***346X |  | 10 kV | _ | LV | 200 kVA :Kiosk Substation | 0.2 | --> | 0.2 | 0 | 0 | Constrained, otherwise capacity available =118 kVA | --> | 0.19 | 0 | 0.025 | 0.16 | 0 |  | --> | C19 ex GALWAY 110KV | Galway 110kv [T102,T103] | GALWAY 110KV |  | 53.2757 | -9.015
021706X | MV/LV Substation DA***706X |  | 10 kV | _ | LV | 400 kVA :Building Structure | 0.4 | --> | 0.4 | 0 | 0 | Constrained, otherwise capacity available =180 kVA | --> | 0.38 | 0 | 0 | 0.349 | 0 |  | --> | C24 ex KILBARRY | Kilbarry [T101,T43] | KILBARRY |  | 51.9111 | -8.4935
056033Y | MV/LV Substation RI***033Y |  | 20 kV | _ | LV | 50 kVA :Pole Substation | 0.05 | --> | 0.05 | 0.027 | 0.89 |  | --> | 0.048 | 0 | 0 | 0 | 0 | Constrained, otherwise capacity available =44 kW | --> | E20 ex BIRR | Birr [T41,T422] | DALLOW |  | 53.0855 | -7.927
0654030 | MV/LV Substation BR***4030 |  | 20 kV | _ | LV | 200 kVA :Kiosk Substation | 0.2 | --> | 0.2 | 0 | 0 | Constrained, otherwise capacity available =200 kVA | --> | 0.19 | 0 | 0 | 0 | 0 | Constrained, otherwise capacity available =190 kW | --> | E15 ex BATTER LANE TEMPORARY | Batter Lane Temporary 38kv [T421] | GLASMORE |  | 53.5192 | -6.1309
142641X | MV/LV Substation FA***641X |  | 10 kV | _ | LV | 50 kVA :Pole Substation | 0.05 | --> | 0.05 | 0 | 0 | Constrained, otherwise capacity available =40 kVA | --> | 0.048 | 0 | 0.005 | 0 | 0 | Constrained, otherwise capacity available =42 kW | --> | C11 ex ATHENRY | Athenry [T41,T42] | GALWAY 110KV |  | 53.2829 | -8.7524
037194Y | MV/LV Substation CL***194Y |  | 20 kV | _ | LV | 100 kVA :Pole Substation | 0.1 | --> | 0.1 | 0.084 | 13.05 |  | --> | 0.095 | 0 | 0.016 | 0.081 | 0 |  | --> | C19 ex ENNIS | Ennis [T101,T102] | ENNIS |  | 52.8214 | -8.8662
209793 | MV/LV Substation KE***793 |  | 20 kV | _ | LV | 200 kVA :Kiosk Substation | 0.2 | --> | 0.2 | 0 | 0 | Constrained, otherwise capacity available =148 kVA | --> | 0.19 | 0 | 0.005 | 0 | 0 | Constrained, otherwise capacity available =179 kW | --> | C14 ex MILFORD (NR) | Milford (nr) [T41,T42] | LETTERKENNY |  | 55.1376 | -7.6625
064085Z | MV/LV Substation ST***085Z |  | 10 kV | _ | LV | 630 kVA :Building Structure | 0.63 | --> | 0.63 | 0 | 0 | Constrained, otherwise capacity available =594 kVA | --> | 0.598 | 0 | 0 | 0 | 0 | Constrained, otherwise capacity available =594 kW | --> | C20 ex DRYBRIDGE | Drybridge [T41,T42] | DRYBRIDGE |  | 53.7164 | -6.3485
039146 | MV/LV Substation NB***146 |  | 10 kV | _ | LV | 400 kVA :Kiosk Substation | 0.4 | --> | 0.4 | 0 | 0 | Constrained, otherwise capacity available =313 kVA | --> | 0.38 | 0 | 0.009 | 0.361 | 0 |  | --> | C24 ex GALWAY 110KV | Galway 110kv [T102,T103] | GALWAY 110KV |  | 53.2811 | -9.0075
249796 | MV/LV Substation SC***796 |  | 10 kV | _ | LV | 50 kVA :Pole Substation | 0.05 | --> | 0.05 | 0 | 0 | Constrained, otherwise capacity available =43 kVA | --> | 0.048 | 0 | 0 | 0 | 0 | Constrained, otherwise capacity available =47 kW | --> | C15 ex KILCLOHER | Kilcloher [T41,T42] | DUNGARVAN |  | 52.1025 | -7.7523
164461 | MV/LV Substation BA***461 |  | 10 kV | _ | LV | 50 kVA :Pole Substation | 0.05 | --> | 0.05 | 0.037 | 0.88 |  | --> | 0.048 | 0 | 0.02 | 0 | 0 | Constrained, otherwise capacity available =31 kW | --> | C12 ex ROSS CARBERY | Ross Carbery [T41,T42] | DUNMANWAY |  | 51.5717 | -9.08
154201Z | MV/LV Substation PL***201Z |  | 10 kV | _ | LV | 630 kVA :Building Structure | 0.63 | --> | 0.63 | 0 | 0 | Constrained, otherwise capacity available =465 kVA | --> | 0.598 | 0 | 0.069 | 0.5 | 0 |  | --> | C17 ex MACETOWN | Macetown [T101,T102] | MACETOWN |  | 53.4084 | -6.4047
0144115 | MV/LV Substation BO***4115 |  | 20 kV | _ | LV | 50 kVA :Pole Substation | 0.05 | --> | 0.05 | 0.05 | 0.63 |  | --> | 0.048 | 0 | 0 | 0 | 0 | Constrained, otherwise capacity available =48 kW | --> | E12 ex KILCULLEN | Kilcullen [T41,T42,T424] | STRATFORD |  | 53.0727 | -6.8468
064995 | MV/LV Substation BE***995 |  | 10 kV | _ | LV | 400 kVA :Building Structure | 0.4 | --> | 0.4 | 0 | 0 | Constrained, otherwise capacity available =369 kVA | --> | 0.38 | 0 | 0 | 0 | 0 | Constrained, otherwise capacity available =376 kW | --> | C21 ex TERMONFECKIN ROAD | Termonfeckin Road [T41,T42] | DRYBRIDGE |  | 53.7428 | -6.3132
288261X | MV/LV Substation FU***261X |  | 10 kV | _ | LV | 400 kVA :Kiosk Substation | 0.4 | --> | 0.4 | 0.358 | 1.16 |  | --> | 0.38 | 0 | 0 | 0.374 | 0 |  | --> | C21 ex BREWERY ROAD | Brewery Road [T41,T42] | CARRICKMINES |  | 53.2786 | -6.2299
043443X | MV/LV Substation KI***443X |  | 20 kV | _ | LV | 200 kVA :Kiosk Substation | 0.2 | --> | 0.2 | 0.2 | 0.43 |  | --> | 0.19 | 0 | 0 | 0 | 0 | Constrained, otherwise capacity available =190 kW | --> | C20 ex SWINFORD | Swinford [T41,T42] | CASTLEBAR |  | 53.8723 | -8.8524
0684103 | MV/LV Substation GR***4103 |  | 10 kV | _ | LV | 1000 kVA :Building Structure | 1 | --> | 1 | 0.5 | 7.2 |  | --> | 0.95 | 0 | 0.005 | 0.5 | 0 |  | --> | C28 ex TRINITY | Trinity [T101,T102] | POOLBEG |  | 53.3398 | -6.2434
0014013 | MV/LV Substation BR***4013 |  | 10 kV | _ | LV | 200 kVA :Kiosk Substation | 0.2 | --> | 0.2 | 0.199 | 1.16 |  | --> | 0.19 | 0 | 0.006 | 0.185 | 0 |  | --> | C21 ex BREWERY ROAD | Brewery Road [T41,T42] | CARRICKMINES |  | 53.2761 | -6.1991
0664230 | MV/LV Substation TH***4230 |  | 20 kV | _ | LV | 400 kVA :Kiosk Substation | 0.4 | --> | 0.4 | 0 | 0 | Constrained, otherwise capacity available =339 kVA | --> | 0.38 | 0 | 0.121 | 0 | 0 | Constrained, otherwise capacity available =282 kW | --> | E17 ex BALTRASNA | Baltrasna [T121,T122] | BALTRASNA |  | 53.5032 | -6.5352
288212X | MV/LV Substation SA***212X |  | 10 kV | _ | LV | 630 kVA :Kiosk Substation | 0.63 | --> | 0.63 | 0 | 0 | Constrained, otherwise capacity available =500 kVA | --> | 0.598 | 0 | 0.047 | 0.5 | 0 |  | --> | C12 ex SANDYFORD | Sandyford [T41,T42] | CARRICKMINES |  | 53.2704 | -6.2246
008960 | MV/LV Substation BA***960 |  | 20 kV | _ | LV | 100 kVA :Pole Substation | 0.1 | --> | 0.1 | 0.092 | 0.2 |  | --> | 0.095 | 0 | 0 | 0 | 0 | Constrained, otherwise capacity available =94 kW | --> | E15 ex BEALISTOWN | Bealistown [T421,T422] | GREAT ISLAND |  | 52.2872 | -6.8453
028061 | MV/LV Substation CO***061 |  | 10 kV | _ | LV | 50 kVA :Pole Substation | 0.05 | --> | 0.05 | 0 | 0 | Constrained, otherwise capacity available =32 kVA | --> | 0.048 | 0 | 0.012 | 0 | 0 | Constrained, otherwise capacity available =36 kW | --> | C13 ex COW CROSS |  |  |  | 51.8643 | -8.3007
293130X | MV/LV Substation MI***130X |  | 20 kV | _ | LV | 200 kVA :Pole Substation | 0.2 | --> | 0.2 | 0.154 | 2.83 |  | --> | 0.19 | 0 | 0 | 0 | 0 | Constrained, otherwise capacity available =184 kW | --> | E13 ex BAGENALSTOWN | Bagenalstown [T421,T422] | CARLOW |  | 52.6751 | -6.8435
066655X | MV/LV Substation HO***655X |  | 20 kV | _ | LV | 200 kVA :Kiosk Substation | 0.2 | --> | 0.2 | 0 | 0 | Constrained, otherwise capacity available =178 kVA | --> | 0.19 | 0 | 0.02 | 0.172 | 0 |  | --> | C26 ex STEPHENSTOWN | Stephenstown [T101,T102] | FINGLAS |  | 53.5523 | -6.2675
068877X | MV/LV Substation GA***877X |  | 10 kV | _ | LV | 1000 kVA :Building Structure | 1 | --> | 1 | 0.5 | 9.02 |  | --> | 0.95 | 0 | 0 | 0.5 | 0 |  | --> | C13 ex MISERY HILL | Misery Hill [T101,T102] | POOLBEG |  | 53.3431 | -6.2392
127436Y | MV/LV Substation KE***436Y |  | 10 kV | _ | LV | 50 kVA :Pole Substation | 0.05 | --> | 0.05 | 0 | 0 | Constrained, otherwise capacity available =50 kVA | --> | 0.048 | 0 | 0 | 0 | 0 | Constrained, otherwise capacity available =48 kW | --> | C11 ex LOUGHTAGALLA | Loughtagalla [T41,T42] | THURLES |  | 52.6263 | -7.7484
017160 | MV/LV Substation KA***160 |  | 10 kV | _ | LV | 100 kVA :Pole Substation | 0.1 | --> | 0.1 | 0.099 | 1.05 |  | --> | 0.095 | 0 | 0 | 0 | 0 | Constrained, otherwise capacity available =95 kW | --> | C19 ex NEWCASTLEWEST | Newcastlewest [T41,T42] | RATHKEALE |  | 52.3792 | -9.0457
082714Y | MV/LV Substation CA***714Y |  | 20 kV | _ | LV | 200 kVA :Kiosk Substation | 0.2 | --> | 0.2 | 0 | 0 | Constrained, otherwise capacity available =54 kVA | --> | 0.19 | 0 | 0.018 | 0 | 0 | Constrained, otherwise capacity available =156 kW | --> | E16 ex ACADEMY STREET | Academy Street [T421,T422,T44] | NAVAN |  | 53.6382 | -6.6899
031482 | MV/LV Substation HE***482 |  | 20 kV | _ | LV | 100 kVA :Pole Substation | 0.1 | --> | 0.1 | 0 | 0 | Constrained, otherwise capacity available =72 kVA | --> | 0.095 | 0 | 0.005 | 0 | 0 | Constrained, otherwise capacity available =87 kW | --> | E18 ex SPRINGS | Springs [T421,T422] | DUNGARVAN |  | 52.0534 | -7.5452
365835X | MV/LV Substation FO***835X |  | 10 kV | _ | LV | 400 kVA :Building Structure | 0.4 | --> | 0.4 | 0 | 0 | Constrained, otherwise capacity available =377 kVA | --> | 0.38 | 0 | 0.07 | 0.325 | 0 |  | --> | C20 ex TYMON | Tymon [T41,T42] | COOKSTOWN |  | 53.2973 | -6.3508
0394197 | MV/LV Substation FA***4197 |  | 10 kV | _ | LV | 630 kVA :Kiosk Substation | 0.63 | --> | 0.63 | 0.5 | 11.03 |  | --> | 0.598 | 0 | 0.027 | 0.5 | 0 |  | --> | C32 ex SALTHILL | Salthill [T101,T102] | SALTHILL |  | 53.2811 | -9.0859
015415Z | MV/LV Substation EI***415Z |  | 10 kV | _ | LV | 50 kVA :Pole Substation | 0.05 | --> | 0.05 | 0 | 0 | Constrained, otherwise capacity available =28 kVA | --> | 0.048 | 0 | 0 | 0 | 0 | Constrained, otherwise capacity available =44 kW | --> | C17 ex SALLINS | Sallins [T41,T42] | GRIFFINRATH |  | 53.2598 | -6.6676
029157Y | MV/LV Substation RO***157Y |  | 10 kV | _ | LV | 200 kVA :Kiosk Substation | 0.2 | --> | 0.2 | 0 | 0 | Constrained, otherwise capacity available =137 kVA | --> | 0.19 | 0 | 0.01 | 0 | 0 | Constrained, otherwise capacity available =174 kW | --> | C12 ex KILLACLOYNE | Killacloyne [T41,T42] | MIDLETON |  | 51.9126 | -8.253
029430Y | MV/LV Substation BA***430Y |  | 10 kV | _ | LV | 50 kVA :Pole Substation | 0.05 | --> | 0.05 | 0 | 0 | Constrained, otherwise capacity available =17 kVA | --> | 0.048 | 0 | 0 | 0.043 | 0 |  | --> | C18 ex MIDLETON | Midleton [T101,T102] | MIDLETON |  | 51.9925 | -8.2284
069485 | MV/LV Substation LI***485 |  | 10 kV | _ | LV | 400 kVA :Kiosk Substation | 0.4 | --> | 0.4 | 0.301 | 4.47 |  | --> | 0.38 | 0 | 0.01 | 0.359 | 0 |  | --> | C14 ex TEMPLEOGUE | Templeogue [T41,T42] | MILLTOWN (DR) |  | 53.3046 | -6.3293
039962X | MV/LV Substation BR***962X |  | 10 kV | _ | LV | 1000 kVA :Building Structure | 1 | --> | 1 | 0 | 0 | Constrained, otherwise capacity available =821 kVA | --> | 0.95 | 0 | 0 | 0.5 | 0 |  | --> | C22 ex GALWAY 110KV | Galway 110kv [T102,T103] | GALWAY 110KV |  | 53.2903 | -8.987
014702Z | MV/LV Substation MI***702Z |  | 10 kV | _ | LV | 50 kVA :Pole Substation | 0.05 | --> | 0.05 | 0 | 0 | Constrained, otherwise capacity available =48 kVA | --> | 0.048 | 0 | 0 | 0 | 0 | Constrained, otherwise capacity available =47 kW | --> | C16 ex MORRISTOWN | Morristown [T41,T42] | NEWBRIDGE |  | 53.204 | -6.8542
2884221 | MV/LV Substation SO***4221 |  | 10 kV | _ | LV | 630 kVA :Kiosk Substation | 0.63 | --> | 0.63 | 0 | 0 | Constrained, otherwise capacity available =626 kVA | --> | 0.598 | 0 | 0 | 0.5 | 0 |  | --> | C17 ex CARRICKMINES | Carrickmines [T41,T42] | CARRICKMINES |  | 53.2491 | -6.1806
2104019 | MV/LV Substation CA***4019 |  | 10 kV | _ | LV | 50 kVA :Pole Substation | 0.05 | --> | 0.05 | 0 | 0 | Constrained, otherwise capacity available =49 kVA | --> | 0.048 | 0 | 0 | 0 | 0 | Constrained, otherwise capacity available =47 kW | --> | C24 ex CARRICKMACROSS | Carrickmacross [T41,T42] | MEATH HILL |  | 54.019 | -6.7502
0644441 | MV/LV Substation PA***4441 |  | 10 kV | _ | LV | 50 kVA :Pole Substation | 0.05 | --> | 0.05 | 0 | 0 | Constrained, otherwise capacity available =50 kVA | --> | 0.048 | 0 | 0 | 0 | 0 | Constrained, otherwise capacity available =48 kW | --> | C22 ex TERMONFECKIN ROAD | Termonfeckin Road [T41,T42] | DRYBRIDGE |  | 53.7379 | -6.346
029071 | MV/LV Substation CA***071 |  | 20 kV | _ | LV | 200 kVA :Pole Substation | 0.2 | --> | 0.2 | 0 | 0 | Constrained, otherwise capacity available =31 kVA | --> | 0.19 | 0 | 0.013 | 0 | 0 | Constrained, otherwise capacity available =156 kW | --> | E12 ex CARRIGSHANE | Carrigshane [T422] | MIDLETON |  | 51.9124 | -8.0537
154094Z | MV/LV Substation BR***094Z |  | 10 kV | _ | LV | 200 kVA :Kiosk Substation | 0.2 | --> | 0.2 | 0 | 0 | Constrained, otherwise capacity available =119 kVA | --> | 0.19 | 0 | 0.011 | 0.17 | 0 |  | --> | C41 ex COLLEGE PARK | College Park [T101,T102,T103] | COLLEGE PARK |  | 53.4048 | -6.414
036091 | MV/LV Substation HO***091 |  | 20 kV | _ | LV | 400 kVA :Building Structure | 0.4 | --> | 0.4 | 0 | 0 | Constrained, otherwise capacity available =339 kVA | --> | 0.38 | 0 | 0 | 0 | 0 | Constrained, otherwise capacity available =372 kW | --> | E20 ex GARRANACANTY | Garranacanty [T421,T422] | TIPPERARY |  | 52.5505 | -8.0301
074251X | MV/LV Substation DR***251X |  | 10 kV | _ | LV | 200 kVA :Kiosk Substation | 0.2 | --> | 0.2 | 0 | 0 | Constrained, otherwise capacity available =157 kVA | --> | 0.19 | 0 | 0 | 0 | 0 | Constrained, otherwise capacity available =184 kW | --> | C14 ex CARRICK ON SHANNON | Carrick On Shannon [T41,T42] | CARRICK ON SHANNON |  | 53.9529 | -8.0743
365442X | MV/LV Substation BR***442X |  | 10 kV | _ | LV | 200 kVA :Kiosk Substation | 0.2 | --> | 0.2 | 0 | 0 | Constrained, otherwise capacity available =147 kVA | --> | 0.19 | 0 | 0.005 | 0.179 | 0 |  | --> | C12 ex FORTUNESTOWN | Fortunestown [T101,T102] | INCHICORE 220KV |  | 53.2892 | -6.4066
034595 | MV/LV Substation CL***595 |  | 20 kV | _ | LV | 50 kVA :Pole Substation | 0.05 | --> | 0.05 | 0.048 | 0.57 |  | --> | 0.048 | 0 | 0 | 0 | 0 | Constrained, otherwise capacity available =47 kW | --> | E25 ex LAWLESSTOWN | Lawlesstown [T42,T421] | DOON |  | 52.3752 | -7.7157
209354 | MV/LV Substation RO***354 |  | 20 kV | _ | LV | 50 kVA :Pole Substation | 0.05 | --> | 0.05 | 0 | 0 | Constrained, otherwise capacity available =21 kVA | --> | 0.048 | 0 | 0.021 | 0 | 0 | Constrained, otherwise capacity available =28 kW | --> | C21 ex MILFORD (NR) | Milford (nr) [T41,T42] | LETTERKENNY |  | 55.1945 | -7.8194
142285 | MV/LV Substation OR***285 |  | 10 kV | _ | LV | 50 kVA :Pole Substation | 0.05 | --> | 0.05 | 0 | 0 | Constrained, otherwise capacity available =38 kVA | --> | 0.048 | 0 | 0 | 0 | 0 | Constrained, otherwise capacity available =46 kW | --> | C11 ex ATHENRY | Athenry [T41,T42] | GALWAY 110KV |  | 53.2725 | -8.9126
0994086 | MV/LV Substation WO***4086 |  | 10 kV | _ | LV | 50 kVA :Pole Substation | 0.05 | --> | 0.05 | 0 | 0 | Constrained, otherwise capacity available =44 kVA | --> | 0.048 | 0 | 0 | 0 | 0 | Constrained, otherwise capacity available =47 kW | --> | C12 ex CULLION | Cullion [T41,T42] | LETTERKENNY |  | 54.9394 | -7.7375
029635X | MV/LV Substation HI***635X |  | 10 kV | _ | LV | 50 kVA :Pole Substation | 0.05 | --> | 0.05 | 0.025 | 2.31 |  | --> | 0.048 | 0 | 0.01 | 0.037 | 0 |  | --> | E13 ex AGHADA | Aghada [T721] | N/A |  | 51.8403 | -8.2135
110104X | MV/LV Substation DR***104X |  | 20 kV | _ | LV | 50 kVA :Pole Substation | 0.05 | --> | 0.05 | 0.048 | 0.76 |  | --> | 0.048 | 0 | 0 | 0 | 0 | Constrained, otherwise capacity available =47 kW | --> | E19 ex KENMARE | Kenmare [T421] | KNOCKEARAGH |  | 51.8875 | -9.5897
084435 | MV/LV Substation KI***435 |  | 20 kV | _ | LV | 50 kVA :Pole Substation | 0.05 | --> | 0.05 | 0 | 0 | Constrained, otherwise capacity available =32 kVA | --> | 0.048 | 0 | 0 | 0 | 0 | Constrained, otherwise capacity available =45 kW | --> | E11 ex KILCOLGAN | Kilcolgan [T42,T421] | GALWAY 110KV |  | 53.2111 | -8.8707
154226Z | MV/LV Substation SO***226Z |  | 10 kV | _ | LV | 200 kVA :Kiosk Substation | 0.2 | --> | 0.2 | 0 | 0 | Constrained, otherwise capacity available =109 kVA | --> | 0.19 | 0 | 0.029 | 0 | 0 | Constrained, otherwise capacity available =156 kW | --> | C14 ex COOLMINE | Coolmine [T41,T42] | FINGLAS |  | 53.3857 | -6.4074
025524Y | MV/LV Substation KE***524Y |  | 20 kV | _ | LV | 100 kVA :Pole Substation | 0.1 | --> | 0.1 | 0.1 | 2.96 |  | --> | 0.095 | 0 | 0 | 0 | 0 | Constrained, otherwise capacity available =95 kW | --> | E11 ex CHARLEVILLE | Charleville [T421,T422] | CHARLEVILLE |  | 52.4929 | -8.6267
417104 | MV/LV Substation VO***104 |  | 20 kV | _ | LV | 100 kVA :Pole Substation | 0.1 | --> | 0.1 | 0.084 | 8.5 |  | --> | 0.095 | 0 | 0 | 0 | 0 | Constrained, otherwise capacity available =93 kW | --> | E12 ex ARIGNA | Arigna [T121] | ARIGNA |  | 54.1699 | -8.1366
062587Y | MV/LV Substation CL***587Y |  | 10 kV | _ | LV | 50 kVA :Pole Substation | 0.05 | --> | 0.05 | 0.05 | 3.12 |  | --> | 0.048 | 0 | 0 | 0 | 0 | Constrained, otherwise capacity available =47 kW | --> | C21 ex MARSHES | Marshes [T41,T42] | DUNDALK |  | 53.9549 | -6.3964
038697X | MV/LV Substation RA***697X |  | 20 kV | _ | LV | 50 kVA :Pole Substation | 0.05 | --> | 0.05 | 0 | 0 | Constrained, otherwise capacity available =29 kVA | --> | 0.048 | 0 | 0 | 0 | 0 | Constrained, otherwise capacity available =45 kW | --> | E13 ex GORT | Gort [T41,T42] | ENNIS |  | 53.1126 | -8.8476
260714X | MV/LV Substation CL***714X |  | 20 kV | _ | LV | 50 kVA :Pole Substation | 0.05 | --> | 0.05 | 0.05 | 1.67 |  | --> | 0.048 | 0 | 0 | 0.048 | 0 |  | --> | E13 ex NEWPORT | Newport [T421] | CARROWBEG |  | 53.9609 | -9.4427
050046Z | MV/LV Substation HI***046Z |  | 20 kV | _ | LV | 200 kVA :Kiosk Substation | 0.2 | --> | 0.2 | 0 | 0 | Constrained, otherwise capacity available =166 kVA | --> | 0.19 | 0 | 0 | 0 | 0 | Constrained, otherwise capacity available =185 kW | --> | C22 ex ATHLONE | Athlone [T41,T42] | ATHLONE |  | 53.4229 | -7.9843
0264386 | MV/LV Substation RA***4386 |  | 10 kV | _ | LV | 100 kVA :Pole Substation | 0.1 | --> | 0.1 | 0 | 0 | Constrained, otherwise capacity available =100 kVA | --> | 0.095 | 0 | 0 | 0 | 0 | Constrained, otherwise capacity available =95 kW | --> | C18 ex KINSALE | Kinsale [T41,T42] | BANDON |  | 51.7151 | -8.6585
0694066 | MV/LV Substation OL***4066 |  | 10 kV | _ | LV | 630 kVA :Kiosk Substation | 0.63 | --> | 0.63 | 0.5 | 0.91 |  | --> | 0.598 | 0 | 0 | 0.5 | 0 |  | --> | C16 ex KIMMAGE | Kimmage [T41,T42] | INCHICORE 220KV |  | 53.3268 | -6.3078
204122X | MV/LV Substation SE***122X |  | 20 kV | _ | LV | 50 kVA :Pole Substation | 0.05 | --> | 0.05 | 0.048 | 2.02 |  | --> | 0.048 | 0 | 0 | 0 | 0 | Constrained, otherwise capacity available =47 kW | --> | E17 ex BALLYMACARRY | Ballymacarry [T421] | TRILLICK |  | 55.1102 | -7.4615
017480X | MV/LV Substation CU***480X |  | 20 kV | _ | LV | 400 kVA :Kiosk Substation | 0.4 | --> | 0.4 | 0 | 0 | Constrained, otherwise capacity available =397 kVA | --> | 0.38 | 0 | 0 | 0 | 0 | Constrained, otherwise capacity available =380 kW | --> | E16 ex PATRICKSWELL | Patrickswell [T421,T422] | LIMERICK |  | 52.5923 | -8.869
3404032 | MV/LV Substation GO***4032 |  | 10 kV | _ | LV | 400 kVA :Kiosk Substation | 0.4 | --> | 0.4 | 0 | 0 | Constrained, otherwise capacity available =345 kVA | --> | 0.38 | 0 | 0.04 | 0 | 0 | Constrained, otherwise capacity available =343 kW | --> | C16 ex DUNGLOE | Dungloe [T41,T42] | ARDNAGAPPARY |  | 54.9547 | -8.3612
021593Z | MV/LV Substation RO***593Z |  | 10 kV | _ | LV | 400 kVA :Kiosk Substation | 0.4 | --> | 0.4 | 0 | 0 | Constrained, otherwise capacity available =337 kVA | --> | 0.38 | 0 | 0.01 | 0.364 | 0 |  | --> | C12 ex RIVERSTOWN | Riverstown [T41,T42] | KILBARRY |  | 51.9527 | -8.4234
165764X | MV/LV Substation IN***764X |  | 10 kV | _ | LV | 630 kVA :Building Structure | 0.63 | --> | 0.63 | 0 | 0 | Constrained, otherwise capacity available =459 kVA | --> | 0.598 | 0 | 0 | 0 | 0 | Constrained, otherwise capacity available =575 kW | --> | C14 ex CLONAKILTY | Clonakilty [T41,T42] | DUNMANWAY |  | 51.5974 | -8.862
293003 | MV/LV Substation HA***003 |  | 20 kV | _ | LV | 200 kVA :Pole Substation | 0.2 | --> | 0.2 | 0.135 | 0.43 |  | --> | 0.19 | 0 | 0.005 | 0 | 0 | Constrained, otherwise capacity available =177 kW | --> | E15 ex TULLOW | Tullow [T421,T422] | CARLOW |  | 52.8018 | -6.7405
0294293 | MV/LV Substation SY***4293 |  | 10 kV | _ | LV | 400 kVA :Building Structure | 0.4 | --> | 0.4 | 0 | 0 | Constrained, otherwise capacity available =384 kVA | --> | 0.38 | 0 | 0 | 0.378 | 0 |  | --> | C17 ex MIDLETON | Midleton [T101,T102] | MIDLETON |  | 51.9184 | -8.1836
2764008 | MV/LV Substation BA***4008 |  | 10 kV | _ | LV | 100 kVA :Pole Substation | 0.1 | --> | 0.1 | 0.087 | 0.76 |  | --> | 0.095 | 0 | 0 | 0 | 0 | Constrained, otherwise capacity available =93 kW | --> | C11 ex RATHMORE | Rathmore [T42,T421] | KNOCKEARAGH |  | 52.0596 | -9.3339
160492Y | MV/LV Substation CL***492Y |  | 20 kV | _ | LV | 200 kVA :Pole Substation | 0.2 | --> | 0.2 | 0 | 0 | Constrained, otherwise capacity available =184 kVA | --> | 0.19 | 0 | 0.005 | 0 | 0 | Constrained, otherwise capacity available =184 kW | --> | C11 ex MOUNTMELLICK | Mountmellick [T41,T42] | PORTLAOISE |  | 53.1455 | -7.5158
281987Z | MV/LV Substation BA***987Z |  | 10 kV | _ | LV | 50 kVA :Pole Substation | 0.05 | --> | 0.05 | 0 | 0 | Constrained, otherwise capacity available =42 kVA | --> | 0.048 | 0 | 0 | 0 | 0 | Constrained, otherwise capacity available =46 kW | --> | C17 ex DOUGLAS | Douglas [T41,T42] | TRABEG |  | 51.851 | -8.4505
025805Y | MV/LV Substation WH***805Y |  | 10 kV | _ | LV | 100 kVA :Pole Substation | 0.1 | --> | 0.1 | 0.099 | 1.05 |  | --> | 0.095 | 0 | 0 | 0 | 0 | Constrained, otherwise capacity available =95 kW | --> | C19 ex NEWCASTLEWEST | Newcastlewest [T41,T42] | RATHKEALE |  | 52.3372 | -9.0096
196021 | MV/LV Substation DE***021 |  | 10 kV | _ | LV | 630 kVA :Kiosk Substation | 0.63 | --> | 0.63 | 0 | 0 | Constrained, otherwise capacity available =530 kVA | --> | 0.598 | 0 | 0.008 | 0 | 0 | Constrained, otherwise capacity available =579 kW | --> | C18 ex TRIM | Trim [T41,T42] | NAVAN |  | 53.5589 | -6.7852
111891 | MV/LV Substation TH***891 |  | 10 kV | _ | LV | 50 kVA :Pole Substation | 0.05 | --> | 0.05 | 0 | 0 |  | --> | 0.048 | 0 | 0.011 | 0 | 0 | Constrained, otherwise capacity available =32 kW | --> | C16 ex BANTRY | Bantry [T41,T42] | BALLYLICKY |  | 51.6837 | -9.4368
152352 | MV/LV Substation MU***352 |  | 10 kV | _ | LV | 50 kVA :Pole Substation | 0.05 | --> | 0.05 | 0 | 0 | Constrained, otherwise capacity available =43 kVA | --> | 0.048 | 0 | 0.012 | 0 | 0 | Constrained, otherwise capacity available =38 kW | --> | C12 ex CAPPAMORE | Cappamore [T41,T42] | ARDNACRUSHA |  | 52.652 | -8.4067
066078Y | MV/LV Substation MA***078Y |  | 10 kV | _ | LV | 400 kVA :Kiosk Substation | 0.4 | --> | 0.4 | 0 | 0 | Constrained, otherwise capacity available =309 kVA | --> | 0.38 | 0 | 0 | 0 | 0 | Constrained, otherwise capacity available =367 kW | --> | C19 ex MALAHIDE | Malahide [T41,T42] | GLASMORE |  | 53.4534 | -6.1542
011926X | MV/LV Substation KI***926X |  | 10 kV | _ | LV | 50 kVA :Pole Substation | 0.05 | --> | 0.05 | 0 | 0 | Constrained, otherwise capacity available =38 kVA | --> | 0.048 | 0 | 0 | 0 | 0 | Constrained, otherwise capacity available =46 kW | --> | C16 ex TALBOTS INCH | Talbots Inch [T41,T42] | KILKENNY |  | 52.6697 | -7.2648
0034193 | MV/LV Substation AL***4193 |  | 10 kV | _ | LV | 630 kVA :Kiosk Substation | 0.63 | --> | 0.63 | 0.5 | 11.58 |  | --> | 0.598 | 0 | 0 | 0 | 0 | Constrained, otherwise capacity available =598 kW | --> | C21 ex BALLYBEG | Ballybeg [T101,T102] | CARRICKMINES |  | 52.9956 | -6.0785
021751Z | MV/LV Substation GL***751Z |  | 20 kV | _ | LV | 400 kVA :Kiosk Substation | 0.4 | --> | 0.4 | 0 | 0 | Constrained, otherwise capacity available =363 kVA | --> | 0.38 | 0 | 0.023 | 0.358 | 0 |  | --> | C11 ex RIVERSTOWN | Riverstown [T41,T42] | KILBARRY |  | 52.0167 | -8.3397
288275 | MV/LV Substation DA***275 |  | 10 kV | _ | LV | 200 kVA :Kiosk Substation | 0.2 | --> | 0.2 | 0 | 0 | Constrained, otherwise capacity available =176 kVA | --> | 0.19 | 0 | 0 | 0.187 | 0 |  | --> | C14 ex DUNDRUM | Dundrum [T41,T42] | BLACKROCK |  | 53.2848 | -6.2655
233167 | MV/LV Substation NO***167 |  | 10 kV | _ | LV | 100 kVA :Pole Substation | 0.1 | --> | 0.1 | 0 | 0 | Constrained, otherwise capacity available =73 kVA | --> | 0.095 | 0 | 0.05 | 0 | 0 | Constrained, otherwise capacity available =54 kW | --> | C23 ex CASTLEISLAND | Castleisland [T41,T42] | TRALEE |  | 52.2483 | -9.4641
1544299 | MV/LV Substation BT***4299 |  | 10 kV | _ | LV | 400 kVA :Kiosk Substation | 0.4 | --> | 0.4 | 0 | 0 | Constrained, otherwise capacity available =400 kVA | --> | 0.38 | 0 | 0 | 0 | 0 | Constrained, otherwise capacity available =380 kW | --> | C18 ex BALLYCOOLIN | Ballycoolin [T41,T42,T43] | FINGLAS |  | 53.4047 | -6.369
152401X | MV/LV Substation GL***401X |  | 10 kV | _ | LV | 400 kVA :Kiosk Substation | 0.4 | --> | 0.4 | 0 | 0 | Constrained, otherwise capacity available =255 kVA | --> | 0.38 | 0 | 0 | 0 | 0 | Constrained, otherwise capacity available =360 kW | --> | C12 ex CAPPAMORE | Cappamore [T41,T42] | ARDNACRUSHA |  | 52.662 | -8.3886
052079Z | MV/LV Substation MA***079Z |  | 20 kV | _ | LV | 100 kVA :Pole Substation | 0.1 | --> | 0.1 | 0.098 | 10.9 |  | --> | 0.095 | 0 | 0 | 0.095 | 0 |  | --> | C25 ex MULLINGAR | Mullingar [T101,T102] | MULLINGAR |  | 53.539 | -7.4184
054795 | MV/LV Substation DU***795 |  | 10 kV | _ | LV | 50 kVA :Pole Substation | 0.05 | --> | 0.05 | 0.038 | 2.78 |  | --> | 0.048 | 0 | 0.021 | 0 | 0 | Constrained, otherwise capacity available =30 kW | --> | E16 ex BALLYRAGGET | Ballyragget [T421,T422] | BALLYRAGGET |  | 52.8413 | -7.4024
059091X | MV/LV Substation BA***091X |  | 20 kV | _ | LV | 100 kVA :Pole Substation | 0.1 | --> | 0.1 | 0 | 0 | Constrained, otherwise capacity available =60 kVA | --> | 0.095 | 0 | 0.015 | 0 | 0 | Constrained, otherwise capacity available =78 kW | --> | E11 ex CAVAN | Cavan [T42,T421] | SHANKILL |  | 54.0461 | -7.3167
1544207 | MV/LV Substation PA***4207 |  | 10 kV | _ | LV | 1000 kVA :Building Structure | 1 | --> | 1 | 0 | 0 | Constrained, otherwise capacity available =932 kVA | --> | 0.95 | 0 | 0 | 0 | 0 | Constrained, otherwise capacity available =941 kW | --> | C14 ex COOLMINE | Coolmine [T41,T42] | FINGLAS |  | 53.3877 | -6.4401
039341X | MV/LV Substation GA***341X |  | 10 kV | _ | LV | 200 kVA :Kiosk Substation | 0.2 | --> | 0.2 | 0.136 | 11.03 |  | --> | 0.19 | 0 | 0.016 | 0.169 | 0 |  | --> | C33 ex SALTHILL | Salthill [T101,T102] | SALTHILL |  | 53.2694 | -9.0912
151408X | MV/LV Substation KI***408X |  | 10 kV | _ | LV | 100 kVA :Pole Substation | 0.1 | --> | 0.1 | 0 | 0 | Constrained, otherwise capacity available =89 kVA | --> | 0.095 | 0 | 0 | 0 | 0 | Constrained, otherwise capacity available =94 kW | --> | C25 ex GARRYSPILLANE | Garryspillane [T41] | TIPPERARY |  | 52.4561 | -8.4205
099570X | MV/LV Substation GR***570X |  | 10 kV | _ | LV | 630 kVA :Building Structure | 0.63 | --> | 0.63 | 0 | 0 | Constrained, otherwise capacity available =571 kVA | --> | 0.598 | 0 | 0 | 0 | 0 | Constrained, otherwise capacity available =590 kW | --> | C18 ex CULLION | Cullion [T41,T42] | LETTERKENNY |  | 54.9471 | -7.7328
162260 | MV/LV Substation MC***260 |  | 10 kV | _ | LV | 100 kVA :Pole Substation | 0.1 | --> | 0.1 | 0.097 | 0.25 |  | --> | 0.095 | 0 | 0 | 0 | 0 | Constrained, otherwise capacity available =95 kW | --> | C11 ex ROSSGEIR | Rossgeir [T41,T42] | LETTERKENNY |  | 54.8136 | -7.5202
2814138 | MV/LV Substation RO***4138 |  | 10 kV | _ | LV | 200 kVA :Pole Substation | 0.2 | --> | 0.2 | 0 | 0 | Constrained, otherwise capacity available =86 kVA | --> | 0.19 | 0 | 0 | 0 | 0 | Constrained, otherwise capacity available =174 kW | --> | C21 ex DOUGLAS | Douglas [T41,T42] | TRABEG |  | 51.8775 | -8.3954
252418 | MV/LV Substation CL***418 |  | 10 kV | _ | LV | 50 kVA :Pole Substation | 0.05 | --> | 0.05 | 0.038 | 2.76 |  | --> | 0.048 | 0 | 0 | 0.046 | 0 |  | --> | C19 ex RECESS | Recess [T41] | SCREEB |  | 53.401 | -9.9192
021063 | MV/LV Substation PR***063 |  | 10 kV | _ | LV | 100 kVA :Pole Substation | 0.1 | --> | 0.1 | 0 | 0 | Constrained, otherwise capacity available =87 kVA | --> | 0.095 | 0 | 0 | 0.093 | 0 |  | --> | C15 ex MAYFIELD | Mayfield [T41,T42] | KILBARRY |  | 51.9079 | -8.4134
012157 | MV/LV Substation LA***157 |  | 10 kV | _ | LV | 200 kVA :Kiosk Substation | 0.2 | --> | 0.2 | 0 | 0 |  | --> | 0.19 | 0 | 0.021 | 0 | 0 | Constrained, otherwise capacity available =143 kW | --> | C23 ex POLLERTON | Pollerton [T41,T42] | CARLOW |  | 52.8322 | -6.9073
031053 | MV/LV Substation BO***053 |  | 10 kV | _ | LV | 200 kVA :Kiosk Substation | 0.2 | --> | 0.2 | 0 | 0 | Constrained, otherwise capacity available =142 kVA | --> | 0.19 | 0 | 0.005 | 0 | 0 | Constrained, otherwise capacity available =178 kW | --> | C20 ex COLLIGAN | Colligan [T41,T42] | DUNGARVAN |  | 52.0858 | -7.6217
015850Z | MV/LV Substation BL***850Z |  | 10 kV | _ | LV | 630 kVA :Building Structure | 0.63 | --> | 0.63 | 0 | 0 | Constrained, otherwise capacity available =552 kVA | --> | 0.598 | 0 | 0.016 | 0 | 0 | Constrained, otherwise capacity available =576 kW | --> | E20 ex BLESSINGTON | Blessington [T421,T422] | KILTEEL |  | 53.1649 | -6.5406
109097 | MV/LV Substation CL***097 |  | 10 kV | _ | LV | 630 kVA :Kiosk Substation | 0.63 | --> | 0.63 | 0.381 | 0.38 | Constrained, otherwise capacity available =561 kVA | --> | 0.598 | 0 | 0.015 | 0.5 | 0 |  | --> | C15 ex RINEANNA | Rineanna [T41,T42] | DRUMLINE |  | 52.7021 | -8.8813
065333Z | MV/LV Substation BA***333Z |  | 10 kV | _ | LV | 400 kVA :Kiosk Substation | 0.4 | --> | 0.4 | 0 | 0 | Constrained, otherwise capacity available =336 kVA | --> | 0.38 | 0 | 0.043 | 0.339 | 0 |  | --> | C26 ex STEPHENSTOWN | Stephenstown [T101,T102] | FINGLAS |  | 53.5835 | -6.1872
099028 | MV/LV Substation BA***028 |  | 10 kV | _ | LV | 400 kVA :Building Structure | 0.4 | --> | 0.4 | 0 | 0 | Constrained, otherwise capacity available =371 kVA | --> | 0.38 | 0 | 0 | 0 | 0 | Constrained, otherwise capacity available =376 kW | --> | C13 ex CULLION | Cullion [T41,T42] | LETTERKENNY |  | 54.952 | -7.729
281033X | MV/LV Substation LA***033X |  | 10 kV | _ | LV | 400 kVA :Kiosk Substation | 0.4 | --> | 0.4 | 0 | 0 | Constrained, otherwise capacity available =241 kVA | --> | 0.38 | 0 | 0.052 | 0.319 | 0 |  | --> | C21 ex BISHOPSTOWN | Bishopstown [T41,T42] | KILBARRY |  | 51.8866 | -8.5119
0684052 | MV/LV Substation FI***4052 |  | 10 kV | _ | LV | 1000 kVA :Building Structure | 1 | --> | 1 | 0.5 | 3.38 |  | --> | 0.95 | 0 | 0 | 0.5 | 0 |  | --> | C14 ex MERRION SQUARE | Merrion Square [T41,T42] | RINGSEND |  | 53.3376 | -6.2492
251543 | MV/LV Substation HA***543 |  | 10 kV | _ | LV | 400 kVA :Kiosk Substation | 0.4 | --> | 0.4 | 0 | 0 | Constrained, otherwise capacity available =388 kVA | --> | 0.38 | 0 | 0.01 | 0 | 0 | Constrained, otherwise capacity available =371 kW | --> | C28 ex CLAREGALWAY | Claregalway [T42,T421] | GALWAY 110KV |  | 53.3499 | -8.9409
015452X | MV/LV Substation BU***452X |  | 10 kV | _ | LV | 100 kVA :Pole Substation | 0.1 | --> | 0.1 | 0 | 0 | Constrained, otherwise capacity available =100 kVA | --> | 0.095 | 0 | 0 | 0 | 0 | Constrained, otherwise capacity available =95 kW | --> | E20 ex BLESSINGTON | Blessington [T421,T422] | KILTEEL |  | 53.1665 | -6.5369
032360 | MV/LV Substation DU***360 |  | 20 kV | _ | LV | 100 kVA :Pole Substation | 0.1 | --> | 0.1 | 0 | 0 | Constrained, otherwise capacity available =80 kVA | --> | 0.095 | 0 | 0.03 | 0 | 0 | Constrained, otherwise capacity available =70 kW | --> | E13 ex KILCARRAGH | Kilcarragh [T421,T422] | BUTLERSTOWN |  | 52.1592 | -6.9971
293963Z | MV/LV Substation TU***963Z |  | 20 kV | _ | LV | 400 kVA :Building Structure | 0.4 | --> | 0.4 | 0.398 | 0.43 |  | --> | 0.38 | 0 | 0 | 0 | 0 | Constrained, otherwise capacity available =380 kW | --> | E18 ex TULLOW | Tullow [T421,T422] | CARLOW |  | 52.8464 | -6.7595
0644464 | MV/LV Substation WE***4464 |  | 20 kV | _ | LV | 630 kVA :Kiosk Substation | 0.63 | --> | 0.63 | 0 | 0 | Constrained, otherwise capacity available =586 kVA | --> | 0.598 | 0 | 0 | 0 | 0 | Constrained, otherwise capacity available =592 kW | --> | E15 ex DULEEK | Duleek [T421,T422] | DRYBRIDGE |  | 53.656 | -6.4235
030715 | MV/LV Substation KN***715 |  | 20 kV | _ | LV | 50 kVA :Pole Substation | 0.05 | --> | 0.05 | 0 | 0 | Constrained, otherwise capacity available =41 kVA | --> | 0.048 | 0 | 0.01 | 0 | 0 | Constrained, otherwise capacity available =39 kW | --> | C13 ex CLOYNE | Cloyne [T41] | MIDLETON |  | 51.8854 | -7.8701
250970 | MV/LV Substation FO***970 |  | 10 kV | _ | LV | 400 kVA :Kiosk Substation | 0.4 | --> | 0.4 | 0.361 | 1.26 |  | --> | 0.38 | 0 | 0.025 | 0 | 0 | Constrained, otherwise capacity available =356 kW | --> | E16 ex BALLYCROSSAUN | Ballycrossaun [T421,T422] | SOMERSET |  | 53.0899 | -8.2367
005951X | MV/LV Substation CA***951X |  | 20 kV | _ | LV | 200 kVA :Pole Substation | 0.2 | --> | 0.2 | 0.136 | 17.8 |  | --> | 0.19 | 0 | 0.01 | 0.174 | 0 |  | --> | E21 ex BANOGE | Banoge [T121,T122] | BANOGE |  | 52.6639 | -6.3326
021315X | MV/LV Substation WO***315X |  | 20 kV | _ | LV | 50 kVA :Pole Substation | 0.05 | --> | 0.05 | 0 | 0 | Constrained, otherwise capacity available =25 kVA | --> | 0.048 | 0 | 0 | 0 | 0 | Constrained, otherwise capacity available =44 kW | --> | E18 ex CURRALEIGH | Curraleigh [T421,T422] | KILBARRY |  | 51.9141 | -8.5731
2884060 | MV/LV Substation FE***4060 |  | 10 kV | _ | LV | 1000 kVA :Building Structure | 1 | --> | 1 | 0 | 0 | Constrained, otherwise capacity available =812 kVA | --> | 0.95 | 0 | 0 | 0.5 | 0 |  | --> | C14 ex DUNDRUM | Dundrum [T41,T42] | BLACKROCK |  | 53.2937 | -6.2507
340483 | MV/LV Substation LE***483 |  | 10 kV | _ | LV | 100 kVA :Pole Substation | 0.1 | --> | 0.1 | 0 | 0 | Constrained, otherwise capacity available =95 kVA | --> | 0.095 | 0 | 0 | 0 | 0 | Constrained, otherwise capacity available =94 kW | --> | C18 ex DUNGLOE | Dungloe [T41,T42] | ARDNAGAPPARY |  | 54.9905 | -8.5005
037642X | MV/LV Substation GR***642X |  | 10 kV | _ | LV | 50 kVA :Pole Substation | 0.05 | --> | 0.05 | 0 | 0 | Constrained, otherwise capacity available =45 kVA | --> | 0.048 | 0 | 0 | 0 | 0 | Constrained, otherwise capacity available =47 kW | --> | C15 ex CAHIRCALLA | Cahircalla [T41,T42] | ENNIS |  | 52.8097 | -8.9388
005820X | MV/LV Substation WO***820X |  | 20 kV | _ | LV | 200 kVA :Kiosk Substation | 0.2 | --> | 0.2 | 0.143 | 17.8 |  | --> | 0.19 | 0 | 0.009 | 0.175 | 0 |  | --> | E21 ex BANOGE | Banoge [T121,T122] | BANOGE |  | 52.6764 | -6.3077
055633Y | MV/LV Substation DO***633Y |  | 10 kV | _ | LV | 50 kVA :Pole Substation | 0.05 | --> | 0.05 | 0 | 0 | Constrained, otherwise capacity available =42 kVA | --> | 0.048 | 0 | 0 | 0 | 0 | Constrained, otherwise capacity available =46 kW | --> | C18 ex RATHDOWNEY | Rathdowney [T42] | IKERRIN |  | 52.878 | -7.6146
288966 | MV/LV Substation CO***966 |  | 10 kV | _ | LV | 400 kVA :Kiosk Substation | 0.4 | --> | 0.4 | 0.041 | 0.04 | Constrained, otherwise capacity available =266 kVA | --> | 0.38 | 0 | 0.015 | 0.35 | 0 |  | --> | C15 ex LITTLE BRAY | Little Bray [T41,T42] | FASSAROE |  | 53.2114 | -6.1222
154259Z | MV/LV Substation RO***259Z |  | 10 kV | _ | LV | 400 kVA :Kiosk Substation | 0.4 | --> | 0.4 | 0 | 0 | Constrained, otherwise capacity available =286 kVA | --> | 0.38 | 0 | 0 | 0 | 0 | Constrained, otherwise capacity available =364 kW | --> | C11 ex COOLMINE | Coolmine [T41,T42] | FINGLAS |  | 53.3764 | -6.3915
324933 | MV/LV Substation BA***933 |  | 10 kV | _ | LV | 50 kVA :Pole Substation | 0.05 | --> | 0.05 | 0 | 0 | Constrained, otherwise capacity available =38 kVA | --> | 0.048 | 0 | 0 | 0 | 0 | Constrained, otherwise capacity available =46 kW | --> | C17 ex BALLYGAR | Ballygar [T41,T42] | ATHLONE |  | 53.5207 | -8.3392
160110Y | MV/LV Substation WA***110Y |  | 10 kV | _ | LV | 100 kVA :Pole Substation | 0.1 | --> | 0.1 | 0 | 0 | Constrained, otherwise capacity available =95 kVA | --> | 0.095 | 0 | 0 | 0 | 0 | Constrained, otherwise capacity available =94 kW | --> | C16 ex MOUNTMELLICK | Mountmellick [T41,T42] | PORTLAOISE |  | 53.1182 | -7.3113
281229Z | MV/LV Substation AR***229Z |  | 10 kV | _ | LV | 200 kVA :Pole Substation | 0.2 | --> | 0.2 | 0 | 0 | Constrained, otherwise capacity available =167 kVA | --> | 0.19 | 0 | 0 | 0 | 0 | Constrained, otherwise capacity available =185 kW | --> | C18 ex DOUGLAS | Douglas [T41,T42] | TRABEG |  | 51.8671 | -8.4269
250669 | MV/LV Substation DR***669 |  | 10 kV | _ | LV | 50 kVA :Pole Substation | 0.05 | --> | 0.05 | 0.048 | 1.26 |  | --> | 0.048 | 0 | 0 | 0 | 0 | Constrained, otherwise capacity available =47 kW | --> | E16 ex BALLYCROSSAUN | Ballycrossaun [T421,T422] | SOMERSET |  | 53.0888 | -8.3055
417149 | MV/LV Substation MU***149 |  | 20 kV | _ | LV | 100 kVA :Pole Substation | 0.1 | --> | 0.1 | 0.099 | 8.5 |  | --> | 0.095 | 0 | 0 | 0 | 0 | Constrained, otherwise capacity available =95 kW | --> | E14 ex ARIGNA | Arigna [T121] | ARIGNA |  | 54.0296 | -8.1222
066269Z | MV/LV Substation AS***269Z |  | 20 kV | _ | LV | 630 kVA :Building Structure | 0.63 | --> | 0.63 | 0 | 0 | Constrained, otherwise capacity available =500 kVA | --> | 0.598 | 0 | 0 | 0 | 0 | Constrained, otherwise capacity available =580 kW | --> | E20 ex BALTRASNA | Baltrasna [T121,T122] | BALTRASNA |  | 53.5193 | -6.4129
023769Y | MV/LV Substation FA***769Y |  | 20 kV | _ | LV | 50 kVA :Pole Substation | 0.05 | --> | 0.05 | 0 | 0 | Constrained, otherwise capacity available =42 kVA | --> | 0.048 | 0 | 0 | 0 | 0 | Constrained, otherwise capacity available =46 kW | --> | E11 ex CASTLELYONS | Castlelyons [T421,T422] | BARRYMORE |  | 52.0974 | -8.2562
0324153 | MV/LV Substation CL***4153 |  | 20 kV | _ | LV | 400 kVA :Kiosk Substation | 0.4 | --> | 0.4 | 0 | 0 | Constrained, otherwise capacity available =396 kVA | --> | 0.38 | 0 | 0 | 0 | 0 | Constrained, otherwise capacity available =380 kW | --> | C21 ex TRAMORE | Tramore [T41,T42] | BUTLERSTOWN |  | 52.1683 | -7.1699
021655Z | MV/LV Substation NO***655Z |  | 10 kV | _ | LV | 630 kVA :Kiosk Substation | 0.63 | --> | 0.63 | 0 | 0 | Constrained, otherwise capacity available =629 kVA | --> | 0.598 | 0 | 0 | 0.5 | 0 |  | --> | C27 ex KILBARRY | Kilbarry [T101,T43] | KILBARRY |  | 51.9016 | -8.4803
004032 | MV/LV Substation MA***032 |  | 10 kV | _ | LV | 200 kVA :Kiosk Substation | 0.2 | --> | 0.2 | 0.151 | 18.08 |  | --> | 0.19 | 0 | 0 | 0.183 | 0 |  | --> | C22 ex ARKLOW | Arklow [T101,T102] | ARKLOW |  | 52.7931 | -6.1681
002003 | MV/LV Substation AL***003 |  | 10 kV | _ | LV | 630 kVA :Kiosk Substation | 0.63 | --> | 0.63 | 0.42 | 4.51 |  | --> | 0.598 | 0 | 0.016 | 0.5 | 0 |  | --> | C21 ex BOGHALL ROAD | Boghall Road [T41,T42] | FASSAROE |  | 53.2026 | -6.1016
002064X | MV/LV Substation RO***064X |  | 10 kV | _ | LV | 50 kVA :Pole Substation | 0.05 | --> | 0.05 | 0.05 | 0.48 |  | --> | 0.048 | 0 | 0 | 0 | 0 | Constrained, otherwise capacity available =48 kW | --> | C20 ex KILMARTIN | Kilmartin [T41] | ARKLOW |  | 53.0662 | -6.2285
0254201 | MV/LV Substation BA***4201 |  | 20 kV | _ | LV | 50 kVA :Pole Substation | 0.05 | --> | 0.05 | 0.049 | 6.21 |  | --> | 0.048 | 0 | 0 | 0 | 0 | Constrained, otherwise capacity available =47 kW | --> | E28 ex MILFORD (MWR) | Milford (mwr) [T422] | CHARLEVILLE |  | 52.3604 | -8.883
405145 | MV/LV Substation CL***145 |  | 20 kV | _ | LV | 50 kVA :Pole Substation | 0.05 | --> | 0.05 | 0.05 | 3.03 |  | --> | 0.048 | 0 | 0 | 0 | 0 | Constrained, otherwise capacity available =47 kW | --> | E14 ex MOVILLE | Moville [T421,T422] | TRILLICK |  | 55.1694 | -7.1098
053311 | MV/LV Substation CH***311 |  | 10 kV | _ | LV | 100 kVA :Pole Substation | 0.1 | --> | 0.1 | 0.082 | 2.39 |  | --> | 0.095 | 0 | 0.016 | 0 | 0 | Constrained, otherwise capacity available =81 kW | --> | C11 ex SRAH | Srah [T41,T42] | THORNSBERRY |  | 53.2697 | -7.5061
021096 | MV/LV Substation CO***096 |  | 10 kV | _ | LV | 400 kVA :Kiosk Substation | 0.4 | --> | 0.4 | 0 | 0 | Constrained, otherwise capacity available =316 kVA | --> | 0.38 | 0 | 0.005 | 0.365 | 0 |  | --> | C18 ex MAYFIELD | Mayfield [T41,T42] | KILBARRY |  | 51.9048 | -8.4518
066567Z | MV/LV Substation RA***567Z |  | 20 kV | _ | LV | 400 kVA :Kiosk Substation | 0.4 | --> | 0.4 | 0 | 0 | Constrained, otherwise capacity available =357 kVA | --> | 0.38 | 0 | 0 | 0 | 0 | Constrained, otherwise capacity available =374 kW | --> | E18 ex BALTRASNA | Baltrasna [T121,T122] | BALTRASNA |  | 53.5068 | -6.4633
154034Z | MV/LV Substation BE***034Z |  | 10 kV | _ | LV | 630 kVA :Building Structure | 0.63 | --> | 0.63 | 0 | 0 | Constrained, otherwise capacity available =554 kVA | --> | 0.598 | 0 | 0 | 0.5 | 0 |  | --> | C39 ex COLLEGE PARK | College Park [T101,T102,T103] | COLLEGE PARK |  | 53.412 | -6.3721
093334X | MV/LV Substation WO***334X |  | 10 kV | _ | LV | 200 kVA :Kiosk Substation | 0.2 | --> | 0.2 | 0 | 0 | Constrained, otherwise capacity available =186 kVA | --> | 0.19 | 0 | 0.005 | 0.184 | 0 |  | --> | C20 ex SUTTON | Sutton [T41,T42] | GRANGE (DR) |  | 53.3775 | -6.0648
022526 | MV/LV Substation ST***526 |  | 10 kV | _ | LV | 200 kVA :Building Structure | 0.2 | --> | 0.2 | 0 | 0 | Constrained, otherwise capacity available =152 kVA | --> | 0.19 | 0 | 0 | 0 | 0 | Constrained, otherwise capacity available =183 kW | --> | C15 ex SCARTEEN | Scarteen [T41,T42] | MALLOW |  | 52.1247 | -8.6851
005039X | MV/LV Substation CO***039X |  | 20 kV | _ | LV | 50 kVA :Pole Substation | 0.05 | --> | 0.05 | 0.05 | 17.8 |  | --> | 0.048 | 0 | 0 | 0.048 | 0 |  | --> | E21 ex BANOGE | Banoge [T121,T122] | BANOGE |  | 52.6629 | -6.319
0504257 | MV/LV Substation TE***4257 |  | 10 kV | _ | LV | 400 kVA :Building Structure | 0.4 | --> | 0.4 | 0.328 | 7.61 |  | --> | 0.38 | 0 | 0 | 0 | 0 | Constrained, otherwise capacity available =370 kW | --> | C17 ex GARRYCASTLE | Garrycastle [T41,T42] | ATHLONE |  | 53.4167 | -7.8964
253593Y | MV/LV Substation LU***593Y |  | 20 kV | _ | LV | 100 kVA :Pole Substation | 0.1 | --> | 0.1 | 0 | 0 | Constrained, otherwise capacity available =60 kVA | --> | 0.095 | 0 | 0 | 0 | 0 | Constrained, otherwise capacity available =89 kW | --> | E17 ex HEADFORD | Headford [T41,T42] | CLOON |  | 53.4169 | -9.0593
281758Z | MV/LV Substation BA***758Z |  | 20 kV | _ | LV | 1000 kVA :Building Structure | 1 | --> | 1 | 0.5 | 17.47 |  | --> | 0.95 | 0 | 0 | 0.5 | 0 |  | --> | E18 ex COOLROE | Coolroe [T121,T122] | COOLROE |  | 51.8883 | -8.5881
288092 | MV/LV Substation CO***092 |  | 10 kV | _ | LV | 200 kVA :Pole Substation | 0.2 | --> | 0.2 | 0.041 | 0.04 | Constrained, otherwise capacity available =175 kVA | --> | 0.19 | 0 | 0 | 0.187 | 0 |  | --> | C16 ex LITTLE BRAY | Little Bray [T41,T42] | FASSAROE |  | 53.2099 | -6.1262
281113X | MV/LV Substation HI***113X |  | 10 kV | _ | LV | 630 kVA :Kiosk Substation | 0.63 | --> | 0.63 | 0.488 | 5.49 |  | --> | 0.598 | 0 | 0.022 | 0.5 | 0 |  | --> | C19 ex TRABEG | Trabeg [T101,T102] | TRABEG |  | 51.8656 | -8.4407
021736Z | MV/LV Substation SA***736Z |  | 10 kV | _ | LV | 200 kVA :Kiosk Substation | 0.2 | --> | 0.2 | 0 | 0 | Constrained, otherwise capacity available =182 kVA | --> | 0.19 | 0 | 0 | 0.188 | 0 |  | --> | C12 ex RIVERSTOWN | Riverstown [T41,T42] | KILBARRY |  | 51.9634 | -8.4067
176730X | MV/LV Substation GO***730X |  | 10 kV | _ | LV | 200 kVA :Pole Substation | 0.2 | --> | 0.2 | 0 | 0 | Constrained, otherwise capacity available =183 kVA | --> | 0.19 | 0 | 0 | 0 | 0 | Constrained, otherwise capacity available =188 kW | --> | E12 ex HARTNETTS CROSS |  |  |  | 51.9076 | -8.9804
0654186 | MV/LV Substation TA***4186 |  | 20 kV | _ | LV | 400 kVA :Kiosk Substation | 0.4 | --> | 0.4 | 0 | 0 | Constrained, otherwise capacity available =400 kVA | --> | 0.38 | 0 | 0 | 0.38 | 0 |  | --> | C26 ex STEPHENSTOWN | Stephenstown [T101,T102] | FINGLAS |  | 53.6089 | -6.2083
064764 | MV/LV Substation BA***764 |  | 10 kV | _ | LV | 100 kVA :Pole Substation | 0.1 | --> | 0.1 | 0 | 0 | Constrained, otherwise capacity available =81 kVA | --> | 0.095 | 0 | 0 | 0 | 0 | Constrained, otherwise capacity available =92 kW | --> | C20 ex TERMONFECKIN ROAD | Termonfeckin Road [T41,T42] | DRYBRIDGE |  | 53.7389 | -6.2637
065080 | MV/LV Substation MI***080 |  | 10 kV | _ | LV | 400 kVA :Kiosk Substation | 0.4 | --> | 0.4 | 0 | 0 | Constrained, otherwise capacity available =313 kVA | --> | 0.38 | 0 | 0.013 | 0 | 0 | Constrained, otherwise capacity available =358 kW | --> | C19 ex LOUGHSHINNY | Loughshinny [T41,T42] | GLASMORE |  | 53.5761 | -6.1106
0214317 | MV/LV Substation GE***4317 |  | 10 kV | _ | LV | 400 kVA :Kiosk Substation | 0.4 | --> | 0.4 | 0 | 0 | Constrained, otherwise capacity available =368 kVA | --> | 0.38 | 0 | 0 | 0.376 | 0 |  | --> | C17 ex KILBARRY | Kilbarry [T101,T43] | KILBARRY |  | 51.9054 | -8.4769
0644348 | MV/LV Substation TU***4348 |  | 10 kV | _ | LV | 630 kVA :Kiosk Substation | 0.63 | --> | 0.63 | 0 | 0 | Constrained, otherwise capacity available =554 kVA | --> | 0.598 | 0 | 0 | 0 | 0 | Constrained, otherwise capacity available =588 kW | --> | C18 ex DRYBRIDGE | Drybridge [T41,T42] | DRYBRIDGE |  | 53.7218 | -6.3895
204229 | MV/LV Substation IN***229 |  | 20 kV | _ | LV | 50 kVA :Pole Substation | 0.05 | --> | 0.05 | 0 | 0 | Constrained, otherwise capacity available =50 kVA | --> | 0.048 | 0 | 0 | 0 | 0 | Constrained, otherwise capacity available =48 kW | --> | E13 ex CARNDONAGH | Carndonagh [T421,T422] | TRILLICK |  | 55.1754 | -7.411
108977 | MV/LV Substation RO***977 |  | 10 kV | _ | LV | 50 kVA :Pole Substation | 0.05 | --> | 0.05 | 0.024 | 1.57 |  | --> | 0.048 | 0 | 0 | 0 | 0 | Constrained, otherwise capacity available =44 kW | --> | C16 ex BALLYSHANNON | Ballyshannon [T41,T42] | CATHALEENS FALL |  | 54.5614 | -8.2055
122519 | MV/LV Substation DU***519 |  | 10 kV | _ | LV | 200 kVA :Pole Substation | 0.2 | --> | 0.2 | 0.103 | 4.18 |  | --> | 0.19 | 0 | 0.029 | 0 | 0 | Constrained, otherwise capacity available =155 kW | --> | C18 ex KINGSCOURT | Kingscourt [T41,T42] | MEATH HILL |  | 53.9076 | -6.8118
068173 | MV/LV Substation KI***173 |  | 10 kV | _ | LV | 630 kVA :Building Structure | 0.63 | --> | 0.63 | 0 | 0 | Constrained, otherwise capacity available =381 kVA | --> | 0.598 | 0 | 0.065 | 0.5 | 0 |  | --> | C11 ex CLONTARF | Clontarf [T42] | FINGLAS |  | 53.376 | -6.2093
0394039 | MV/LV Substation WO***4039 |  | 20 kV | _ | LV | 50 kVA :Pole Substation | 0.05 | --> | 0.05 | 0.043 | 11.03 |  | --> | 0.048 | 0 | 0 | 0.046 | 0 |  | --> | C36 ex SALTHILL | Salthill [T101,T102] | SALTHILL |  | 53.309 | -9.1333
0814413 | MV/LV Substation CA***4413 |  | 20 kV | _ | LV | 400 kVA :Kiosk Substation | 0.4 | --> | 0.4 | 0 | 0 | Constrained, otherwise capacity available =400 kVA | --> | 0.38 | 0 | 0 | 0.38 | 0 |  | --> | E21 ex ADAMSTOWN | Adamstown [T121,T122] | INCHICORE 220KV |  | 53.3324 | -6.4261
010162X | MV/LV Substation MA***162X |  | 20 kV | _ | LV | 100 kVA :Pole Substation | 0.1 | --> | 0.1 | 0 | 0 | Constrained, otherwise capacity available =100 kVA | --> | 0.095 | 0 | 0 | 0 | 0 | Constrained, otherwise capacity available =95 kW | --> | E11 ex BALLYHALE | Ballyhale [T42,T421] | KILKENNY |  | 52.5251 | -7.1407
2044042 | MV/LV Substation FO***4042 |  | 20 kV | _ | LV | 50 kVA :Pole Substation | 0.05 | --> | 0.05 | 0 | 0 | Constrained, otherwise capacity available =50 kVA | --> | 0.048 | 0 | 0 | 0 | 0 | Constrained, otherwise capacity available =48 kW | --> | E17 ex BUNCRANA | Buncrana [T421,T422] | TRILLICK |  | 55.1561 | -7.3863
0934182 | MV/LV Substation CR***4182 |  | 10 kV | _ | LV | 630 kVA :Kiosk Substation | 0.63 | --> | 0.63 | 0 | 0 | Constrained, otherwise capacity available =630 kVA | --> | 0.598 | 0 | 0 | 0.5 | 0 |  | --> | C17 ex UNIDARE | Unidare [T41,T42] | FINGLAS |  | 53.4188 | -6.3181
288168 | MV/LV Substation WE***168 |  | 10 kV | _ | LV | 400 kVA :Kiosk Substation | 0.4 | --> | 0.4 | 0.31 | 1.16 |  | --> | 0.38 | 0 | 0.008 | 0.362 | 0 |  | --> | C21 ex BREWERY ROAD | Brewery Road [T41,T42] | CARRICKMINES |  | 53.278 | -6.2256
0814454 | MV/LV Substation KE***4454 |  | 20 kV | _ | LV | 400 kVA :Kiosk Substation | 0.4 | --> | 0.4 | 0 | 0 | Constrained, otherwise capacity available =400 kVA | --> | 0.38 | 0 | 0 | 0.38 | 0 |  | --> | E21 ex ADAMSTOWN | Adamstown [T121,T122] | INCHICORE 220KV |  | 53.3327 | -6.4018
021470Z | MV/LV Substation TR***470Z |  | 10 kV | _ | LV | 400 kVA :Kiosk Substation | 0.4 | --> | 0.4 | 0 | 0 | Constrained, otherwise capacity available =372 kVA | --> | 0.38 | 0 | 0 | 0.376 | 0 |  | --> | C12 ex MAYFIELD | Mayfield [T41,T42] | KILBARRY |  | 51.9033 | -8.4303
093058 | MV/LV Substation AR***058 |  | 10 kV | _ | LV | 630 kVA :Kiosk Substation | 0.63 | --> | 0.63 | 0.361 | 12.96 |  | --> | 0.598 | 0 | 0.043 | 0.5 | 0 |  | --> | C19 ex ARTANE | Artane [T101,T102] | FINGLAS |  | 53.3843 | -6.208
142472X | MV/LV Substation CA***472X |  | 20 kV | _ | LV | 400 kVA :Building Structure | 0.4 | --> | 0.4 | 0 | 0 | Constrained, otherwise capacity available =354 kVA | --> | 0.38 | 0 | 0 | 0 | 0 | Constrained, otherwise capacity available =374 kW | --> | E23 ex ATHENRY | Athenry [T423] | GALWAY 110KV |  | 53.2849 | -8.6834
023013 | MV/LV Substation SH***013 |  | 10 kV | _ | LV | 50 kVA :Pole Substation | 0.05 | --> | 0.05 | 0 | 0 | Constrained, otherwise capacity available =43 kVA | --> | 0.048 | 0 | 0 | 0 | 0 | Constrained, otherwise capacity available =46 kW | --> | C18 ex FERMOY NORTH | Fermoy North [T41,T42] | BARRYMORE |  | 52.1593 | -8.3323
111724Z | MV/LV Substation AH***724Z |  | 20 kV | _ | LV | 50 kVA :Pole Substation | 0.05 | --> | 0.05 | 0 | 0 | Constrained, otherwise capacity available =49 kVA | --> | 0.048 | 0 | 0 | 0 | 0 | Constrained, otherwise capacity available =47 kW | --> | C12 ex BANTRY | Bantry [T41,T42] | BALLYLICKY |  | 51.5981 | -9.6443
210529Y | MV/LV Substation MA***529Y |  | 10 kV | _ | LV | 1000 kVA :Building Structure | 1 | --> | 1 | 0 | 0 | Constrained, otherwise capacity available =763 kVA | --> | 0.95 | 0 | 0 | 0 | 0 | Constrained, otherwise capacity available =920 kW | --> | C18 ex CARRICKMACROSS | Carrickmacross [T41,T42] | MEATH HILL |  | 53.9778 | -6.7199
039531X | MV/LV Substation RI***531X |  | 10 kV | _ | LV | 400 kVA :Kiosk Substation | 0.4 | --> | 0.4 | 0 | 0 | Constrained, otherwise capacity available =316 kVA | --> | 0.38 | 0 | 0.046 | 0.334 | 0 |  | --> | C23 ex GALWAY 110KV | Galway 110kv [T102,T103] | GALWAY 110KV |  | 53.2885 | -9.028
082167Z | MV/LV Substation NE***167Z |  | 10 kV | _ | LV | 50 kVA :Pole Substation | 0.05 | --> | 0.05 | 0.02 | 2.01 |  | --> | 0.048 | 0 | 0 | 0 | 0 | Constrained, otherwise capacity available =43 kW | --> | C18 ex ABBEYLAND | Abbeyland [T41,T42] | NAVAN |  | 53.6594 | -6.722
052145Y | MV/LV Substation BR***145Y |  | 10 kV | _ | LV | 400 kVA :Kiosk Substation | 0.4 | --> | 0.4 | 0.268 | 10.9 |  | --> | 0.38 | 0 | 0.064 | 0.314 | 0 |  | --> | C14 ex MULLINGAR | Mullingar [T101,T102] | MULLINGAR |  | 53.5347 | -7.356
021126Z | MV/LV Substation BA***126Z |  | 10 kV | _ | LV | 200 kVA :Kiosk Substation | 0.2 | --> | 0.2 | 0 | 0 | Constrained, otherwise capacity available =185 kVA | --> | 0.19 | 0 | 0.015 | 0.177 | 0 |  | --> | C31 ex KILBARRY | Kilbarry [T101,T43] | KILBARRY |  | 51.9294 | -8.458
039246X | MV/LV Substation LI***246X |  | 10 kV | _ | LV | 1000 kVA :Building Structure | 1 | --> | 1 | 0 | 0 | Constrained, otherwise capacity available =913 kVA | --> | 0.95 | 0 | 0 | 0.5 | 0 |  | --> | C23 ex GALWAY 110KV | Galway 110kv [T102,T103] | GALWAY 110KV |  | 53.2873 | -9.0347
118241Y | MV/LV Substation FR***241Y |  | 20 kV | _ | LV | 50 kVA :Pole Substation | 0.05 | --> | 0.05 | 0 | 0 | Constrained, otherwise capacity available =49 kVA | --> | 0.048 | 0 | 0 | 0 | 0 | Constrained, otherwise capacity available =47 kW | --> | E18 ex CREAGH | Creagh [T421,T422] | ATHLONE |  | 53.4697 | -8.4897
050024Y | MV/LV Substation GO***024Y |  | 10 kV | _ | LV | 630 kVA :Building Structure | 0.63 | --> | 0.63 | 0.445 | 7.61 |  | --> | 0.598 | 0 | 0 | 0 | 0 | Constrained, otherwise capacity available =573 kW | --> | C14 ex GARRYCASTLE | Garrycastle [T41,T42] | ATHLONE |  | 53.4202 | -7.933
021690Z | MV/LV Substation CA***690Z |  | 10 kV | _ | LV | 50 kVA :Pole Substation | 0.05 | --> | 0.05 | 0 | 0 | Constrained, otherwise capacity available =48 kVA | --> | 0.048 | 0 | 0 | 0.047 | 0 |  | --> | C16 ex RIVERSTOWN | Riverstown [T41,T42] | KILBARRY |  | 51.9964 | -8.3369
035593 | MV/LV Substation SP***593 |  | 10 kV | _ | LV | 50 kVA :Pole Substation | 0.05 | --> | 0.05 | 0.036 | 6.17 |  | --> | 0.048 | 0 | 0.011 | 0 | 0 | Constrained, otherwise capacity available =37 kW | --> | C24 ex CAHIR | Cahir [T41,T42] | CAHIR |  | 52.4266 | -7.8367
136408 | MV/LV Substation LI***408 |  | 10 kV | _ | LV | 100 kVA :Pole Substation | 0.1 | --> | 0.1 | 0 | 0 | Constrained, otherwise capacity available =76 kVA | --> | 0.095 | 0 | 0 | 0 | 0 | Constrained, otherwise capacity available =92 kW | --> | C17 ex ROSCOMMON | Roscommon [T41,T42] | LANESBORO |  | 53.6154 | -8.2008
037689X | MV/LV Substation NC***689X |  | 10 kV | _ | LV | 100 kVA :Pole Substation | 0.1 | --> | 0.1 | 0.059 | 13.05 |  | --> | 0.095 | 0 | 0 | 0.089 | 0 |  | --> | C12 ex ENNIS | Ennis [T101,T102] | ENNIS |  | 52.8391 | -8.9703
062572Y | MV/LV Substation LA***572Y |  | 10 kV | _ | LV | 400 kVA :Kiosk Substation | 0.4 | --> | 0.4 | 0.345 | 3.12 |  | --> | 0.38 | 0 | 0 | 0 | 0 | Constrained, otherwise capacity available =372 kW | --> | C12 ex MARSHES | Marshes [T41,T42] | DUNDALK |  | 53.986 | -6.3994
109010 | MV/LV Substation DI***010 |  | 10 kV | _ | LV | 400 kVA :Building Structure | 0.4 | --> | 0.4 | 0 | 0 | Constrained, otherwise capacity available =276 kVA | --> | 0.38 | 0 | 0 | 0.363 | 0 |  | --> | C18 ex SHANNON | Shannon [T41,T42] | DRUMLINE |  | 52.7078 | -8.8962
050585Y | MV/LV Substation CL***585Y |  | 10 kV | _ | LV | 200 kVA :Kiosk Substation | 0.2 | --> | 0.2 | 0.045 | 6.49 |  | --> | 0.19 | 0 | 0.061 | 0 | 0 | Constrained, otherwise capacity available =122 kW | --> | C19 ex BUSHFIELD | Bushfield [T41,T42] | ATHLONE |  | 53.4312 | -7.9212
074919 | MV/LV Substation DR***919 |  | 20 kV | _ | LV | 100 kVA :Pole Substation | 0.1 | --> | 0.1 | 0.067 | 8.5 |  | --> | 0.095 | 0 | 0.005 | 0 | 0 | Constrained, otherwise capacity available =87 kW | --> | E14 ex ARIGNA | Arigna [T121] | ARIGNA |  | 54.045 | -8.0353
0504202 | MV/LV Substation HU***4202 |  | 20 kV | _ | LV | 50 kVA :Pole Substation | 0.05 | --> | 0.05 | 0 | 0 | Constrained, otherwise capacity available =50 kVA | --> | 0.048 | 0 | 0 | 0 | 0 | Constrained, otherwise capacity available =48 kW | --> | C22 ex ATHLONE | Athlone [T41,T42] | ATHLONE |  | 53.462 | -7.9983
0074578 | MV/LV Substation LI***4578 |  | 10 kV | _ | LV | 400 kVA :Building Structure | 0.4 | --> | 0.4 | 0 | 0 | Constrained, otherwise capacity available =400 kVA | --> | 0.38 | 0 | 0 | 0 | 0 | Constrained, otherwise capacity available =380 kW | --> | C18 ex MULGANNON | Mulgannon [T41,T42] | WEXFORD |  | 52.3193 | -6.4567
058044 | MV/LV Substation SA***044 |  | 10 kV | _ | LV | 400 kVA :Kiosk Substation | 0.4 | --> | 0.4 | 0.154 | 3 |  | --> | 0.38 | 0 | 0.018 | 0 | 0 | Constrained, otherwise capacity available =332 kW | --> | C18 ex NENAGH | Nenagh [T41,T42] | NENAGH |  | 52.864 | -8.2008
049002 | MV/LV Substation MA***002 |  | 10 kV | _ | LV | 630 kVA :Building Structure | 0.63 | --> | 0.63 | 0.409 | 2.8 |  | --> | 0.598 | 0 | 0.02 | 0 | 0 | Constrained, otherwise capacity available =553 kW | --> | C12 ex GLEBE | Glebe [T41,T42] | RICHMOND |  | 53.7254 | -7.7994
0014217 | MV/LV Substation LA***4217 |  | 10 kV | _ | LV | 400 kVA :Kiosk Substation | 0.4 | --> | 0.4 | 0.4 | 1.16 |  | --> | 0.38 | 0 | 0 | 0.38 | 0 |  | --> | C24 ex MOUNT MERRION | Mount Merrion [T41,T42] | CARRICKMINES |  | 53.2968 | -6.2001
026146Z | MV/LV Substation CR***146Z |  | 10 kV | _ | LV | 50 kVA :Pole Substation | 0.05 | --> | 0.05 | 0.05 | 8.66 |  | --> | 0.048 | 0 | 0 | 0 | 0 | Constrained, otherwise capacity available =48 kW | --> | C17 ex BANDON | Bandon [T101,T42] | BANDON |  | 51.7766 | -8.6617
0684577 | MV/LV Substation FR***4577 |  | 10 kV | _ | LV | 1000 kVA :Building Structure | 1 | --> | 1 | 0.5 | 14.34 |  | --> | 0.95 | 0 | 0 | 0.5 | 0 |  | --> | C11 ex NORTH QUAYS | North Quays [T101,T102,T103] | POOLBEG |  | 53.3503 | -6.2314
014530Z | MV/LV Substation AV***530Z |  | 20 kV | _ | LV | 50 kVA :Pole Substation | 0.05 | --> | 0.05 | 0.044 | 0.63 |  | --> | 0.048 | 0 | 0 | 0 | 0 | Constrained, otherwise capacity available =47 kW | --> | E11 ex KILCULLEN | Kilcullen [T41,T42,T424] | STRATFORD |  | 53.1259 | -6.7556
061478 | MV/LV Substation MU***478 |  | 10 kV | _ | LV | 50 kVA :Pole Substation | 0.05 | --> | 0.05 | 0.016 | 2.04 |  | --> | 0.048 | 0 | 0 | 0 | 0 | Constrained, otherwise capacity available =43 kW | --> | C12 ex BALLYBAY | Ballybay [T41,T42] | LISDRUM |  | 54.1065 | -6.9648
162488X | MV/LV Substation DE***488X |  | 20 kV | _ | LV | 50 kVA :Pole Substation | 0.05 | --> | 0.05 | 0.031 | 0.25 |  | --> | 0.048 | 0 | 0 | 0 | 0 | Constrained, otherwise capacity available =45 kW | --> | C12 ex ROSSGEIR | Rossgeir [T41,T42] | LETTERKENNY |  | 54.7934 | -7.5997
426209 | MV/LV Substation BA***209 |  | 20 kV | _ | LV | 50 kVA :Pole Substation | 0.05 | --> | 0.05 | 0 | 0 | Constrained, otherwise capacity available =33 kVA | --> | 0.048 | 0 | 0 | 0 | 0 | Constrained, otherwise capacity available =45 kW | --> | E15 ex DINGLE | Dingle [T421,T422] | OUGHTRAGH |  | 52.1801 | -10.4434
118955X | MV/LV Substation DU***955X |  | 10 kV | _ | LV | 200 kVA :Pole Substation | 0.2 | --> | 0.2 | 0.177 | 2 |  | --> | 0.19 | 0 | 0 | 0 | 0 | Constrained, otherwise capacity available =187 kW | --> | C17 ex BALLINASLOE | Ballinasloe [T41,T42] | SOMERSET |  | 53.3259 | -8.2172
154348Z | MV/LV Substation PH***348Z |  | 10 kV | _ | LV | 50 kVA :Pole Substation | 0.05 | --> | 0.05 | 0 | 0 | Constrained, otherwise capacity available =46 kVA | --> | 0.048 | 0 | 0 | 0 | 0 | Constrained, otherwise capacity available =47 kW | --> | C26 ex MONEYCOOLEY | Moneycooley [T41,T42,T44] | GRIFFINRATH |  | 53.3825 | -6.6055
0524755 | MV/LV Substation CL***4755 |  | 20 kV | _ | LV | 630 kVA :Kiosk Substation | 0.63 | --> | 0.63 | 0.5 | 1.25 |  | --> | 0.598 | 0 | 0.029 | 0 | 0 | Constrained, otherwise capacity available =576 kW | --> | C16 ex LOUGHANALLA | Loughanalla [T41,T42] | MULLINGAR |  | 53.6474 | -7.216
182531 | MV/LV Substation RA***531 |  | 10 kV | _ | LV | 200 kVA :Pole Substation | 0.2 | --> | 0.2 | 0 | 0 | Constrained, otherwise capacity available =185 kVA | --> | 0.19 | 0 | 0 | 0 | 0 | Constrained, otherwise capacity available =188 kW | --> | C11 ex SCARIFF | Scariff [T42] | ENNIS |  | 52.8911 | -8.5087
0114174 | MV/LV Substation WO***4174 |  | 10 kV | _ | LV | 50 kVA :Pole Substation | 0.05 | --> | 0.05 | 0 | 0 | Constrained, otherwise capacity available =50 kVA | --> | 0.048 | 0 | 0 | 0 | 0 | Constrained, otherwise capacity available =48 kW | --> | C24 ex GORESBRIDGE | Goresbridge [T41,T42] | KILKENNY |  | 52.6411 | -7.0581
355004 | MV/LV Substation BA***004 |  | 10 kV | _ | LV | 100 kVA :Pole Substation | 0.1 | --> | 0.1 | 0.06 | 0.06 | Constrained, otherwise capacity available =94 kVA | --> | 0.095 | 0 | 0.01 | 0 | 0 | Constrained, otherwise capacity available =87 kW | --> | C17 ex TUBBERCURRY | Tubbercurry [T41,T42] | TONROE |  | 54.0393 | -8.8152
023867 | MV/LV Substation AR***867 |  | 20 kV | _ | LV | 50 kVA :Pole Substation | 0.05 | --> | 0.05 | 0.032 | 0.22 |  | --> | 0.048 | 0 | 0.005 | 0 | 0 | Constrained, otherwise capacity available =41 kW | --> | C16 ex KILSHANNY | Kilshanny [T41,T42] | CAHIR |  | 52.2077 | -8.1067
054861Y | MV/LV Substation BI***861Y |  | 10 kV | _ | LV | 200 kVA :Kiosk Substation | 0.2 | --> | 0.2 | 0 | 0 | Constrained, otherwise capacity available =133 kVA | --> | 0.19 | 0 | 0.003 | 0 | 0 | Constrained, otherwise capacity available =178 kW | --> | C15 ex PALLAS | Pallas [T41,T42] | PORTLAOISE |  | 53.0429 | -7.3007
0194090 | MV/LV Substation AT***4090 |  | 10 kV | _ | LV | 400 kVA :Building Structure | 0.4 | --> | 0.4 | 0 | 0.05 |  | --> | 0.38 | 0 | 0 | 0 | 0 | Constrained, otherwise capacity available =368 kW | --> | C14 ex BALLYBEGGAN | Ballybeggan [T43,T44] | TRALEE |  | 52.289 | -9.6682
064210 | MV/LV Substation DR***210 |  | 10 kV | _ | LV | 400 kVA :Building Structure | 0.4 | --> | 0.4 | 0 | 0 | Constrained, otherwise capacity available =338 kVA | --> | 0.38 | 0 | 0 | 0 | 0 | Constrained, otherwise capacity available =372 kW | --> | C20 ex RATHMULLAN | Rathmullan [T41,T42] | DRYBRIDGE |  | 53.7037 | -6.3756
041848 | MV/LV Substation ME***848 |  | 10 kV | _ | LV | 630 kVA :Kiosk Substation | 0.63 | --> | 0.63 | 0 | 0 | Constrained, otherwise capacity available =551 kVA | --> | 0.598 | 0 | 0.018 | 0 | 0 | Constrained, otherwise capacity available =574 kW | --> | E12 ex DALTON | Dalton [T421,T422] | DALTON |  | 53.731 | -9.0018
073770 | MV/LV Substation WI***770 |  | 20 kV | _ | LV | 50 kVA :Pole Substation | 0.05 | --> | 0.05 | 0 | 0 | Constrained, otherwise capacity available =32 kVA | --> | 0.048 | 0 | 0.033 | 0 | 0 | Constrained, otherwise capacity available =20 kW | --> | C15 ex MOATE | Moate [T41,T42] | ATHLONE |  | 53.3971 | -7.738
066878 | MV/LV Substation NE***878 |  | 20 kV | _ | LV | 50 kVA :Pole Substation | 0.05 | --> | 0.05 | 0 | 0 | Constrained, otherwise capacity available =35 kVA | --> | 0.048 | 0 | 0.005 | 0 | 0 | Constrained, otherwise capacity available =42 kW | --> | E15 ex BATTER LANE TEMPORARY | Batter Lane Temporary 38kv [T421] | GLASMORE |  | 53.5074 | -6.1822
064161Z | MV/LV Substation AL***161Z |  | 10 kV | _ | LV | 200 kVA :Kiosk Substation | 0.2 | --> | 0.2 | 0 | 0 | Constrained, otherwise capacity available =96 kVA | --> | 0.19 | 0 | 0 | 0 | 0 | Constrained, otherwise capacity available =175 kW | --> | C11 ex DRYBRIDGE | Drybridge [T41,T42] | DRYBRIDGE |  | 53.7202 | -6.3747
258052X | MV/LV Substation AR***052X |  | 20 kV | _ | LV | 50 kVA :Kiosk Substation | 0.05 | --> | 0.05 | 0.05 | 1.86 |  | --> | 0.048 | 0 | 0 | 0 | 0 | Constrained, otherwise capacity available =48 kW | --> | E17 ex CREESLOUGH | Creeslough [T421] | ARDNAGAPPARY |  | 55.1536 | -7.9047
059041X | MV/LV Substation KI***041X |  | 10 kV | _ | LV | 50 kVA :Pole Substation | 0.05 | --> | 0.05 | 0 | 0 | Constrained, otherwise capacity available =45 kVA | --> | 0.048 | 0 | 0 | 0 | 0 | Constrained, otherwise capacity available =47 kW | --> | C11 ex DERRYCRAMPH | Derrycramph [T41,T42] | SHANKILL |  | 53.9495 | -7.3673
1224075 | MV/LV Substation WA***4075 |  | 10 kV | _ | LV | 100 kVA :Pole Substation | 0.1 | --> | 0.1 | 0.1 | 4.18 |  | --> | 0.095 | 0 | 0 | 0 | 0 | Constrained, otherwise capacity available =95 kW | --> | C18 ex KINGSCOURT | Kingscourt [T41,T42] | MEATH HILL |  | 53.8989 | -6.8136
368327X | MV/LV Substation LI***327X |  | 10 kV | _ | LV | 200 kVA :Pole Substation | 0.2 | --> | 0.2 | 0 | 0 | Constrained, otherwise capacity available =193 kVA | --> | 0.19 | 0 | 0 | 0 | 0 | Constrained, otherwise capacity available =189 kW | --> | C17 ex BALLYHAUNIS | Ballyhaunis [T41,T42] | DALTON |  | 53.7573 | -8.774
075696X | MV/LV Substation KI***696X |  | 20 kV | _ | LV | 50 kVA :Pole Substation | 0.05 | --> | 0.05 | 0.046 | 1.13 |  | --> | 0.048 | 0 | 0 | 0 | 0 | Constrained, otherwise capacity available =47 kW | --> | E22 ex BUNCLODY | Bunclody [T421,T422] | CRANE |  | 52.6841 | -6.6765
368188X | MV/LV Substation BA***188X |  | 20 kV | _ | LV | 50 kVA :Pole Substation | 0.05 | --> | 0.05 | 0 | 0 | Constrained, otherwise capacity available =41 kVA | --> | 0.048 | 0 | 0 | 0 | 0 | Constrained, otherwise capacity available =46 kW | --> | C15 ex BALLYHAUNIS | Ballyhaunis [T41,T42] | DALTON |  | 53.7429 | -8.6334
011433 | MV/LV Substation LO***433 |  | 10 kV | _ | LV | 400 kVA :Kiosk Substation | 0.4 | --> | 0.4 | 0.226 | 2.8 |  | --> | 0.38 | 0 | 0 | 0 | 0 | Constrained, otherwise capacity available =356 kW | --> | C13 ex PURCELLS INCH | Purcells Inch [T41,T42] | KILKENNY |  | 52.6354 | -7.2441
235189 | MV/LV Substation BA***189 |  | 20 kV | _ | LV | 50 kVA :Pole Substation | 0.05 | --> | 0.05 | 0 | 0 | Constrained, otherwise capacity available =50 kVA | --> | 0.048 | 0 | 0 | 0 | 0 | Constrained, otherwise capacity available =48 kW | --> | E13 ex BEALNABLATH | Bealnablath [T421] | BANDON |  | 51.7941 | -8.8533
366955 | MV/LV Substation RO***955 |  | 20 kV | _ | LV | 100 kVA :Pole Substation | 0.1 | --> | 0.1 | 0.082 | 0.45 |  | --> | 0.095 | 0 | 0 | 0 | 0 | Constrained, otherwise capacity available =92 kW | --> | C14 ex CARRAROE | Carraroe [T42] | SCREEB |  | 53.2712 | -9.5467
164384X | MV/LV Substation LI***384X |  | 10 kV | _ | LV | 50 kVA :Pole Substation | 0.05 | --> | 0.05 | 0 | 0 | Constrained, otherwise capacity available =41 kVA | --> | 0.048 | 0 | 0 | 0 | 0 | Constrained, otherwise capacity available =46 kW | --> | C22 ex SKIBBEREEN | Skibbereen [T41,T42] | DUNMANWAY |  | 51.443 | -9.4893
0644306 | MV/LV Substation BR***4306 |  | 10 kV | _ | LV | 400 kVA :Kiosk Substation | 0.4 | --> | 0.4 | 0 | 0 | Constrained, otherwise capacity available =279 kVA | --> | 0.38 | 0 | 0.005 | 0 | 0 | Constrained, otherwise capacity available =359 kW | --> | C18 ex RATHMULLAN | Rathmullan [T41,T42] | DRYBRIDGE |  | 53.7007 | -6.3471
024867X | MV/LV Substation LA***867X |  | 10 kV | _ | LV | 50 kVA :Pole Substation | 0.05 | --> | 0.05 | 0.049 | 2.14 |  | --> | 0.048 | 0 | 0 | 0 | 0 | Constrained, otherwise capacity available =47 kW | --> | C14 ex BUTTEVANT | Buttevant [T41,T42] | MALLOW |  | 52.2501 | -8.7967
081624X | MV/LV Substation RE***624X |  | 10 kV | _ | LV | 400 kVA :Kiosk Substation | 0.4 | --> | 0.4 | 0 | 0 | Constrained, otherwise capacity available =188 kVA | --> | 0.38 | 0 | 0.01 | 0.343 | 0 |  | --> | C12 ex LUCAN EAST | Lucan East [T41,T42] | GRANGE CASTLE |  | 53.3591 | -6.4438
0624489 | MV/LV Substation DO***4489 |  | 20 kV | _ | LV | 200 kVA :Pole Substation | 0.2 | --> | 0.2 | 0.2 | 2.33 |  | --> | 0.19 | 0 | 0 | 0 | 0 | Constrained, otherwise capacity available =190 kW | --> | C18 ex DUNDALK | Dundalk [T41,T42] | DUNDALK |  | 54.0258 | -6.3939
210279Y | MV/LV Substation KE***279Y |  | 20 kV | _ | LV | 50 kVA :Pole Substation | 0.05 | --> | 0.05 | 0 | 0 | Constrained, otherwise capacity available =50 kVA | --> | 0.048 | 0 | 0 | 0 | 0 | Constrained, otherwise capacity available =47 kW | --> | C17 ex CARRICKMACROSS | Carrickmacross [T41,T42] | MEATH HILL |  | 53.9956 | -6.6015
108010X | MV/LV Substation EV***010X |  | 20 kV | _ | LV | 630 kVA :Building Structure | 0.63 | --> | 0.63 | 0.5 | 1.57 |  | --> | 0.598 | 0 | 0 | 0 | 0 | Constrained, otherwise capacity available =589 kW | --> | C17 ex BALLYSHANNON | Ballyshannon [T41,T42] | CATHALEENS FALL |  | 54.5439 | -7.8681
066632X | MV/LV Substation DU***632X |  | 20 kV | _ | LV | 200 kVA :Pole Substation | 0.2 | --> | 0.2 | 0 | 0 | Constrained, otherwise capacity available =159 kVA | --> | 0.19 | 0 | 0 | 0 | 0 | Constrained, otherwise capacity available =184 kW | --> | E11 ex GLASMORE | Glasmore [T421,T422] | GLASMORE |  | 53.4797 | -6.1158
1604190 | MV/LV Substation CL***4190 |  | 10 kV | _ | LV | 50 kVA :Pole Substation | 0.05 | --> | 0.05 | 0 | 0 | Constrained, otherwise capacity available =41 kVA | --> | 0.048 | 0 | 0.027 | 0 | 0 | Constrained, otherwise capacity available =26 kW | --> | C18 ex PORTARLINGTON | Portarlington [T41,T42] | PORTLAOISE |  | 53.1847 | -7.2828
117195Y | MV/LV Substation RA***195Y |  | 20 kV | _ | LV | 50 kVA :Pole Substation | 0.05 | --> | 0.05 | 0 | 0 | Constrained, otherwise capacity available =32 kVA | --> | 0.048 | 0 | 0.015 | 0 | 0 | Constrained, otherwise capacity available =34 kW | --> | E14 ex COLLOONEY | Collooney [T421,T422] | SLIGO |  | 54.1765 | -8.6035
0154342 | MV/LV Substation HA***4342 |  | 10 kV | _ | LV | 630 kVA :Kiosk Substation | 0.63 | --> | 0.63 | 0 | 0 | Constrained, otherwise capacity available =630 kVA | --> | 0.598 | 0 | 0 | 0 | 0 | Constrained, otherwise capacity available =598 kW | --> | C18 ex SALLINS | Sallins [T41,T42] | GRIFFINRATH |  | 53.2949 | -6.6756
209436 | MV/LV Substation GL***436 |  | 20 kV | _ | LV | 100 kVA :Pole Substation | 0.1 | --> | 0.1 | 0 | 0 | Constrained, otherwise capacity available =93 kVA | --> | 0.095 | 0 | 0 | 0 | 0 | Constrained, otherwise capacity available =94 kW | --> | C14 ex MILFORD (NR) | Milford (nr) [T41,T42] | LETTERKENNY |  | 55.1577 | -7.5984
355105 | MV/LV Substation BR***105 |  | 10 kV | _ | LV | 200 kVA :Kiosk Substation | 0.2 | --> | 0.2 | 0.06 | 0.06 | Constrained, otherwise capacity available =180 kVA | --> | 0.19 | 0 | 0.004 | 0 | 0 | Constrained, otherwise capacity available =184 kW | --> | C15 ex TUBBERCURRY | Tubbercurry [T41,T42] | TONROE |  | 54.0979 | -8.7777
293220Z | MV/LV Substation BA***220Z |  | 20 kV | _ | LV | 400 kVA :Kiosk Substation | 0.4 | --> | 0.4 | 0.277 | 2.83 |  | --> | 0.38 | 0 | 0 | 0 | 0 | Constrained, otherwise capacity available =363 kW | --> | E18 ex BAGENALSTOWN | Bagenalstown [T421,T422] | CARLOW |  | 52.7345 | -6.855
069799 | MV/LV Substation DE***799 |  | 10 kV | _ | LV | 1000 kVA :Building Structure | 1 | --> | 1 | 0 | 0 | Constrained, otherwise capacity available =934 kVA | --> | 0.95 | 0 | 0 | 0.5 | 0 |  | --> | C13 ex BALLYBODEN | Ballyboden [T41,T42] | COOKSTOWN |  | 53.2926 | -6.2776
074069 | MV/LV Substation K ***069 |  | 10 kV | _ | LV | 200 kVA :Pole Substation | 0.2 | --> | 0.2 | 0 | 0 | Constrained, otherwise capacity available =194 kVA | --> | 0.19 | 0 | 0.01 | 0 | 0 | Constrained, otherwise capacity available =182 kW | --> | C15 ex CARRICK ON SHANNON | Carrick On Shannon [T41,T42] | CARRICK ON SHANNON |  | 53.9427 | -8.1146
1164311 | MV/LV Substation KN***4311 |  | 20 kV | _ | LV | 50 kVA :Pole Substation | 0.05 | --> | 0.05 | 0.05 | 8.1 |  | --> | 0.048 | 0 | 0 | 0 | 0 | Constrained, otherwise capacity available =48 kW | --> | E12 ex WESTPORT | Westport [T421,T422] | CASTLEBAR |  | 53.7872 | -9.4624
377884 | MV/LV Substation CO***884 |  | 20 kV | _ | LV | 100 kVA :Pole Substation | 0.1 | --> | 0.1 | 0 | 0 | Constrained, otherwise capacity available =93 kVA | --> | 0.095 | 0 | 0 | 0 | 0 | Constrained, otherwise capacity available =94 kW | --> | E16 ex GURRANEBANE | Gurranebane [T421,T422] | OUGHTRAGH |  | 51.7797 | -10.0988
0654348 | MV/LV Substation MI***4348 |  | 10 kV | _ | LV | 400 kVA :Kiosk Substation | 0.4 | --> | 0.4 | 0 | 0 | Constrained, otherwise capacity available =400 kVA | --> | 0.38 | 0 | 0 | 0.38 | 0 |  | --> | C13 ex STEPHENSTOWN | Stephenstown [T101,T102] | FINGLAS |  | 53.6072 | -6.1988
015951X | MV/LV Substation MO***951X |  | 10 kV | _ | LV | 400 kVA :Kiosk Substation | 0.4 | --> | 0.4 | 0.302 | 12.6 |  | --> | 0.38 | 0 | 0.04 | 0.337 | 0 |  | --> | C12 ex MONREAD | Monread [T101,T102] | MONREAD |  | 53.2285 | -6.6574
281121X | MV/LV Substation GL***121X |  | 10 kV | _ | LV | 200 kVA :Kiosk Substation | 0.2 | --> | 0.2 | 0 | 0 | Constrained, otherwise capacity available =168 kVA | --> | 0.19 | 0 | 0 | 0.186 | 0 |  | --> | C21 ex BISHOPSTOWN | Bishopstown [T41,T42] | KILBARRY |  | 51.883 | -8.5279
0664358 | MV/LV Substation CR***4358 |  | 20 kV | _ | LV | 630 kVA :Kiosk Substation | 0.63 | --> | 0.63 | 0 | 0 | Constrained, otherwise capacity available =593 kVA | --> | 0.598 | 0 | 0.162 | 0 | 0 | Constrained, otherwise capacity available =473 kW | --> | E13 ex GLASMORE | Glasmore [T421,T422] | GLASMORE |  | 53.4686 | -6.2503
071934 | MV/LV Substation WI***934 |  | 10 kV | _ | LV | 400 kVA :Building Structure | 0.4 | --> | 0.4 | 0.341 | 5.58 |  | --> | 0.38 | 0 | 0 | 0.372 | 0 |  | --> | C12 ex KILCOOLE | Kilcoole [T41,T42] | FASSAROE |  | 53.1052 | -6.0638
255468 | MV/LV Substation SP***468 |  | 10 kV | _ | LV | 50 kVA :Pole Substation | 0.05 | --> | 0.05 | 0 | 0 | Constrained, otherwise capacity available =29 kVA | --> | 0.048 | 0 | 0.005 | 0 | 0 | Constrained, otherwise capacity available =41 kW | --> | E12 ex KILLYBEGS | Killybegs [T422] | BINBANE |  | 54.6475 | -8.3024
0154411 | MV/LV Substation MO***4411 |  | 10 kV | _ | LV | 1000 kVA :Building Structure | 1 | --> | 1 | 0.5 | 12.6 |  | --> | 0.95 | 0 | 0 | 0.5 | 0 |  | --> | C20 ex MONREAD | Monread [T101,T102] | MONREAD |  | 53.2358 | -6.6431
007095 | MV/LV Substation CL***095 |  | 10 kV | _ | LV | 400 kVA :Kiosk Substation | 0.4 | --> | 0.4 | 0.265 | 0.9 |  | --> | 0.38 | 0 | 0.08 | 0 | 0 | Constrained, otherwise capacity available =302 kW | --> | C15 ex CLONARD | Clonard [T41,T42] | WEXFORD |  | 52.3277 | -6.4857
064495 | MV/LV Substation DO***495 |  | 10 kV | _ | LV | 100 kVA :Pole Substation | 0.1 | --> | 0.1 | 0 | 0 | Constrained, otherwise capacity available =79 kVA | --> | 0.095 | 0 | 0.002 | 0 | 0 | Constrained, otherwise capacity available =90 kW | --> | C20 ex RATHMULLAN | Rathmullan [T41,T42] | DRYBRIDGE |  | 53.7008 | -6.3865
253095Y | MV/LV Substation TH***095Y |  | 20 kV | _ | LV | 400 kVA :Kiosk Substation | 0.4 | --> | 0.4 | 0 | 0 | Constrained, otherwise capacity available =291 kVA | --> | 0.38 | 0 | 0.015 | 0 | 0 | Constrained, otherwise capacity available =354 kW | --> | C23 ex TUAM NORTH | Tuam North [T41,T42] | CLOON |  | 53.5268 | -8.8535
064209Y | MV/LV Substation SE***209Y |  | 20 kV | _ | LV | 200 kVA :Kiosk Substation | 0.2 | --> | 0.2 | 0 | 0 | Constrained, otherwise capacity available =130 kVA | --> | 0.19 | 0 | 0.06 | 0 | 0 | Constrained, otherwise capacity available =136 kW | --> | C21 ex TERMONFECKIN ROAD | Termonfeckin Road [T41,T42] | DRYBRIDGE |  | 53.7548 | -6.2536
011402X | MV/LV Substation GO***402X |  | 10 kV | _ | LV | 200 kVA :Pole Substation | 0.2 | --> | 0.2 | 0.167 | 5.05 |  | --> | 0.19 | 0 | 0.027 | 0 | 0 | Constrained, otherwise capacity available =166 kW | --> | C13 ex MCDONAGH | Mcdonagh [T41,T42] | KILKENNY |  | 52.6674 | -7.236
0934098 | MV/LV Substation SM***4098 |  | 10 kV | _ | LV | 630 kVA :Building Structure | 0.63 | --> | 0.63 | 0.5 | 5.82 |  | --> | 0.598 | 0 | 0.055 | 0.5 | 0 |  | --> | C22 ex COOLOCK | Coolock [T41,T42] | FINGLAS |  | 53.3904 | -6.1912
196164X | MV/LV Substation BO***164X |  | 20 kV | _ | LV | 400 kVA :Building Structure | 0.4 | --> | 0.4 | 0.36 | 1.34 |  | --> | 0.38 | 0 | 0.05 | 0 | 0 | Constrained, otherwise capacity available =337 kW | --> | E23 ex ATHBOY | Athboy [T423] | NAVAN |  | 53.533 | -7.0288
005088 | MV/LV Substation WI***088 |  | 10 kV | _ | LV | 200 kVA :Kiosk Substation | 0.2 | --> | 0.2 | 0 | 0 | Constrained, otherwise capacity available =129 kVA | --> | 0.19 | 0 | 0.009 | 0 | 0 | Constrained, otherwise capacity available =173 kW | --> | C11 ex GARDEN CITY | Garden City [T41,T42] | ARKLOW |  | 52.6822 | -6.2968
093015 | MV/LV Substation FI***015 |  | 10 kV | _ | LV | 400 kVA :Building Structure | 0.4 | --> | 0.4 | 0 | 0 | Constrained, otherwise capacity available =192 kVA | --> | 0.38 | 0 | 0.046 | 0.316 | 0 |  | --> | C22 ex POPPINTREE | Poppintree [T101,T102] | FINGLAS |  | 53.392 | -6.289
0774061 | MV/LV Substation TH***4061 |  | 20 kV | _ | LV | 200 kVA :Kiosk Substation | 0.2 | --> | 0.2 | 0 | 0 | Constrained, otherwise capacity available =174 kVA | --> | 0.19 | 0 | 0.005 | 0 | 0 | Constrained, otherwise capacity available =183 kW | --> | E16 ex PATRICKSWELL | Patrickswell [T421,T422] | LIMERICK |  | 52.5636 | -8.7997
111108X | MV/LV Substation CA***108X |  | 10 kV | _ | LV | 50 kVA :Pole Substation | 0.05 | --> | 0.05 | 0 | 0 | Constrained, otherwise capacity available =41 kVA | --> | 0.048 | 0 | 0 | 0 | 0 | Constrained, otherwise capacity available =46 kW | --> | C15 ex BANTRY | Bantry [T41,T42] | BALLYLICKY |  | 51.6952 | -9.4044
0684580 | MV/LV Substation HA***4580 |  | 10 kV | _ | LV | 1000 kVA :Building Structure | 1 | --> | 1 | 0 | 0 | Constrained, otherwise capacity available =1000 kVA | --> | 0.95 | 0 | 0 | 0.5 | 0 |  | --> | C12 ex CAMDEN ROW | Camden Row [T41] | FRANCIS STREET |  | 53.3347 | -6.264
081683Y | MV/LV Substation CY***683Y |  | 10 kV | _ | LV | 200 kVA :Kiosk Substation | 0.2 | --> | 0.2 | 0 | 0 | Constrained, otherwise capacity available =159 kVA | --> | 0.19 | 0 | 0.018 | 0 | 0 | Constrained, otherwise capacity available =171 kW | --> | C12 ex LEIXLIP | Leixlip [T41,T42] | GRIFFINRATH |  | 53.3649 | -6.4842
0694083 | MV/LV Substation FI***4083 |  | 10 kV | _ | LV | 1000 kVA :Building Structure | 1 | --> | 1 | 0.5 | 9.28 |  | --> | 0.95 | 0 | 0.008 | 0.5 | 0 |  | --> | C33 ex PEMBROKE | Pembroke [T41,T42,T43,T44] | RINGSEND |  | 53.3285 | -6.2283
042047Y | MV/LV Substation SE***047Y |  | 10 kV | _ | LV | 630 kVA :Kiosk Substation | 0.63 | --> | 0.63 | 0.5 | 1.93 |  | --> | 0.598 | 0 | 0 | 0 | 0 | Constrained, otherwise capacity available =588 kW | --> | C13 ex TURLOUGH ROAD | Turlough Road [T41,T42] | CASTLEBAR |  | 53.8552 | -9.2982
081191Z | MV/LV Substation DA***191Z |  | 10 kV | _ | LV | 400 kVA :Building Structure | 0.4 | --> | 0.4 | 0 | 0 | Constrained, otherwise capacity available =400 kVA | --> | 0.38 | 0 | 0 | 0.38 | 0 |  | --> | C35 ex SEMPERIT | Semperit [T41,T42,T43] | GRANGE CASTLE |  | 53.3229 | -6.3446
026052 | MV/LV Substation FO***052 |  | 10 kV | _ | LV | 200 kVA :Kiosk Substation | 0.2 | --> | 0.2 | 0 | 0 | Constrained, otherwise capacity available =124 kVA | --> | 0.19 | 0 | 0 | 0 | 0 | Constrained, otherwise capacity available =179 kW | --> | C15 ex KINSALE | Kinsale [T41,T42] | BANDON |  | 51.7059 | -8.5107
365441X | MV/LV Substation BR***441X |  | 10 kV | _ | LV | 400 kVA :Kiosk Substation | 0.4 | --> | 0.4 | 0 | 0 | Constrained, otherwise capacity available =219 kVA | --> | 0.38 | 0 | 0.009 | 0.348 | 0 |  | --> | C12 ex FORTUNESTOWN | Fortunestown [T101,T102] | INCHICORE 220KV |  | 53.2872 | -6.4077
119196Y | MV/LV Substation CU***196Y |  | 20 kV | _ | LV | 50 kVA :Pole Substation | 0.05 | --> | 0.05 | 0 | 0 | Constrained, otherwise capacity available =41 kVA | --> | 0.048 | 0 | 0 | 0 | 0 | Constrained, otherwise capacity available =46 kW | --> | C15 ex KANTURK | Kanturk [T41,T42] | GLENLARA |  | 52.1363 | -8.8386
139696X | MV/LV Substation ER***696X |  | 10 kV | _ | LV | 630 kVA :Kiosk Substation | 0.63 | --> | 0.63 | 0.5 | 2.18 |  | --> | 0.598 | 0 | 0 | 0 | 0 | Constrained, otherwise capacity available =591 kW | --> | C19 ex BAILIEBORO | Bailieboro [T41,T42] | MEATH HILL |  | 53.8471 | -7.0597
165861X | MV/LV Substation CL***861X |  | 10 kV | _ | LV | 400 kVA :Kiosk Substation | 0.4 | --> | 0.4 | 0 | 0 | Constrained, otherwise capacity available =361 kVA | --> | 0.38 | 0 | 0 | 0 | 0 | Constrained, otherwise capacity available =375 kW | --> | C15 ex CLONAKILTY | Clonakilty [T41,T42] | DUNMANWAY |  | 51.6167 | -8.9022
015934Z | MV/LV Substation WA***934Z |  | 10 kV | _ | LV | 50 kVA :Pole Substation | 0.05 | --> | 0.05 | 0 | 0 | Constrained, otherwise capacity available =47 kVA | --> | 0.048 | 0 | 0 | 0 | 0 | Constrained, otherwise capacity available =47 kW | --> | C18 ex NAAS | Naas [T41,T42] | KILTEEL |  | 53.1535 | -6.7089
3684025 | MV/LV Substation CO***4025 |  | 20 kV | _ | LV | 400 kVA :Kiosk Substation | 0.4 | --> | 0.4 | 0 | 0 | Constrained, otherwise capacity available =291 kVA | --> | 0.38 | 0 | 0.316 | 0 | 0 | Constrained, otherwise capacity available =135 kW | --> | E17 ex DALTON | Dalton [T421,T422] | DALTON |  | 53.7749 | -8.854
068733X | MV/LV Substation SH***733X |  | 10 kV | _ | LV | 1000 kVA :Building Structure | 1 | --> | 1 | 0.5 | 2.6 |  | --> | 0.95 | 0 | 0 | 0.5 | 0 |  | --> | C28 ex WOLFE TONE STREET | Wolfe Tone Street [T101,T102] | FINGLAS |  | 53.3453 | -6.2521
249441Z | MV/LV Substation FL***441Z |  | 10 kV | _ | LV | 100 kVA :Pole Substation | 0.1 | --> | 0.1 | 0 | 0 | Constrained, otherwise capacity available =50 kVA | --> | 0.095 | 0 | 0.051 | 0 | 0 | Constrained, otherwise capacity available =50 kW | --> | C21 ex LISMORE | Lismore [T41,T42] | DUNGARVAN |  | 52.1329 | -7.8423
067017 | MV/LV Substation CO***017 |  | 10 kV | _ | LV | 630 kVA :Kiosk Substation | 0.63 | --> | 0.63 | 0 | 0 | Constrained, otherwise capacity available =441 kVA | --> | 0.598 | 0 | 0.074 | 0 | 0 | Constrained, otherwise capacity available =517 kW | --> | C18 ex CORBALLY | Corbally [T41,T42] | ARDNACRUSHA |  | 52.6769 | -8.6137
160004 | MV/LV Substation MA***004 |  | 10 kV | _ | LV | 100 kVA :Pole Substation | 0.1 | --> | 0.1 | 0 | 0 | Constrained, otherwise capacity available =45 kVA | --> | 0.095 | 0 | 0.012 | 0 | 0 | Constrained, otherwise capacity available =78 kW | --> | C15 ex MOUNTMELLICK | Mountmellick [T41,T42] | PORTLAOISE |  | 53.1168 | -7.336
046910 | MV/LV Substation ST***910 |  | 10 kV | _ | LV | 200 kVA :Pole Substation | 0.2 | --> | 0.2 | 0.129 | 5.48 |  | --> | 0.19 | 0 | 0.057 | 0.138 | 0 |  | --> | C17 ex BALLYTIVNAN | Ballytivnan [T41,T42] | SLIGO |  | 54.3079 | -8.5547
059014 | MV/LV Substation BA***014 |  | 20 kV | _ | LV | 200 kVA :Pole Substation | 0.2 | --> | 0.2 | 0 | 0 | Constrained, otherwise capacity available =115 kVA | --> | 0.19 | 0 | 0.005 | 0 | 0 | Constrained, otherwise capacity available =174 kW | --> | E17 ex CAVAN | Cavan [T42,T421] | SHANKILL |  | 54.1025 | -7.4397
180785X | MV/LV Substation WO***785X |  | 10 kV | _ | LV | 630 kVA :Building Structure | 0.63 | --> | 0.63 | 0.5 | 1.4 |  | --> | 0.598 | 0 | 0.004 | 0 | 0 | Constrained, otherwise capacity available =582 kW | --> | C14 ex KELLS | Kells [T41,T42] | NAVAN |  | 53.7306 | -6.8423
075780 | MV/LV Substation OU***780 |  | 20 kV | _ | LV | 50 kVA :Pole Substation | 0.05 | --> | 0.05 | 0.047 | 4.38 |  | --> | 0.048 | 0 | 0.01 | 0.04 | 0 |  | --> | E18 ex CRANE | Crane [T122] | CRANE |  | 52.5346 | -6.5002
033040 | MV/LV Substation GR***040 |  | 10 kV | _ | LV | 200 kVA :Pole Substation | 0.2 | --> | 0.2 | 0 | 0 | Constrained, otherwise capacity available =68 kVA | --> | 0.19 | 0 | 0.003 | 0 | 0 | Constrained, otherwise capacity available =169 kW | --> | C17 ex DEERPARK | Deerpark [T41,T42] | BALLYDINE |  | 52.3508 | -7.4103
069204 | MV/LV Substation CO***204 |  | 10 kV | _ | LV | 630 kVA :Kiosk Substation | 0.63 | --> | 0.63 | 0 | 0 | Constrained, otherwise capacity available =446 kVA | --> | 0.598 | 0 | 0.034 | 0.5 | 0 |  | --> | C13 ex BALLYBODEN | Ballyboden [T41,T42] | COOKSTOWN |  | 53.2923 | -6.282
093474Z | MV/LV Substation KE***474Z |  | 10 kV | _ | LV | 400 kVA :Building Structure | 0.4 | --> | 0.4 | 0 | 0 | Constrained, otherwise capacity available =372 kVA | --> | 0.38 | 0 | 0 | 0 | 0 | Constrained, otherwise capacity available =376 kW | --> | C25 ex BALLYCOOLIN | Ballycoolin [T41,T42,T43] | FINGLAS |  | 53.4067 | -6.3419
093017 | MV/LV Substation JA***017 |  | 10 kV | _ | LV | 630 kVA :Building Structure | 0.63 | --> | 0.63 | 0 | 0 | Constrained, otherwise capacity available =551 kVA | --> | 0.598 | 0 | 0.022 | 0.5 | 0 |  | --> | C22 ex POPPINTREE | Poppintree [T101,T102] | FINGLAS |  | 53.3934 | -6.2958
0644376 | MV/LV Substation EL***4376 |  | 20 kV | _ | LV | 400 kVA :Kiosk Substation | 0.4 | --> | 0.4 | 0 | 0 | Constrained, otherwise capacity available =339 kVA | --> | 0.38 | 0 | 0.008 | 0 | 0 | Constrained, otherwise capacity available =366 kW | --> | E17 ex JULIANSTOWN | Julianstown [T421,T422] | DRYBRIDGE |  | 53.7035 | -6.2527
035578 | MV/LV Substation CL***578 |  | 20 kV | _ | LV | 200 kVA :Pole Substation | 0.2 | --> | 0.2 | 0.034 | 0.49 |  | --> | 0.19 | 0 | 0.005 | 0 | 0 | Constrained, otherwise capacity available =162 kW | --> | E11 ex ARDFINNAN | Ardfinnan [T421] | CAHIR |  | 52.2766 | -7.9967
0664260 | MV/LV Substation TH***4260 |  | 20 kV | _ | LV | 630 kVA :Kiosk Substation | 0.63 | --> | 0.63 | 0 | 0 | Constrained, otherwise capacity available =543 kVA | --> | 0.598 | 0 | 0.213 | 0 | 0 | Constrained, otherwise capacity available =429 kW | --> | E17 ex BALTRASNA | Baltrasna [T121,T122] | BALTRASNA |  | 53.5037 | -6.5326
1544257 | MV/LV Substation CU***4257 |  | 20 kV | _ | LV | 50 kVA :Pole Substation | 0.05 | --> | 0.05 | 0 | 0 | Constrained, otherwise capacity available =50 kVA | --> | 0.048 | 0 | 0 | 0 | 0 | Constrained, otherwise capacity available =48 kW | --> | E12 ex KILCOCK | Kilcock [T421,T422] | GRIFFINRATH |  | 53.4617 | -6.5779
066089Y | MV/LV Substation MA***089Y |  | 10 kV | _ | LV | 630 kVA :Building Structure | 0.63 | --> | 0.63 | 0 | 0 | Constrained, otherwise capacity available =600 kVA | --> | 0.598 | 0 | 0 | 0 | 0 | Constrained, otherwise capacity available =594 kW | --> | C19 ex MALAHIDE | Malahide [T41,T42] | GLASMORE |  | 53.4561 | -6.1546
0394189 | MV/LV Substation CA***4189 |  | 10 kV | _ | LV | 50 kVA :Pole Substation | 0.05 | --> | 0.05 | 0 | 0 | Constrained, otherwise capacity available =47 kVA | --> | 0.048 | 0 | 0 | 0 | 0 | Constrained, otherwise capacity available =47 kW | --> | C20 ex ORANMORE | Oranmore [T41,T44] | GALWAY 110KV |  | 53.3038 | -8.9047
009274Y | MV/LV Substation WI***274Y |  | 20 kV | _ | LV | 50 kVA :Pole Substation | 0.05 | --> | 0.05 | 0 | 0 | Constrained, otherwise capacity available =49 kVA | --> | 0.048 | 0 | 0 | 0 | 0 | Constrained, otherwise capacity available =47 kW | --> | E12 ex KILCARRAGH | Kilcarragh [T421,T422] | BUTLERSTOWN |  | 52.2365 | -7.0837
139257Z | MV/LV Substation WO***257Z |  | 10 kV | _ | LV | 50 kVA :Pole Substation | 0.05 | --> | 0.05 | 0.049 | 2.68 |  | --> | 0.048 | 0 | 0 | 0 | 0 | Constrained, otherwise capacity available =47 kW | --> | C17 ex OLDCASTLE | Oldcastle [T41,T422] | MULLINGAR |  | 53.784 | -7.1372
068376X | MV/LV Substation VE***376X |  | 10 kV | _ | LV | 630 kVA :Building Structure | 0.63 | --> | 0.63 | 0 | 0 | Constrained, otherwise capacity available =94 kVA | --> | 0.598 | 0 | 0.064 | 0.474 | 0 |  | --> | C12 ex CLONTARF | Clontarf [T42] | FINGLAS |  | 53.3588 | -6.1964
0694017 | MV/LV Substation BY***4017 |  | 10 kV | _ | LV | 630 kVA :Building Structure | 0.63 | --> | 0.63 | 0.5 | 7.75 |  | --> | 0.598 | 0 | 0 | 0.5 | 0 |  | --> | C26 ex MILLTOWN (DR) | Milltown (dr) [T101,T102] | INCHICORE 220KV |  | 53.2914 | -6.262
071028 | MV/LV Substation GL***028 |  | 10 kV | _ | LV | 200 kVA :Kiosk Substation | 0.2 | --> | 0.2 | 0 | 0 | Constrained, otherwise capacity available =114 kVA | --> | 0.19 | 0 | 0.012 | 0.169 | 0 |  | --> | C22 ex GREYSTONES | Greystones [T41,T42] | FASSAROE |  | 53.1309 | -6.0865
066880X | MV/LV Substation DE***880X |  | 20 kV | _ | LV | 50 kVA :Pole Substation | 0.05 | --> | 0.05 | 0 | 0 | Constrained, otherwise capacity available =42 kVA | --> | 0.048 | 0 | 0 | 0 | 0 | Constrained, otherwise capacity available =46 kW | --> | E15 ex BATTER LANE TEMPORARY | Batter Lane Temporary 38kv [T421] | GLASMORE |  | 53.4999 | -6.2279
366073 | MV/LV Substation KI***073 |  | 20 kV | _ | LV | 50 kVA :Pole Substation | 0.05 | --> | 0.05 | 0.041 | 0.45 |  | --> | 0.048 | 0 | 0.009 | 0 | 0 | Constrained, otherwise capacity available =40 kW | --> | C16 ex CARRAROE | Carraroe [T42] | SCREEB |  | 53.1188 | -9.6728
365230Y | MV/LV Substation CA***230Y |  | 10 kV | _ | LV | 50 kVA :Pole Substation | 0.05 | --> | 0.05 | 0 | 0 | Constrained, otherwise capacity available =50 kVA | --> | 0.048 | 0 | 0 | 0.048 | 0 |  | --> | C12 ex SAGGART | Saggart [T41,T42] | GRANGE CASTLE |  | 53.267 | -6.5296
0504396 | MV/LV Substation B***4396 |  | 20 kV | _ | LV | 50 kVA :Pole Substation | 0.05 | --> | 0.05 | 0 | 0 | Constrained, otherwise capacity available =50 kVA | --> | 0.048 | 0 | 0 | 0 | 0 | Constrained, otherwise capacity available =48 kW | --> | C22 ex ATHLONE | Athlone [T41,T42] | ATHLONE |  | 53.4524 | -8.0245
120698Y | MV/LV Substation HI***698Y |  | 20 kV | _ | LV | 200 kVA :Kiosk Substation | 0.2 | --> | 0.2 | 0.146 | 3.5 |  | --> | 0.19 | 0 | 0 | 0 | 0 | Constrained, otherwise capacity available =183 kW | --> | E12 ex DUNFIRTH | Dunfirth [T122] | DUNFIRTH |  | 53.4545 | -6.9242
064942Y | MV/LV Substation GA***942Y |  | 20 kV | _ | LV | 50 kVA :Pole Substation | 0.05 | --> | 0.05 | 0 | 0 | Constrained, otherwise capacity available =44 kVA | --> | 0.048 | 0 | 0.006 | 0 | 0 | Constrained, otherwise capacity available =42 kW | --> | C21 ex TERMONFECKIN ROAD | Termonfeckin Road [T41,T42] | DRYBRIDGE |  | 53.7518 | -6.296
2884218 | MV/LV Substation CH***4218 |  | 10 kV | _ | LV | 400 kVA :Kiosk Substation | 0.4 | --> | 0.4 | 0.041 | 0.04 | Constrained, otherwise capacity available =400 kVA | --> | 0.38 | 0 | 0 | 0.38 | 0 |  | --> | C16 ex LITTLE BRAY | Little Bray [T41,T42] | FASSAROE |  | 53.2313 | -6.1378
039533X | MV/LV Substation CL***533X |  | 10 kV | _ | LV | 200 kVA :Kiosk Substation | 0.2 | --> | 0.2 | 0.136 | 11.03 |  | --> | 0.19 | 0 | 0 | 0.181 | 0 |  | --> | C26 ex SALTHILL | Salthill [T101,T102] | SALTHILL |  | 53.2674 | -9.1075
007814Z | MV/LV Substation KE***814Z |  | 10 kV | _ | LV | 630 kVA :Kiosk Substation | 0.63 | --> | 0.63 | 0 | 0 | Constrained, otherwise capacity available =576 kVA | --> | 0.598 | 0 | 0 | 0 | 0 | Constrained, otherwise capacity available =591 kW | --> | C14 ex MULGANNON | Mulgannon [T41,T42] | WEXFORD |  | 52.3378 | -6.4609
288334X | MV/LV Substation HE***334X |  | 10 kV | _ | LV | 1000 kVA :Building Structure | 1 | --> | 1 | 0 | 0 | Constrained, otherwise capacity available =808 kVA | --> | 0.95 | 0 | 0 | 0.5 | 0 |  | --> | C20 ex CARRICKMINES | Carrickmines [T41,T42] | CARRICKMINES |  | 53.2519 | -6.185
324555X | MV/LV Substation HI***555X |  | 10 kV | _ | LV | 100 kVA :Pole Substation | 0.1 | --> | 0.1 | 0 | 0 | Constrained, otherwise capacity available =86 kVA | --> | 0.095 | 0 | 0.002 | 0 | 0 | Constrained, otherwise capacity available =92 kW | --> | C17 ex BALLYGAR | Ballygar [T41,T42] | ATHLONE |  | 53.5211 | -8.3298
021345 | MV/LV Substation BE***345 |  | 10 kV | _ | LV | 400 kVA :Kiosk Substation | 0.4 | --> | 0.4 | 0 | 0 | Constrained, otherwise capacity available =235 kVA | --> | 0.38 | 0 | 0.019 | 0.343 | 0 |  | --> | C20 ex FAIRHILL | Fairhill [T42] | KILBARRY |  | 51.9048 | -8.4633
281147Y | MV/LV Substation ES***147Y |  | 10 kV | _ | LV | 400 kVA :Building Structure | 0.4 | --> | 0.4 | 0.278 | 4.67 |  | --> | 0.38 | 0 | 0 | 0.363 | 0 |  | --> | C14 ex CENTRE PARK ROAD | Marina [T105,T106] | MARINA |  | 51.897 | -8.4571
350189X | MV/LV Substation AT***189X |  | 10 kV | _ | LV | 1000 kVA :Building Structure | 1 | --> | 1 | 0.5 | 1.57 |  | --> | 0.95 | 0 | 0 | 0 | 0 | Constrained, otherwise capacity available =937 kW | --> | C13 ex BUNDORAN | Bundoran [T41,T42] | CATHALEENS FALL |  | 54.4791 | -8.2758
207440X | MV/LV Substation KI***440X |  | 10 kV | _ | LV | 100 kVA :Pole Substation | 0.1 | --> | 0.1 | 0.096 | 2.9 |  | --> | 0.095 | 0 | 0 | 0 | 0 | Constrained, otherwise capacity available =94 kW | --> | C18 ex GLENGOOLE | Glengoole [T42] | THURLES |  | 52.5793 | -7.6769
0934025 | MV/LV Substation GA***4025 |  | 10 kV | _ | LV | 630 kVA :Building Structure | 0.63 | --> | 0.63 | 0 | 0 | Constrained, otherwise capacity available =536 kVA | --> | 0.598 | 0 | 0 | 0.5 | 0 |  | --> | C17 ex POPPINTREE | Poppintree [T101,T102] | FINGLAS |  | 53.4024 | -6.2597
288022X | MV/LV Substation RA***022X |  | 10 kV | _ | LV | 200 kVA :Kiosk Substation | 0.2 | --> | 0.2 | 0.041 | 0.04 | Constrained, otherwise capacity available =160 kVA | --> | 0.19 | 0 | 0 | 0.184 | 0 |  | --> | C13 ex LITTLE BRAY | Little Bray [T41,T42] | FASSAROE |  | 53.2089 | -6.1119
281836 | MV/LV Substation PA***836 |  | 10 kV | _ | LV | 630 kVA :Building Structure | 0.63 | --> | 0.63 | 0.414 | 4.67 |  | --> | 0.598 | 0 | 0 | 0.5 | 0 |  | --> | C19 ex CENTRE PARK ROAD | Marina [T105,T106] | MARINA |  | 51.8998 | -8.4674
249113Z | MV/LV Substation CA***113Z |  | 10 kV | _ | LV | 100 kVA :Pole Substation | 0.1 | --> | 0.1 | 0 | 0 | Constrained, otherwise capacity available =94 kVA | --> | 0.095 | 0 | 0 | 0 | 0 | Constrained, otherwise capacity available =94 kW | --> | C16 ex KILCLOHER | Kilcloher [T41,T42] | DUNGARVAN |  | 52.1374 | -7.8391
052109Y | MV/LV Substation CL***109Y |  | 10 kV | _ | LV | 200 kVA :Kiosk Substation | 0.2 | --> | 0.2 | 0 | 0 | Constrained, otherwise capacity available =153 kVA | --> | 0.19 | 0 | 0.04 | 0 | 0 | Constrained, otherwise capacity available =154 kW | --> | C16 ex NEWBROOK | Newbrook [T42] | MULLINGAR |  | 53.5175 | -7.3604
366404 | MV/LV Substation CN***404 |  | 10 kV | _ | LV | 100 kVA :Pole Substation | 0.1 | --> | 0.1 | 0.063 | 1.47 |  | --> | 0.095 | 0 | 0 | 0.09 | 0 |  | --> | C16 ex SCREEB | Screeb [T41] | SCREEB |  | 53.4086 | -9.5453
015782Z | MV/LV Substation BY***782Z |  | 20 kV | _ | LV | 50 kVA :Pole Substation | 0.05 | --> | 0.05 | 0 | 0 | Constrained, otherwise capacity available =50 kVA | --> | 0.048 | 0 | 0 | 0 | 0 | Constrained, otherwise capacity available =48 kW | --> | E13 ex BLESSINGTON | Blessington [T421,T422] | KILTEEL |  | 53.1388 | -6.6191
005133Y | MV/LV Substation ME***133Y |  | 10 kV | _ | LV | 200 kVA :Kiosk Substation | 0.2 | --> | 0.2 | 0.117 | 3.03 |  | --> | 0.19 | 0 | 0.016 | 0 | 0 | Constrained, otherwise capacity available =166 kW | --> | C17 ex RAMSTOWN | Ramstown [T41,T42] | CRANE |  | 52.666 | -6.2966
069225 | MV/LV Substation CA***225 |  | 10 kV | _ | LV | 630 kVA :Building Structure | 0.63 | --> | 0.63 | 0.286 | 0.91 |  | --> | 0.598 | 0 | 0.067 | 0.5 | 0 |  | --> | C16 ex KIMMAGE | Kimmage [T41,T42] | INCHICORE 220KV |  | 53.317 | -6.302
158897X | MV/LV Substation EN***897X |  | 10 kV | _ | LV | 50 kVA :Pole Substation | 0.05 | --> | 0.05 | 0.05 | 0.83 |  | --> | 0.048 | 0 | 0 | 0 | 0 | Constrained, otherwise capacity available =48 kW | --> | C17 ex MILLTOWN MALBAY | Milltown Malbay [T42] | TULLABRACK |  | 52.7993 | -9.4254
039062 | MV/LV Substation WH***062 |  | 10 kV | _ | LV | 630 kVA :Kiosk Substation | 0.63 | --> | 0.63 | 0.5 | 11.03 |  | --> | 0.598 | 0 | 0.005 | 0.5 | 0 |  | --> | C26 ex SALTHILL | Salthill [T101,T102] | SALTHILL |  | 53.268 | -9.1062
046306 | MV/LV Substation GI***306 |  | 10 kV | _ | LV | 100 kVA :Pole Substation | 0.1 | --> | 0.1 | 0.078 | 4.13 |  | --> | 0.095 | 0 | 0 | 0.092 | 0 |  | --> | C18 ex AGHAGAD | Aghagad [T41,T42] | SLIGO |  | 54.3872 | -8.5281
049365Y | MV/LV Substation EN***365Y |  | 20 kV | _ | LV | 50 kVA :Pole Substation | 0.05 | --> | 0.05 | 0.046 | 0.21 |  | --> | 0.048 | 0 | 0 | 0 | 0 | Constrained, otherwise capacity available =47 kW | --> | E17 ex LONGFORD | Longford [T421,T422] | RICHMOND |  | 53.77 | -7.7307
099578 | MV/LV Substation LI***578 |  | 10 kV | _ | LV | 50 kVA :Pole Substation | 0.05 | --> | 0.05 | 0.048 | 2.96 |  | --> | 0.048 | 0 | 0 | 0 | 0 | Constrained, otherwise capacity available =47 kW | --> | C21 ex BALLYRAINE | Ballyraine [T41,T42] | LETTERKENNY |  | 54.9662 | -7.7087
0144086 | MV/LV Substation CH***4086 |  | 20 kV | _ | LV | 50 kVA :Pole Substation | 0.05 | --> | 0.05 | 0 | 0 | Constrained, otherwise capacity available =8 kVA | --> | 0.048 | 0 | 0 | 0 | 0 | Constrained, otherwise capacity available =42 kW | --> | C11 ex KILDARE | Kildare [T41,T42] | NEWBRIDGE |  | 53.1554 | -6.9648
003554Y | MV/LV Substation VI***554Y |  | 10 kV | _ | LV | 400 kVA :Kiosk Substation | 0.4 | --> | 0.4 | 0 | 0 | Constrained, otherwise capacity available =234 kVA | --> | 0.38 | 0 | 0.097 | 0 | 0 | Constrained, otherwise capacity available =285 kW | --> | C16 ex RATHDRUM | Rathdrum [T42] | ARKLOW |  | 52.9329 | -6.2495
0064404 | MV/LV Substation WO***4404 |  | 10 kV | _ | LV | 50 kVA :Pole Substation | 0.05 | --> | 0.05 | 0.048 | 4.38 |  | --> | 0.048 | 0 | 0 | 0.047 | 0 |  | --> | E14 ex CRANE | Crane [T122] | CRANE |  | 52.5325 | -6.6319
061212X | MV/LV Substation KI***212X |  | 10 kV | _ | LV | 50 kVA :Pole Substation | 0.05 | --> | 0.05 | 0.019 | 2.57 |  | --> | 0.048 | 0 | 0.031 | 0 | 0 | Constrained, otherwise capacity available =20 kW | --> | C17 ex ERRIGAL | Errigal [T41,T422] | SHANKILL |  | 54.1334 | -7.0764
025516X | MV/LV Substation BA***516X |  | 20 kV | _ | LV | 50 kVA :Pole Substation | 0.05 | --> | 0.05 | 0.041 | 6.21 |  | --> | 0.048 | 0 | 0 | 0 | 0 | Constrained, otherwise capacity available =46 kW | --> | E28 ex MILFORD (MWR) | Milford (mwr) [T422] | CHARLEVILLE |  | 52.4051 | -8.7838
355413 | MV/LV Substation RA***413 |  | 10 kV | _ | LV | 200 kVA :Pole Substation | 0.2 | --> | 0.2 | 0.06 | 0.06 | Constrained, otherwise capacity available =152 kVA | --> | 0.19 | 0 | 0 | 0 | 0 | Constrained, otherwise capacity available =183 kW | --> | C17 ex TUBBERCURRY | Tubbercurry [T41,T42] | TONROE |  | 54.0521 | -8.7479
039841X | MV/LV Substation IN***841X |  | 10 kV | _ | LV | 630 kVA :Building Structure | 0.63 | --> | 0.63 | 0 | 0 | Constrained, otherwise capacity available =532 kVA | --> | 0.598 | 0 | 0.03 | 0 | 0 | Constrained, otherwise capacity available =563 kW | --> | C19 ex MONEENAGEISHA | Moneenageisha [T41,T42] | GALWAY 110KV |  | 53.2855 | -9.0311
069418 | MV/LV Substation CO***418 |  | 10 kV | _ | LV | 400 kVA :Kiosk Substation | 0.4 | --> | 0.4 | 0.251 | 4.47 |  | --> | 0.38 | 0 | 0.152 | 0.246 | 0 |  | --> | C18 ex TEMPLEOGUE | Templeogue [T41,T42] | MILLTOWN (DR) |  | 53.2864 | -6.3136
127171Z | MV/LV Substation CA***171Z |  | 10 kV | _ | LV | 200 kVA :Kiosk Substation | 0.2 | --> | 0.2 | 0.166 | 5.89 |  | --> | 0.19 | 0 | 0.006 | 0 | 0 | Constrained, otherwise capacity available =181 kW | --> | C17 ex CASHEL | Cashel [T41,T42] | CAHIR |  | 52.5136 | -7.8955
017397Z | MV/LV Substation SU***397Z |  | 20 kV | _ | LV | 50 kVA :Pole Substation | 0.05 | --> | 0.05 | 0.046 | 1.98 |  | --> | 0.048 | 0 | 0 | 0 | 0 | Constrained, otherwise capacity available =47 kW | --> | E12 ex RATHKEALE | Rathkeale [T421,T422] | RATHKEALE |  | 52.4745 | -8.9944
0754033 | MV/LV Substation RY***4033 |  | 20 kV | _ | LV | 200 kVA :Pole Substation | 0.2 | --> | 0.2 | 0.158 | 1.13 |  | --> | 0.19 | 0 | 0 | 0 | 0 | Constrained, otherwise capacity available =184 kW | --> | E18 ex BUNCLODY | Bunclody [T421,T422] | CRANE |  | 52.6449 | -6.6404
069595 | MV/LV Substation BE***595 |  | 10 kV | _ | LV | 400 kVA :Kiosk Substation | 0.4 | --> | 0.4 | 0 | 0 | Constrained, otherwise capacity available =288 kVA | --> | 0.38 | 0 | 0 | 0.364 | 0 |  | --> | C13 ex DONNYBROOK | Donnybrook [T41,T42] | MILLTOWN (DR) |  | 53.3196 | -6.2382
0674474 | MV/LV Substation NE***4474 |  | 10 kV | _ | LV | 630 kVA :Kiosk Substation | 0.63 | --> | 0.63 | 0 | 0 | Constrained, otherwise capacity available =630 kVA | --> | 0.598 | 0 | 0 | 0 | 0 | Constrained, otherwise capacity available =598 kW | --> | C13 ex DOCK ROAD | Dock Road [T41,T42] | LIMERICK |  | 52.6307 | -8.6725
293403X | MV/LV Substation BE***403X |  | 20 kV | _ | LV | 50 kVA :Pole Substation | 0.05 | --> | 0.05 | 0 | 0 | Constrained, otherwise capacity available =44 kVA | --> | 0.048 | 0 | 0 | 0 | 0 | Constrained, otherwise capacity available =47 kW | --> | E12 ex BALTINGLASS | Baltinglass [T421,T422] | STRATFORD |  | 53.0232 | -6.6994
032394Y | MV/LV Substation CA***394Y |  | 20 kV | _ | LV | 50 kVA :Pole Substation | 0.05 | --> | 0.05 | 0 | 0 | Constrained, otherwise capacity available =47 kVA | --> | 0.048 | 0 | 0 | 0 | 0 | Constrained, otherwise capacity available =47 kW | --> | C14 ex KILMEADEN | Kilmeaden [T42] | BUTLERSTOWN |  | 52.2075 | -7.2865
039682X | MV/LV Substation RI***682X |  | 10 kV | _ | LV | 200 kVA :Kiosk Substation | 0.2 | --> | 0.2 | 0 | 0 | Constrained, otherwise capacity available =156 kVA | --> | 0.19 | 0 | 0.004 | 0 | 0 | Constrained, otherwise capacity available =181 kW | --> | C18 ex ORANMORE | Oranmore [T41,T44] | GALWAY 110KV |  | 53.2678 | -8.9283
127738Y | MV/LV Substation AB***738Y |  | 10 kV | _ | LV | 400 kVA :Kiosk Substation | 0.4 | --> | 0.4 | 0.347 | 5.89 |  | --> | 0.38 | 0 | 0 | 0 | 0 | Constrained, otherwise capacity available =373 kW | --> | C13 ex CASHEL | Cashel [T41,T42] | CAHIR |  | 52.5186 | -7.8849
136069Y | MV/LV Substation HY***069Y |  | 10 kV | _ | LV | 50 kVA :Pole Substation | 0.05 | --> | 0.05 | 0 | 0 | Constrained, otherwise capacity available =28 kVA | --> | 0.048 | 0 | 0 | 0 | 0 | Constrained, otherwise capacity available =44 kW | --> | C13 ex ROSCOMMON | Roscommon [T41,T42] | LANESBORO |  | 53.6238 | -8.1808
125304 | MV/LV Substation LO***304 |  | 20 kV | _ | LV | 50 kVA :Pole Substation | 0.05 | --> | 0.05 | 0.044 | 0.22 |  | --> | 0.048 | 0 | 0 | 0 | 0 | Constrained, otherwise capacity available =47 kW | --> | C16 ex KILSHANNY | Kilshanny [T41,T42] | CAHIR |  | 52.3116 | -8.1828
154536Z | MV/LV Substation ON***536Z |  | 10 kV | _ | LV | 400 kVA :Building Structure | 0.4 | --> | 0.4 | 0 | 0 | Constrained, otherwise capacity available =326 kVA | --> | 0.38 | 0 | 0 | 0.37 | 0 |  | --> | C22 ex MACETOWN | Macetown [T101,T102] | MACETOWN |  | 53.3952 | -6.4379
281094X | MV/LV Substation FO***094X |  | 10 kV | _ | LV | 50 kVA :Pole Substation | 0.05 | --> | 0.05 | 0 | 0 | Constrained, otherwise capacity available =24 kVA | --> | 0.048 | 0 | 0.006 | 0 | 0 | Constrained, otherwise capacity available =40 kW | --> | C21 ex KILMONEY | Kilmoney [T41,T42] | TRABEG |  | 51.7744 | -8.3145
058510Y | MV/LV Substation SH***510Y |  | 10 kV | _ | LV | 200 kVA :Kiosk Substation | 0.2 | --> | 0.2 | 0.2 | 3 |  | --> | 0.19 | 0 | 0 | 0 | 0 | Constrained, otherwise capacity available =190 kW | --> | C21 ex NENAGH | Nenagh [T41,T42] | NENAGH |  | 52.8629 | -8.2055
116551X | MV/LV Substation KN***551X |  | 10 kV | _ | LV | 200 kVA :Kiosk Substation | 0.2 | --> | 0.2 | 0.157 | 7.32 |  | --> | 0.19 | 0 | 0.055 | 0.143 | 0 |  | --> | C12 ex CARROWBEG | Carrowbeg [T41,T42] | CARROWBEG |  | 53.8018 | -9.5048
011236Y | MV/LV Substation SE***236Y |  | 10 kV | _ | LV | 50 kVA :Pole Substation | 0.05 | --> | 0.05 | 0 | 0 | Constrained, otherwise capacity available =23 kVA | --> | 0.048 | 0 | 0 | 0 | 0 | Constrained, otherwise capacity available =44 kW | --> | C23 ex GORESBRIDGE | Goresbridge [T41,T42] | KILKENNY |  | 52.6797 | -7.0178
1324243 | MV/LV Substation AN***4243 |  | 10 kV | _ | LV | 100 kVA :Pole Substation | 0.1 | --> | 0.1 | 0 | 0 | Constrained, otherwise capacity available =94 kVA | --> | 0.095 | 0 | 0.01 | 0 | 0 | Constrained, otherwise capacity available =87 kW | --> | C17 ex LOUGHREA | Loughrea [T41,T42] | SOMERSET |  | 53.2064 | -8.5752
192765 | MV/LV Substation AD***765 |  | 20 kV | _ | LV | 50 kVA :Pole Substation | 0.05 | --> | 0.05 | 0.042 | 1.7 |  | --> | 0.048 | 0 | 0.005 | 0 | 0 | Constrained, otherwise capacity available =43 kW | --> | E15 ex GWEEDORE | Gweedore [T421] | ARDNAGAPPARY |  | 55.1124 | -8.1363
196191X | MV/LV Substation KI***191X |  | 20 kV | _ | LV | 630 kVA :Kiosk Substation | 0.63 | --> | 0.63 | 0.33 | 0.33 | Constrained, otherwise capacity available =515 kVA | --> | 0.598 | 0 | 0.078 | 0 | 0 | Constrained, otherwise capacity available =525 kW | --> | E31 ex TRIM | Trim [T421] | NAVAN |  | 53.5673 | -6.9024
081518Z | MV/LV Substation DE***518Z |  | 10 kV | _ | LV | 100 kVA :Pole Substation | 0.1 | --> | 0.1 | 0 | 0 | Constrained, otherwise capacity available =94 kVA | --> | 0.095 | 0 | 0 | 0 | 0 | Constrained, otherwise capacity available =94 kW | --> | C15 ex MONEYCOOLEY | Moneycooley [T41,T42,T44] | GRIFFINRATH |  | 53.3549 | -6.6465
139059 | MV/LV Substation OL***059 |  | 10 kV | _ | LV | 400 kVA :Building Structure | 0.4 | --> | 0.4 | 0.374 | 2.68 |  | --> | 0.38 | 0 | 0.025 | 0 | 0 | Constrained, otherwise capacity available =358 kW | --> | C17 ex OLDCASTLE | Oldcastle [T41,T422] | MULLINGAR |  | 53.7705 | -7.16
028465 | MV/LV Substation RO***465 |  | 10 kV | _ | LV | 50 kVA :Pole Substation | 0.05 | --> | 0.05 | 0.045 | 19.7 |  | --> | 0.048 | 0 | 0 | 0.047 | 0 |  | --> | C14 ex COW CROSS | Cow Cross [T102,T41] | COW CROSS |  | 51.8816 | -8.273
049317X | MV/LV Substation BA***317X |  | 10 kV | _ | LV | 200 kVA :Pole Substation | 0.2 | --> | 0.2 | 0.133 | 0.13 | Constrained, otherwise capacity available =200 kVA | --> | 0.19 | 0 | 0 | 0 | 0 | Constrained, otherwise capacity available =190 kW | --> | C14 ex BALLYMAHON | Ballymahon [T41,T42] | ATHLONE |  | 53.6406 | -7.6769
066598 | MV/LV Substation BE***598 |  | 20 kV | _ | LV | 50 kVA :Pole Substation | 0.05 | --> | 0.05 | 0 | 0 | Constrained, otherwise capacity available =41 kVA | --> | 0.048 | 0 | 0 | 0 | 0 | Constrained, otherwise capacity available =46 kW | --> | E15 ex BATTER LANE TEMPORARY | Batter Lane Temporary 38kv [T421] | GLASMORE |  | 53.4895 | -6.2167
042096 | MV/LV Substation KN***096 |  | 10 kV | _ | LV | 200 kVA :Kiosk Substation | 0.2 | --> | 0.2 | 0 | 0 | Constrained, otherwise capacity available =100 kVA | --> | 0.19 | 0 | 0.019 | 0 | 0 | Constrained, otherwise capacity available =162 kW | --> | C19 ex KNOCKAPHUNTA | Knockaphunta [T41,T42] | CASTLEBAR |  | 53.8423 | -9.3205
001196 | MV/LV Substation MO***196 |  | 10 kV | _ | LV | 630 kVA :Kiosk Substation | 0.63 | --> | 0.63 | 0.408 | 1.23 |  | --> | 0.598 | 0 | 0.091 | 0.5 | 0 |  | --> | C20 ex SALLYNOGGIN ROAD | Sallynoggin Road [T41,T42] | CHERRYWOOD |  | 53.2857 | -6.1465
254266 | MV/LV Substation BA***266 |  | 20 kV | _ | LV | 50 kVA :Pole Substation | 0.05 | --> | 0.05 | 0 | 0 | Constrained, otherwise capacity available =47 kVA | --> | 0.048 | 0 | 0.006 | 0 | 0 | Constrained, otherwise capacity available =43 kW | --> | C17 ex TUAM NORTH | Tuam North [T41,T42] | CLOON |  | 53.5082 | -8.8094
081405Z | MV/LV Substation SO***405Z |  | 10 kV | _ | LV | 200 kVA :Kiosk Substation | 0.2 | --> | 0.2 | 0 | 0 | Constrained, otherwise capacity available =200 kVA | --> | 0.19 | 0 | 0 | 0 | 0 | Constrained, otherwise capacity available =190 kW | --> | C11 ex COOLMINE | Coolmine [T41,T42] | FINGLAS |  | 53.3668 | -6.4031
012613X | MV/LV Substation OL***613X |  | 20 kV | _ | LV | 50 kVA :Pole Substation | 0.05 | --> | 0.05 | 0.045 | 2.83 |  | --> | 0.048 | 0 | 0 | 0 | 0 | Constrained, otherwise capacity available =47 kW | --> | E17 ex BAGENALSTOWN | Bagenalstown [T421,T422] | CARLOW |  | 52.7352 | -7.017
089003X | MV/LV Substation TH***003X |  | 10 kV | _ | LV | 50 kVA :Pole Substation | 0.05 | --> | 0.05 | 0.03 | 0.74 |  | --> | 0.048 | 0 | 0.026 | 0 | 0 | Constrained, otherwise capacity available =26 kW | --> | C16 ex RAHANS | Rahans [T41] | MOY |  | 54.106 | -9.1527
067013X | MV/LV Substation EL***013X |  | 10 kV | _ | LV | 200 kVA :Kiosk Substation | 0.2 | --> | 0.2 | 0 | 0 | Constrained, otherwise capacity available =93 kVA | --> | 0.19 | 0 | 0 | 0.175 | 0 |  | --> | C11 ex GARRYOWEN | Garryowen [T41,T42] | LIMERICK |  | 52.6473 | -8.6243
011519X | MV/LV Substation DU***519X |  | 10 kV | _ | LV | 50 kVA :Pole Substation | 0.05 | --> | 0.05 | 0 | 0 | Constrained, otherwise capacity available =41 kVA | --> | 0.048 | 0 | 0 | 0 | 0 | Constrained, otherwise capacity available =46 kW | --> | C21 ex TALBOTS INCH | Talbots Inch [T41,T42] | KILKENNY |  | 52.7331 | -7.2474
067117Y | MV/LV Substation BR***117Y |  | 10 kV | _ | LV | 200 kVA :Kiosk Substation | 0.2 | --> | 0.2 | 0 | 0 | Constrained, otherwise capacity available =157 kVA | --> | 0.19 | 0 | 0.022 | 0 | 0 | Constrained, otherwise capacity available =168 kW | --> | C18 ex CORBALLY | Corbally [T41,T42] | ARDNACRUSHA |  | 52.6834 | -8.6212
210327 | MV/LV Substation CO***327 |  | 20 kV | _ | LV | 50 kVA :Pole Substation | 0.05 | --> | 0.05 | 0 | 0 | Constrained, otherwise capacity available =46 kVA | --> | 0.048 | 0 | 0 | 0 | 0 | Constrained, otherwise capacity available =47 kW | --> | C17 ex CARRICKMACROSS | Carrickmacross [T41,T42] | MEATH HILL |  | 53.9865 | -6.6091
093126 | MV/LV Substation MC***126 |  | 10 kV | _ | LV | 400 kVA :Kiosk Substation | 0.4 | --> | 0.4 | 0 | 0 | Constrained, otherwise capacity available =287 kVA | --> | 0.38 | 0 | 0.014 | 0.354 | 0 |  | --> | C22 ex UNIDARE | Unidare [T41,T42] | FINGLAS |  | 53.3933 | -6.3015
154185Z | MV/LV Substation CO***185Z |  | 10 kV | _ | LV | 1000 kVA :Building Structure | 1 | --> | 1 | 0 | 0 | Constrained, otherwise capacity available =889 kVA | --> | 0.95 | 0 | 0 | 0 | 0 | Constrained, otherwise capacity available =935 kW | --> | C11 ex BALLYCOOLIN | Ballycoolin [T41,T42,T43] | FINGLAS |  | 53.4104 | -6.369
127170Z | MV/LV Substation WI***170Z |  | 10 kV | _ | LV | 200 kVA :Kiosk Substation | 0.2 | --> | 0.2 | 0.15 | 5.89 |  | --> | 0.19 | 0 | 0 | 0 | 0 | Constrained, otherwise capacity available =183 kW | --> | C12 ex CASHEL | Cashel [T41,T42] | CAHIR |  | 52.5058 | -7.8956
061436X | MV/LV Substation LA***436X |  | 10 kV | _ | LV | 50 kVA :Pole Substation | 0.05 | --> | 0.05 | 0.045 | 2.04 |  | --> | 0.048 | 0 | 0 | 0 | 0 | Constrained, otherwise capacity available =47 kW | --> | C19 ex BALLYBAY | Ballybay [T41,T42] | LISDRUM |  | 54.0741 | -6.9467
0934090 | MV/LV Substation CO***4090 |  | 10 kV | _ | LV | 630 kVA :Building Structure | 0.63 | --> | 0.63 | 0 | 0 | Constrained, otherwise capacity available =471 kVA | --> | 0.598 | 0 | 0 | 0.5 | 0 |  | --> | C17 ex UNIDARE | Unidare [T41,T42] | FINGLAS |  | 53.4117 | -6.3177
377631X | MV/LV Substation OC***631X |  | 20 kV | _ | LV | 100 kVA :Pole Substation | 0.1 | --> | 0.1 | 0 | 0 | Constrained, otherwise capacity available =98 kVA | --> | 0.095 | 0 | 0 | 0 | 0 | Constrained, otherwise capacity available =95 kW | --> | E12 ex GURRANEBANE | Gurranebane [T421,T422] | OUGHTRAGH |  | 51.9619 | -10.18
281555Z | MV/LV Substation WE***555Z |  | 10 kV | _ | LV | 400 kVA :Kiosk Substation | 0.4 | --> | 0.4 | 0 | 0 | Constrained, otherwise capacity available =318 kVA | --> | 0.38 | 0 | 0.015 | 0 | 0 | Constrained, otherwise capacity available =358 kW | --> | C18 ex DOUGLAS | Douglas [T41,T42] | TRABEG |  | 51.8697 | -8.4302
021168Y | MV/LV Substation SE***168Y |  | 20 kV | _ | LV | 400 kVA :Building Structure | 0.4 | --> | 0.4 | 0 | 0 | Constrained, otherwise capacity available =277 kVA | --> | 0.38 | 0 | 0.058 | 0 | 0 | Constrained, otherwise capacity available =320 kW | --> | E21 ex CURRALEIGH | Curraleigh [T421,T422] | KILBARRY |  | 51.9255 | -8.612
065092Z | MV/LV Substation HA***092Z |  | 10 kV | _ | LV | 400 kVA :Kiosk Substation | 0.4 | --> | 0.4 | 0 | 0 | Constrained, otherwise capacity available =294 kVA | --> | 0.38 | 0 | 0.043 | 0 | 0 | Constrained, otherwise capacity available =333 kW | --> | C18 ex LOUGHSHINNY | Loughshinny [T41,T42] | GLASMORE |  | 53.5234 | -6.1086
156258Z | MV/LV Substation EM***258Z |  | 20 kV | _ | LV | 100 kVA :Pole Substation | 0.1 | --> | 0.1 | 0.096 | 2.47 |  | --> | 0.095 | 0 | 0 | 0 | 0 | Constrained, otherwise capacity available =94 kW | --> | E19 ex TELAYDON | Telaydon [T42,T421] | LISDRUM |  | 54.3323 | -6.9486
039875X | MV/LV Substation HE***875X |  | 10 kV | _ | LV | 200 kVA :Kiosk Substation | 0.2 | --> | 0.2 | 0.171 | 11.03 |  | --> | 0.19 | 0 | 0.016 | 0.174 | 0 |  | --> | C28 ex SALTHILL | Salthill [T101,T102] | SALTHILL |  | 53.2554 | -9.1526
154535Z | MV/LV Substation CH***535Z |  | 10 kV | _ | LV | 200 kVA :Kiosk Substation | 0.2 | --> | 0.2 | 0 | 0 | Constrained, otherwise capacity available =188 kVA | --> | 0.19 | 0 | 0.005 | 0.185 | 0 |  | --> | C39 ex COLLEGE PARK | College Park [T101,T102,T103] | COLLEGE PARK |  | 53.4325 | -6.3776
062033Z | MV/LV Substation RA***033Z |  | 10 kV | _ | LV | 200 kVA :Kiosk Substation | 0.2 | --> | 0.2 | 0.153 | 5.69 |  | --> | 0.19 | 0 | 0.015 | 0 | 0 | Constrained, otherwise capacity available =172 kW | --> | C19 ex RAMPARTS | Ramparts [T41,T42] | DUNDALK |  | 54.0186 | -6.3905
052002 | MV/LV Substation AU***002 |  | 10 kV | _ | LV | 630 kVA :Kiosk Substation | 0.63 | --> | 0.63 | 0.34 | 10.9 |  | --> | 0.598 | 0 | 0.01 | 0.5 | 0 |  | --> | C19 ex MULLINGAR | Mullingar [T101,T102] | MULLINGAR |  | 53.5259 | -7.3362
0814242 | MV/LV Substation OP***4242 |  | 20 kV | _ | LV | 400 kVA :Kiosk Substation | 0.4 | --> | 0.4 | 0 | 0 | Constrained, otherwise capacity available =400 kVA | --> | 0.38 | 0 | 0 | 0.38 | 0 |  | --> | E24 ex ADAMSTOWN | Adamstown [T121,T122] | INCHICORE 220KV |  | 53.3384 | -6.4957
093117 | MV/LV Substation BA***117 |  | 10 kV | _ | LV | 400 kVA :Kiosk Substation | 0.4 | --> | 0.4 | 0.245 | 2.86 |  | --> | 0.38 | 0 | 0.063 | 0.312 | 0 |  | --> | C17 ex BALLYMUN | Ballymun [T41,T42] | FINGLAS |  | 53.3896 | -6.2746
2444126 | MV/LV Substation CO***4126 |  | 20 kV | _ | LV | 50 kVA :Pole Substation | 0.05 | --> | 0.05 | 0 | 0 | Constrained, otherwise capacity available =39 kVA | --> | 0.048 | 0 | 0 | 0 | 0 | Constrained, otherwise capacity available =46 kW | --> | E16 ex MILLTOWN (SR) | Milltown (sr) [T421,T422] | OUGHTRAGH |  | 52.0988 | -9.7826
058441X | MV/LV Substation GU***441X |  | 20 kV | _ | LV | 100 kVA :Pole Substation | 0.1 | --> | 0.1 | 0.091 | 0.18 |  | --> | 0.095 | 0 | 0.005 | 0 | 0 | Constrained, otherwise capacity available =90 kW | --> | C18 ex TOOMEVARA | Toomevara [T42] | NENAGH |  | 52.784 | -8.0339
281113Y | MV/LV Substation GR***113Y |  | 10 kV | _ | LV | 200 kVA :Pole Substation | 0.2 | --> | 0.2 | 0 | 0 | Constrained, otherwise capacity available =42 kVA | --> | 0.19 | 0 | 0 | 0.168 | 0 |  | --> | C11 ex BISHOPSTOWN | Bishopstown [T41,T42] | KILBARRY |  | 51.8935 | -8.5332
046345X | MV/LV Substation SA***345X |  | 10 kV | _ | LV | 200 kVA :Kiosk Substation | 0.2 | --> | 0.2 | 0.176 | 5.78 |  | --> | 0.19 | 0 | 0 | 0.187 | 0 |  | --> | C20 ex OAKFIELD | Oakfield [T41,T42] | SLIGO |  | 54.273 | -8.5806
258462 | MV/LV Substation RO***462 |  | 20 kV | _ | LV | 50 kVA :Pole Substation | 0.05 | --> | 0.05 | 0.041 | 1.86 |  | --> | 0.048 | 0 | 0.01 | 0 | 0 | Constrained, otherwise capacity available =39 kW | --> | E18 ex CREESLOUGH | Creeslough [T421] | ARDNAGAPPARY |  | 55.113 | -7.9083
2094018 | MV/LV Substation AR***4018 |  | 10 kV | _ | LV | 200 kVA :Pole Substation | 0.2 | --> | 0.2 | 0 | 0 | Constrained, otherwise capacity available =170 kVA | --> | 0.19 | 0 | 0 | 0 | 0 | Constrained, otherwise capacity available =186 kW | --> | C16 ex MILFORD (NR) | Milford (nr) [T41,T42] | LETTERKENNY |  | 55.0263 | -7.7807
156341X | MV/LV Substation ST***341X |  | 20 kV | _ | LV | 50 kVA :Pole Substation | 0.05 | --> | 0.05 | 0.049 | 2.47 |  | --> | 0.048 | 0 | 0 | 0 | 0 | Constrained, otherwise capacity available =47 kW | --> | E19 ex TELAYDON | Telaydon [T42,T421] | LISDRUM |  | 54.3278 | -6.9107
0524323 | MV/LV Substation CO***4323 |  | 20 kV | _ | LV | 630 kVA :Building Structure | 0.63 | --> | 0.63 | 0.394 | 10.9 |  | --> | 0.598 | 0 | 0 | 0.5 | 0 |  | --> | C25 ex MULLINGAR | Mullingar [T101,T102] | MULLINGAR |  | 53.5605 | -7.4578
023009 | MV/LV Substation EF***009 |  | 10 kV | _ | LV | 100 kVA :Pole Substation | 0.1 | --> | 0.1 | 0 | 0 | Constrained, otherwise capacity available =83 kVA | --> | 0.095 | 0 | 0 | 0 | 0 | Constrained, otherwise capacity available =93 kW | --> | E14 ex CASTLELYONS | Castlelyons [T421,T422] | BARRYMORE |  | 52.0781 | -8.2251
365436X | MV/LV Substation TO***436X |  | 10 kV | _ | LV | 200 kVA :Kiosk Substation | 0.2 | --> | 0.2 | 0 | 0 | Constrained, otherwise capacity available =131 kVA | --> | 0.19 | 0 | 0.012 | 0.171 | 0 |  | --> | C20 ex CLONDALKIN | Clondalkin [T41,T42,T44] | INCHICORE 220KV |  | 53.3213 | -6.3951
067194Y | MV/LV Substation BA***194Y |  | 10 kV | _ | LV | 200 kVA :Kiosk Substation | 0.2 | --> | 0.2 | 0 | 0 | Constrained, otherwise capacity available =124 kVA | --> | 0.19 | 0 | 0.07 | 0 | 0 | Constrained, otherwise capacity available =128 kW | --> | C13 ex DOCK ROAD | Dock Road [T41,T42] | LIMERICK |  | 52.6371 | -8.6663
0814274 | MV/LV Substation PA***4274 |  | 10 kV | _ | LV | 1000 kVA :Building Structure | 1 | --> | 1 | 0 | 0 | Constrained, otherwise capacity available =917 kVA | --> | 0.95 | 0 | 0 | 0 | 0 | Constrained, otherwise capacity available =939 kW | --> | C11 ex PALMERSTOWN | Palmerstown [T41,T42] | FINGLAS |  | 53.3563 | -6.3734
075447X | MV/LV Substation BA***447X |  | 20 kV | _ | LV | 50 kVA :Pole Substation | 0.05 | --> | 0.05 | 0.043 | 4.38 |  | --> | 0.048 | 0 | 0.005 | 0.043 | 0 |  | --> | E17 ex CRANE | Crane [T122] | CRANE |  | 52.5394 | -6.3375
002733 | MV/LV Substation TH***733 |  | 10 kV | _ | LV | 50 kVA :Pole Substation | 0.05 | --> | 0.05 | 0.039 | 2.36 |  | --> | 0.048 | 0 | 0.017 | 0.033 | 0 |  | --> | C16 ex BRAY | Bray [T41,T42] | FASSAROE |  | 53.1676 | -6.1446
039467X | MV/LV Substation GO***467X |  | 10 kV | _ | LV | 200 kVA :Kiosk Substation | 0.2 | --> | 0.2 | 0.131 | 11.03 |  | --> | 0.19 | 0 | 0.008 | 0.174 | 0 |  | --> | C22 ex SALTHILL | Salthill [T101,T102] | SALTHILL |  | 53.2713 | -9.0938
0564213 | MV/LV Substation LI***4213 |  | 20 kV | _ | LV | 50 kVA :Pole Substation | 0.05 | --> | 0.05 | 0.05 | 0.89 |  | --> | 0.048 | 0 | 0 | 0 | 0 | Constrained, otherwise capacity available =48 kW | --> | E18 ex BIRR | Birr [T41,T422] | DALLOW |  | 53.1018 | -8.0377
139425X | MV/LV Substation PO***425X |  | 10 kV | _ | LV | 200 kVA :Pole Substation | 0.2 | --> | 0.2 | 0.125 | 4 |  | --> | 0.19 | 0 | 0.077 | 0 | 0 | Constrained, otherwise capacity available =122 kW | --> | C19 ex BALLYJAMESDUFF | Ballyjamesduff [T41,T42] | SHANKILL |  | 53.8271 | -7.243
1514138 | MV/LV Substation CU***4138 |  | 20 kV | _ | LV | 50 kVA :Pole Substation | 0.05 | --> | 0.05 | 0.029 | 2.96 |  | --> | 0.048 | 0 | 0 | 0 | 0 | Constrained, otherwise capacity available =44 kW | --> | E13 ex CHARLEVILLE | Charleville [T421,T422] | CHARLEVILLE |  | 52.3457 | -8.5623
021141Z | MV/LV Substation TH***141Z |  | 10 kV | _ | LV | 200 kVA :Building Structure | 0.2 | --> | 0.2 | 0.178 | 6.78 |  | --> | 0.19 | 0 | 0.027 | 0.167 | 0 |  | --> | C35 ex CASTLEVIEW | Castleview [T101,T102] | CASTLEVIEW |  | 51.8972 | -8.3461
020592X | MV/LV Substation MA***592X |  | 10 kV | _ | LV | 200 kVA :Kiosk Substation | 0.2 | --> | 0.2 | 0 | 0 | Constrained, otherwise capacity available =181 kVA | --> | 0.19 | 0 | 0.004 | 0 | 0 | Constrained, otherwise capacity available =184 kW | --> | C18 ex COOLCORCORAN | Coolcorcoran [T41,T42] | KNOCKEARAGH |  | 52.0784 | -9.5253
066096Y | MV/LV Substation PO***096Y |  | 10 kV | _ | LV | 50 kVA :Pole Substation | 0.05 | --> | 0.05 | 0 | 0 | Constrained, otherwise capacity available =45 kVA | --> | 0.048 | 0 | 0 | 0 | 0 | Constrained, otherwise capacity available =47 kW | --> | C15 ex MALAHIDE | Malahide [T41,T42] | GLASMORE |  | 53.4204 | -6.1297
110110X | MV/LV Substation DU***110X |  | 20 kV | _ | LV | 200 kVA :Pole Substation | 0.2 | --> | 0.2 | 0.188 | 0.76 |  | --> | 0.19 | 0 | 0 | 0 | 0 | Constrained, otherwise capacity available =188 kW | --> | E19 ex KENMARE | Kenmare [T421] | KNOCKEARAGH |  | 51.8767 | -9.6201
029156 | MV/LV Substation SL***156 |  | 10 kV | _ | LV | 50 kVA :Pole Substation | 0.05 | --> | 0.05 | 0 | 0 | Constrained, otherwise capacity available =22 kVA | --> | 0.048 | 0 | 0 | 0 | 0 | Constrained, otherwise capacity available =44 kW | --> | C17 ex CARRIGTWOHILL |  |  |  | 51.9034 | -8.2812
053032 | MV/LV Substation TH***032 |  | 10 kV | _ | LV | 400 kVA :Kiosk Substation | 0.4 | --> | 0.4 | 0.34 | 3.28 |  | --> | 0.38 | 0 | 0.003 | 0.369 | 0 |  | --> | C23 ex SRAH | Srah [T43] | THORNSBERRY |  | 53.28 | -7.4867
014908Z | MV/LV Substation RO***908Z |  | 10 kV | _ | LV | 400 kVA :Kiosk Substation | 0.4 | --> | 0.4 | 0 | 0 | Constrained, otherwise capacity available =281 kVA | --> | 0.38 | 0 | 0.02 | 0 | 0 | Constrained, otherwise capacity available =348 kW | --> | C15 ex MORRISTOWN | Morristown [T41,T42] | NEWBRIDGE |  | 53.1907 | -6.8049
025407Y | MV/LV Substation BR***407Y |  | 20 kV | _ | LV | 630 kVA :Kiosk Substation | 0.63 | --> | 0.63 | 0.5 | 2.96 |  | --> | 0.598 | 0 | 0.03 | 0 | 0 | Constrained, otherwise capacity available =567 kW | --> | E17 ex CHARLEVILLE | Charleville [T421,T422] | CHARLEVILLE |  | 52.3463 | -8.6781
052405X | MV/LV Substation GR***405X |  | 10 kV | _ | LV | 200 kVA :Kiosk Substation | 0.2 | --> | 0.2 | 0 | 0 | Constrained, otherwise capacity available =76 kVA | --> | 0.19 | 0 | 0.02 | 0 | 0 | Constrained, otherwise capacity available =158 kW | --> | C18 ex NEWBROOK | Newbrook [T42] | MULLINGAR |  | 53.5197 | -7.3761
156245X | MV/LV Substation AR***245X |  | 20 kV | _ | LV | 200 kVA :Kiosk Substation | 0.2 | --> | 0.2 | 0.156 | 2.47 |  | --> | 0.19 | 0 | 0 | 0 | 0 | Constrained, otherwise capacity available =184 kW | --> | E19 ex TELAYDON | Telaydon [T42,T421] | LISDRUM |  | 54.3186 | -6.8974
067187Y | MV/LV Substation NE***187Y |  | 20 kV | _ | LV | 400 kVA :Kiosk Substation | 0.4 | --> | 0.4 | 0.308 | 6.81 |  | --> | 0.38 | 0 | 0.048 | 0.332 | 0 |  | --> | C03 ex AHANE | Ahane [T102] | AHANE |  | 52.6614 | -8.5354
253438Z | MV/LV Substation CA***438Z |  | 20 kV | _ | LV | 50 kVA :Pole Substation | 0.05 | --> | 0.05 | 0 | 0 | Constrained, otherwise capacity available =44 kVA | --> | 0.048 | 0 | 0 | 0 | 0 | Constrained, otherwise capacity available =47 kW | --> | E13 ex HEADFORD | Headford [T41,T42] | CLOON |  | 53.5044 | -9.073
288237 | MV/LV Substation JA***237 |  | 10 kV | _ | LV | 50 kVA :Pole Substation | 0.05 | --> | 0.05 | 0 | 0 |  | --> | 0.048 | 0 | 0 | 0.037 | 0 |  | --> | C18 ex CARRICKMINES | Carrickmines [T41,T42] | CARRICKMINES |  | 53.25 | -6.2028
067137 | MV/LV Substation LI***137 |  | 10 kV | _ | LV | 400 kVA :Building Structure | 0.4 | --> | 0.4 | 0 | 0 | Constrained, otherwise capacity available =256 kVA | --> | 0.38 | 0 | 0.011 | 0.352 | 0 |  | --> | C15 ex ROCHES STREET | Roches Street [T41,T42] | LIMERICK |  | 52.6593 | -8.6156
365741X | MV/LV Substation EL***741X |  | 10 kV | _ | LV | 200 kVA :Kiosk Substation | 0.2 | --> | 0.2 | 0 | 0 | Constrained, otherwise capacity available =89 kVA | --> | 0.19 | 0 | 0.015 | 0.163 | 0 |  | --> | C21 ex OLDBAWN | Oldbawn [T41,T42] | COOKSTOWN |  | 53.2669 | -6.3672
006759X | MV/LV Substation EI***759X |  | 10 kV | _ | LV | 200 kVA :Building Structure | 0.2 | --> | 0.2 | 0.05 | 3.12 |  | --> | 0.19 | 0 | 0.016 | 0 | 0 | Constrained, otherwise capacity available =157 kW | --> | C14 ex BELLFIELD | Bellfield [T41,T42] | CRANE |  | 52.5074 | -6.5778
117526Y | MV/LV Substation LA***526Y |  | 20 kV | _ | LV | 1000 kVA :Building Structure | 1 | --> | 1 | 0 | 0 | Constrained, otherwise capacity available =962 kVA | --> | 0.95 | 0 | 0.02 | 0 | 0 | Constrained, otherwise capacity available =930 kW | --> | E18 ex COLLOONEY | Collooney [T421,T422] | SLIGO |  | 54.1757 | -8.4828
055081Y | MV/LV Substation CO***081Y |  | 20 kV | _ | LV | 50 kVA :Pole Substation | 0.05 | --> | 0.05 | 0 | 0 | Constrained, otherwise capacity available =35 kVA | --> | 0.048 | 0 | 0 | 0 | 0 | Constrained, otherwise capacity available =45 kW | --> | E22 ex ROSCREA | Roscrea [T41,T42] | IKERRIN |  | 52.9727 | -7.9357
066294Z | MV/LV Substation CH***294Z |  | 10 kV | _ | LV | 400 kVA :Kiosk Substation | 0.4 | --> | 0.4 | 0 | 0 | Constrained, otherwise capacity available =330 kVA | --> | 0.38 | 0 | 0 | 0.37 | 0 |  | --> | C15 ex MOUNTGORRY | Mountgorry [T41,T42] | GRANGE (DR) |  | 53.4584 | -6.2193
237990 | MV/LV Substation CO***990 |  | 10 kV | _ | LV | 50 kVA :Pole Substation | 0.05 | --> | 0.05 | 0 | 0 | Constrained, otherwise capacity available =40 kVA | --> | 0.048 | 0 | 0.003 | 0 | 0 | Constrained, otherwise capacity available =44 kW | --> | C12 ex KILSARAN | Kilsaran [T42] | DRYBRIDGE |  | 53.9002 | -6.3822
0694106 | MV/LV Substation LI***4106 |  | 10 kV | _ | LV | 1000 kVA :Building Structure | 1 | --> | 1 | 0.5 | 4.47 |  | --> | 0.95 | 0 | 0.018 | 0.5 | 0 |  | --> | C14 ex TEMPLEOGUE | Templeogue [T41,T42] | MILLTOWN (DR) |  | 53.307 | -6.3383
093382X | MV/LV Substation GL***382X |  | 10 kV | _ | LV | 200 kVA :Kiosk Substation | 0.2 | --> | 0.2 | 0.108 | 2.86 |  | --> | 0.19 | 0 | 0.014 | 0.167 | 0 |  | --> | C18 ex BALLYMUN | Ballymun [T41,T42] | FINGLAS |  | 53.3796 | -6.2853
021341 | MV/LV Substation DO***341 |  | 10 kV | _ | LV | 630 kVA :Building Structure | 0.63 | --> | 0.63 | 0 | 0 | Constrained, otherwise capacity available =438 kVA | --> | 0.598 | 0 | 0.014 | 0.5 | 0 |  | --> | C27 ex KILBARRY | Kilbarry [T101,T43] | KILBARRY |  | 51.9029 | -8.478
119826X | MV/LV Substation SC***826X |  | 10 kV | _ | LV | 200 kVA :Pole Substation | 0.2 | --> | 0.2 | 0.2 | 4.16 |  | --> | 0.19 | 0 | 0 | 0.19 | 0 |  | --> | C20 ex NEWMARKET (SR) | Newmarket (sr) [T41,T42] | GLENLARA |  | 52.2164 | -9.0035
066769Z | MV/LV Substation RO***769Z |  | 20 kV | _ | LV | 400 kVA :Building Structure | 0.4 | --> | 0.4 | 0 | 0 | Constrained, otherwise capacity available =340 kVA | --> | 0.38 | 0 | 0 | 0 | 0 | Constrained, otherwise capacity available =372 kW | --> | E21 ex ASHBOURNE | Ashbourne [T421,T422] | FINGLAS |  | 53.4825 | -6.2893
068885X | MV/LV Substation GR***885X |  | 10 kV | _ | LV | 1000 kVA :Building Structure | 1 | --> | 1 | 0.5 | 9.28 |  | --> | 0.95 | 0 | 0 | 0.5 | 0 |  | --> | C02 ex PEMBROKE | Pembroke [T41,T42,T43,T44] | RINGSEND |  | 53.3403 | -6.2366
022851X | MV/LV Substation FO***851X |  | 10 kV | _ | LV | 50 kVA :Pole Substation | 0.05 | --> | 0.05 | 0.04 | 2.14 |  | --> | 0.048 | 0 | 0.005 | 0 | 0 | Constrained, otherwise capacity available =42 kW | --> | C13 ex BUTTEVANT | Buttevant [T41,T42] | MALLOW |  | 52.1911 | -8.643
060789X | MV/LV Substation AS***789X |  | 10 kV | _ | LV | 100 kVA :Pole Substation | 0.1 | --> | 0.1 | 0.097 | 2.57 |  | --> | 0.095 | 0 | 0.005 | 0 | 0 | Constrained, otherwise capacity available =91 kW | --> | C13 ex ERRIGAL | Errigal [T41,T422] | SHANKILL |  | 54.0696 | -7.1246
0144247 | MV/LV Substation LI***4247 |  | 10 kV | _ | LV | 200 kVA :Building Structure | 0.2 | --> | 0.2 | 0 | 0 | Constrained, otherwise capacity available =94 kVA | --> | 0.19 | 0 | 0.006 | 0 | 0 | Constrained, otherwise capacity available =170 kW | --> | C18 ex KILDARE | Kildare [T41,T42] | NEWBRIDGE |  | 53.156 | -6.9035
093210Z | MV/LV Substation GL***210Z |  | 10 kV | _ | LV | 200 kVA :Kiosk Substation | 0.2 | --> | 0.2 | 0 | 0 | Constrained, otherwise capacity available =150 kVA | --> | 0.19 | 0 | 0.011 | 0.175 | 0 |  | --> | C14 ex MERVILLE | Merville [T41,T42] | FINGLAS |  | 53.3814 | -6.2866
093469Z | MV/LV Substation BE***469Z |  | 10 kV | _ | LV | 630 kVA :Kiosk Substation | 0.63 | --> | 0.63 | 0 | 0 | Constrained, otherwise capacity available =399 kVA | --> | 0.598 | 0 | 0.016 | 0.5 | 0 |  | --> | C28 ex KILMORE | Kilmore [T101,T102,T103] | FINGLAS |  | 53.4049 | -6.1735
065450Z | MV/LV Substation BE***450Z |  | 20 kV | _ | LV | 200 kVA :Pole Substation | 0.2 | --> | 0.2 | 0 | 0 | Constrained, otherwise capacity available =199 kVA | --> | 0.19 | 0 | 0 | 0.19 | 0 |  | --> | C26 ex STEPHENSTOWN | Stephenstown [T101,T102] | FINGLAS |  | 53.5677 | -6.258
151029X | MV/LV Substation RA***029X |  | 20 kV | _ | LV | 100 kVA :Pole Substation | 0.1 | --> | 0.1 | 0 | 0 | Constrained, otherwise capacity available =90 kVA | --> | 0.095 | 0 | 0 | 0 | 0 | Constrained, otherwise capacity available =94 kW | --> | E09 ex BRUFF |  |  |  | 52.5333 | -8.5148
366086 | MV/LV Substation PO***086 |  | 20 kV | _ | LV | 200 kVA :Pole Substation | 0.2 | --> | 0.2 | 0.162 | 0.45 |  | --> | 0.19 | 0 | 0 | 0 | 0 | Constrained, otherwise capacity available =185 kW | --> | C16 ex CARRAROE | Carraroe [T42] | SCREEB |  | 53.1201 | -9.6699
253840Y | MV/LV Substation JO***840Y |  | 20 kV | _ | LV | 400 kVA :Kiosk Substation | 0.4 | --> | 0.4 | 0 | 0 | Constrained, otherwise capacity available =400 kVA | --> | 0.38 | 0 | 0.2 | 0 | 0 | Constrained, otherwise capacity available =232 kW | --> | E17 ex HEADFORD | Headford [T41,T42] | CLOON |  | 53.4617 | -9.1059
154080Z | MV/LV Substation ST***080Z |  | 10 kV | _ | LV | 200 kVA :Kiosk Substation | 0.2 | --> | 0.2 | 0 | 0 | Constrained, otherwise capacity available =59 kVA | --> | 0.19 | 0 | 0.029 | 0 | 0 | Constrained, otherwise capacity available =148 kW | --> | C11 ex COOLMINE | Coolmine [T41,T42] | FINGLAS |  | 53.3816 | -6.4005
377992 | MV/LV Substation AG***992 |  | 20 kV | _ | LV | 100 kVA :Pole Substation | 0.1 | --> | 0.1 | 0 | 0 | Constrained, otherwise capacity available =68 kVA | --> | 0.095 | 0 | 0 | 0 | 0 | Constrained, otherwise capacity available =90 kW | --> | E18 ex GURRANEBANE | Gurranebane [T421,T422] | OUGHTRAGH |  | 51.8457 | -10.3302
064705Y | MV/LV Substation LE***705Y |  | 20 kV | _ | LV | 630 kVA :Kiosk Substation | 0.63 | --> | 0.63 | 0 | 0 | Constrained, otherwise capacity available =392 kVA | --> | 0.598 | 0 | 0.081 | 0 | 0 | Constrained, otherwise capacity available =505 kW | --> | E21 ex SLANE | Slane [T421] | DRYBRIDGE |  | 53.7085 | -6.5414
066289X | MV/LV Substation AB***289X |  | 10 kV | _ | LV | 400 kVA :Kiosk Substation | 0.4 | --> | 0.4 | 0 | 0 | Constrained, otherwise capacity available =240 kVA | --> | 0.38 | 0 | 0.032 | 0 | 0 | Constrained, otherwise capacity available =334 kW | --> | C14 ex SWORDS | Swords [T41,T42] | GLASMORE |  | 53.4632 | -6.2345
014018 | MV/LV Substation KI***018 |  | 10 kV | _ | LV | 200 kVA :Pole Substation | 0.2 | --> | 0.2 | 0 | 0.63 |  | --> | 0.19 | 0 | 0 | 0 | 0 | Constrained, otherwise capacity available =153 kW | --> | C17 ex KILCULLEN | Kilcullen [T41,T42,T424] | STRATFORD |  | 53.132 | -6.7439
024803 | MV/LV Substation RI***803 |  | 10 kV | _ | LV | 200 kVA :Pole Substation | 0.2 | --> | 0.2 | 0.107 | 2.14 |  | --> | 0.19 | 0 | 0 | 0 | 0 | Constrained, otherwise capacity available =178 kW | --> | C13 ex BUTTEVANT | Buttevant [T41,T42] | MALLOW |  | 52.2206 | -8.6089
062798 | MV/LV Substation PM***798 |  | 20 kV | _ | LV | 50 kVA :Pole Substation | 0.05 | --> | 0.05 | 0.037 | 2.33 |  | --> | 0.048 | 0 | 0 | 0 | 0 | Constrained, otherwise capacity available =46 kW | --> | C26 ex DUNDALK | Dundalk [T41,T42] | DUNDALK |  | 54.0038 | -6.5885
120574Y | MV/LV Substation CO***574Y |  | 20 kV | _ | LV | 100 kVA :Pole Substation | 0.1 | --> | 0.1 | 0 | 0 | Constrained, otherwise capacity available =94 kVA | --> | 0.095 | 0 | 0 | 0 | 0 | Constrained, otherwise capacity available =94 kW | --> | E20 ex EDENDERRY | Edenderry [T421,T422] | BLAKE |  | 53.3631 | -7.213
0014125 | MV/LV Substation BE***4125 |  | 10 kV | _ | LV | 630 kVA :Kiosk Substation | 0.63 | --> | 0.63 | 0 | 0 | Constrained, otherwise capacity available =515 kVA | --> | 0.598 | 0 | 0.006 | 0.5 | 0 |  | --> | C18 ex LOUGHLINSTOWN | Loughlinstown [T41,T42] | CARRICKMINES |  | 53.2543 | -6.1457
2494083 | MV/LV Substation PU***4083 |  | 10 kV | _ | LV | 200 kVA :Pole Substation | 0.2 | --> | 0.2 | 0 | 0 | Constrained, otherwise capacity available =181 kVA | --> | 0.19 | 0 | 0 | 0 | 0 | Constrained, otherwise capacity available =187 kW | --> | C21 ex LISMORE | Lismore [T41,T42] | DUNGARVAN |  | 52.1336 | -7.8477
118008 | MV/LV Substation ST***008 |  | 10 kV | _ | LV | 200 kVA :Pole Substation | 0.2 | --> | 0.2 | 0.172 | 2 |  | --> | 0.19 | 0 | 0.014 | 0 | 0 | Constrained, otherwise capacity available =176 kW | --> | C17 ex BALLINASLOE | Ballinasloe [T41,T42] | SOMERSET |  | 53.324 | -8.2462
377832X | MV/LV Substation KN***832X |  | 20 kV | _ | LV | 200 kVA :Kiosk Substation | 0.2 | --> | 0.2 | 0 | 0 | Constrained, otherwise capacity available =116 kVA | --> | 0.19 | 0 | 0 | 0 | 0 | Constrained, otherwise capacity available =178 kW | --> | E18 ex GURRANEBANE | Gurranebane [T421,T422] | OUGHTRAGH |  | 51.9264 | -10.2899
084017 | MV/LV Substation TO***017 |  | 10 kV | _ | LV | 630 kVA :Building Structure | 0.63 | --> | 0.63 | 0 | 0 | Constrained, otherwise capacity available =623 kVA | --> | 0.598 | 0 | 0 | 0 | 0 | Constrained, otherwise capacity available =598 kW | --> | C18 ex KILCOLGAN | Kilcolgan [T42,T421] | GALWAY 110KV |  | 53.2487 | -8.8871
002999 | MV/LV Substation BR***999 |  | 10 kV | _ | LV | 400 kVA :Building Structure | 0.4 | --> | 0.4 | 0.348 | 4.51 |  | --> | 0.38 | 0 | 0 | 0.373 | 0 |  | --> | C23 ex BOGHALL ROAD | Boghall Road [T41,T42] | FASSAROE |  | 53.1815 | -6.1159
281433Y | MV/LV Substation KI***433Y |  | 10 kV | _ | LV | 50 kVA :Pole Substation | 0.05 | --> | 0.05 | 0 | 0 | Constrained, otherwise capacity available =35 kVA | --> | 0.048 | 0 | 0 | 0 | 0 | Constrained, otherwise capacity available =45 kW | --> | C21 ex KILMONEY | Kilmoney [T41,T42] | TRABEG |  | 51.7615 | -8.3241
2524175 | MV/LV Substation AN***4175 |  | 10 kV | _ | LV | 400 kVA :Kiosk Substation | 0.4 | --> | 0.4 | 0.4 | 1.32 |  | --> | 0.38 | 0 | 0 | 0.38 | 0 |  | --> | C26 ex CLIFDEN | Clifden [T41,T42] | SCREEB |  | 53.4926 | -10.0232
065003 | MV/LV Substation DR***003 |  | 10 kV | _ | LV | 400 kVA :Kiosk Substation | 0.4 | --> | 0.4 | 0 | 0 | Constrained, otherwise capacity available =195 kVA | --> | 0.38 | 0 | 0.009 | 0 | 0 | Constrained, otherwise capacity available =344 kW | --> | C16 ex BALBRIGGAN | Balbriggan [T42] | GLASMORE |  | 53.6112 | -6.186
066067Y | MV/LV Substation MY***067Y |  | 10 kV | _ | LV | 400 kVA :Kiosk Substation | 0.4 | --> | 0.4 | 0 | 0 | Constrained, otherwise capacity available =290 kVA | --> | 0.38 | 0 | 0.02 | 0 | 0 | Constrained, otherwise capacity available =350 kW | --> | C17 ex SWORDS | Swords [T41,T42] | GLASMORE |  | 53.4648 | -6.2079
281033Y | MV/LV Substation WO***033Y |  | 10 kV | _ | LV | 400 kVA :Kiosk Substation | 0.4 | --> | 0.4 | 0 | 0 | Constrained, otherwise capacity available =349 kVA | --> | 0.38 | 0 | 0.004 | 0 | 0 | Constrained, otherwise capacity available =370 kW | --> | C20 ex TOGHER | Togher [T41,T42] | TRABEG |  | 51.8772 | -8.4901
062890X | MV/LV Substation CH***890X |  | 20 kV | _ | LV | 100 kVA :Pole Substation | 0.1 | --> | 0.1 | 0.096 | 4.25 |  | --> | 0.095 | 0 | 0 | 0 | 0 | Constrained, otherwise capacity available =94 kW | --> | E15 ex JENKINSTOWN | Jenkinstown [T421,T422] | DUNDALK |  | 54.0374 | -6.3151
251049 | MV/LV Substation KI***049 |  | 10 kV | _ | LV | 100 kVA :Pole Substation | 0.1 | --> | 0.1 | 0 | 0 | Constrained, otherwise capacity available =81 kVA | --> | 0.095 | 0 | 0.005 | 0 | 0 | Constrained, otherwise capacity available =89 kW | --> | C19 ex PARKMORE | Parkmore [T41,T42] | GALWAY 110KV |  | 53.3178 | -8.9664
012643 | MV/LV Substation GO***643 |  | 10 kV | _ | LV | 100 kVA :Pole Substation | 0.1 | --> | 0.1 | 0 | 0 | Constrained, otherwise capacity available =59 kVA | --> | 0.095 | 0 | 0.031 | 0 | 0 | Constrained, otherwise capacity available =66 kW | --> | C11 ex POLLERTON | Pollerton [T41,T42] | CARLOW |  | 52.8503 | -6.8921
119173 | MV/LV Substation LO***173 |  | 10 kV | _ | LV | 200 kVA :Pole Substation | 0.2 | --> | 0.2 | 0.186 | 4.16 |  | --> | 0.19 | 0 | 0.003 | 0.186 | 0 |  | --> | C22 ex NEWMARKET (SR) | Newmarket (sr) [T41,T42] | GLENLARA |  | 52.2083 | -8.9985
046980 | MV/LV Substation AG***980 |  | 10 kV | _ | LV | 100 kVA :Pole Substation | 0.1 | --> | 0.1 | 0 | 0 | Constrained, otherwise capacity available =100 kVA | --> | 0.095 | 0 | 0 | 0.095 | 0 |  | --> | C12 ex CRANMORE | Cranmore [T41,T42] | SLIGO |  | 54.2355 | -8.4443
350184X | MV/LV Substation TR***184X |  | 10 kV | _ | LV | 200 kVA :Pole Substation | 0.2 | --> | 0.2 | 0.164 | 1.57 |  | --> | 0.19 | 0 | 0 | 0 | 0 | Constrained, otherwise capacity available =185 kW | --> | C16 ex BUNDORAN | Bundoran [T41,T42] | CATHALEENS FALL |  | 54.4987 | -8.2226
068010X | MV/LV Substation GR***010X |  | 10 kV | _ | LV | 630 kVA :Building Structure | 0.63 | --> | 0.63 | 0 | 0 | Constrained, otherwise capacity available =630 kVA | --> | 0.598 | 0 | 0 | 0.5 | 0 |  | --> | C14 ex GLOUCESTER PLACE | Gloucester Place [T41,T42] | MCDERMOTT |  | 53.353 | -6.2579
0684069 | MV/LV Substation FR***4069 |  | 10 kV | _ | LV | 630 kVA :Building Structure | 0.63 | --> | 0.63 | 0 | 0 | Constrained, otherwise capacity available =585 kVA | --> | 0.598 | 0 | 0 | 0.5 | 0 |  | --> | C19 ex GLOUCESTER PLACE | Gloucester Place [T41,T42] | MCDERMOTT |  | 53.3549 | -6.2583
045148X | MV/LV Substation RA***148X |  | 10 kV | _ | LV | 50 kVA :Pole Substation | 0.05 | --> | 0.05 | 0.049 | 2.45 |  | --> | 0.048 | 0 | 0 | 0 | 0 | Constrained, otherwise capacity available =47 kW | --> | C20 ex GURTEEN | Gurteen [T41] | TONROE |  | 53.9977 | -8.5153
062812Y | MV/LV Substation MA***812Y |  | 10 kV | _ | LV | 630 kVA :Building Structure | 0.63 | --> | 0.63 | 0.5 | 5.69 |  | --> | 0.598 | 0 | 0 | 0 | 0 | Constrained, otherwise capacity available =588 kW | --> | C24 ex RAMPARTS | Ramparts [T41,T42] | DUNDALK |  | 54.0011 | -6.3996
006939X | MV/LV Substation DU***939X |  | 10 kV | _ | LV | 200 kVA :Pole Substation | 0.2 | --> | 0.2 | 0.16 | 1.29 |  | --> | 0.19 | 0 | 0 | 0 | 0 | Constrained, otherwise capacity available =184 kW | --> | C13 ex MONFIN | Monfin [T41,T42] | WEXFORD |  | 52.4291 | -6.5894
055193Y | MV/LV Substation BI***193Y |  | 10 kV | _ | LV | 100 kVA :Pole Substation | 0.1 | --> | 0.1 | 0 | 0 | Constrained, otherwise capacity available =43 kVA | --> | 0.095 | 0 | 0 | 0 | 0 | Constrained, otherwise capacity available =87 kW | --> | C13 ex ROSCREA | Roscrea [T41,T42] | IKERRIN |  | 52.9593 | -7.8013
127232Z | MV/LV Substation KI***232Z |  | 10 kV | _ | LV | 50 kVA :Pole Substation | 0.05 | --> | 0.05 | 0 | 0 | Constrained, otherwise capacity available =43 kVA | --> | 0.048 | 0 | 0 | 0 | 0 | Constrained, otherwise capacity available =47 kW | --> | C12 ex LOUGHTAGALLA | Loughtagalla [T41,T42] | THURLES |  | 52.6247 | -7.7755
068639X | MV/LV Substation CH***639X |  | 10 kV | _ | LV | 630 kVA :Building Structure | 0.63 | --> | 0.63 | 0 | 0 | Constrained, otherwise capacity available =553 kVA | --> | 0.598 | 0 | 0 | 0.5 | 0 |  | --> | C20 ex GLOUCESTER PLACE | Gloucester Place [T41,T42] | MCDERMOTT |  | 53.357 | -6.2557
0054227 | MV/LV Substation BO***4227 |  | 20 kV | _ | LV | 50 kVA :Pole Substation | 0.05 | --> | 0.05 | 0.045 | 17.8 |  | --> | 0.048 | 0 | 0 | 0.047 | 0 |  | --> | E22 ex BANOGE | Banoge [T121,T122] | BANOGE |  | 52.6407 | -6.4243
082813X | MV/LV Substation SI***813X |  | 10 kV | _ | LV | 200 kVA :Pole Substation | 0.2 | --> | 0.2 | 0.182 | 2.01 |  | --> | 0.19 | 0 | 0 | 0 | 0 | Constrained, otherwise capacity available =188 kW | --> | C12 ex ABBEYLAND | Abbeyland [T41,T42] | NAVAN |  | 53.6718 | -6.6811
0824361 | MV/LV Substation AP***4361 |  | 10 kV | _ | LV | 630 kVA :Kiosk Substation | 0.63 | --> | 0.63 | 0.434 | 2.01 |  | --> | 0.598 | 0 | 0.015 | 0 | 0 | Constrained, otherwise capacity available =560 kW | --> | C17 ex ABBEYLAND | Abbeyland [T41,T42] | NAVAN |  | 53.6592 | -6.6809
138131X | MV/LV Substation DR***131X |  | 10 kV | _ | LV | 50 kVA :Pole Substation | 0.05 | --> | 0.05 | 0.05 | 1.52 |  | --> | 0.048 | 0 | 0 | 0 | 0 | Constrained, otherwise capacity available =48 kW | --> | C18 ex SHERCOCK | Shercock [T41,T42] | MEATH HILL |  | 54.0346 | -6.9272
252393 | MV/LV Substation BR***393 |  | 10 kV | _ | LV | 400 kVA :Building Structure | 0.4 | --> | 0.4 | 0.373 | 2.76 |  | --> | 0.38 | 0 | 0.01 | 0.369 | 0 |  | --> | C13 ex RECESS | Recess [T41] | SCREEB |  | 53.4711 | -9.7631
182039Y | MV/LV Substation AR***039Y |  | 20 kV | _ | LV | 400 kVA :Kiosk Substation | 0.4 | --> | 0.4 | 0 | 0 | Constrained, otherwise capacity available =326 kVA | --> | 0.38 | 0 | 0.045 | 0 | 0 | Constrained, otherwise capacity available =336 kW | --> | E21 ex CRATLOE | Cratloe [T421,T422] | ARDNACRUSHA |  | 52.748 | -8.7672
066870Z | MV/LV Substation HO***870Z |  | 10 kV | _ | LV | 400 kVA :Kiosk Substation | 0.4 | --> | 0.4 | 0 | 0 | Constrained, otherwise capacity available =379 kVA | --> | 0.38 | 0 | 0 | 0.377 | 0 |  | --> | C11 ex SUTTON | Sutton [T41,T42] | GRANGE (DR) |  | 53.3897 | -6.0812
021515Z | MV/LV Substation PI***515Z |  | 10 kV | _ | LV | 630 kVA :Building Structure | 0.63 | --> | 0.63 | 0 | 0 | Constrained, otherwise capacity available =606 kVA | --> | 0.598 | 0 | 0 | 0.5 | 0 |  | --> | C12 ex FAIRHILL | Fairhill [T42] | KILBARRY |  | 51.9016 | -8.4721
021794 | MV/LV Substation GO***794 |  | 20 kV | _ | LV | 100 kVA :Pole Substation | 0.1 | --> | 0.1 | 0 | 0 | Constrained, otherwise capacity available =55 kVA | --> | 0.095 | 0 | 0.01 | 0 | 0 | Constrained, otherwise capacity available =81 kW | --> | E21 ex CURRALEIGH | Curraleigh [T421,T422] | KILBARRY |  | 51.9407 | -8.6433
0044190 | MV/LV Substation KI***4190 |  | 20 kV | _ | LV | 100 kVA :Pole Substation | 0.1 | --> | 0.1 | 0 | 0 | Constrained, otherwise capacity available =100 kVA | --> | 0.095 | 0 | 0 | 0 | 0 | Constrained, otherwise capacity available =95 kW | --> | E13 ex SHILLELAGH | Shillelagh [T421,T422] | CARLOW |  | 52.7908 | -6.4021
033211Y | MV/LV Substation OA***211Y |  | 10 kV | _ | LV | 50 kVA :Pole Substation | 0.05 | --> | 0.05 | 0 | 0 | Constrained, otherwise capacity available =21 kVA | --> | 0.048 | 0 | 0.01 | 0 | 0 | Constrained, otherwise capacity available =36 kW | --> | C17 ex DEERPARK | Deerpark [T41,T42] | BALLYDINE |  | 52.3541 | -7.4113
012476 | MV/LV Substation SH***476 |  | 10 kV | _ | LV | 200 kVA :Pole Substation | 0.2 | --> | 0.2 | 0 | 0 | Constrained, otherwise capacity available =120 kVA | --> | 0.19 | 0 | 0.055 | 0 | 0 | Constrained, otherwise capacity available =138 kW | --> | C20 ex POLLERTON | Pollerton [T41,T42] | CARLOW |  | 52.8334 | -6.8982
156107X | MV/LV Substation LI***107X |  | 10 kV | _ | LV | 50 kVA :Pole Substation | 0.05 | --> | 0.05 | 0 | 0 | Constrained, otherwise capacity available =46 kVA | --> | 0.048 | 0 | 0 | 0 | 0 | Constrained, otherwise capacity available =47 kW | --> | C15 ex DRUMBEAR | Drumbear [T41,T42] | LISDRUM |  | 54.2157 | -6.8643
021255Z | MV/LV Substation PA***255Z |  | 20 kV | _ | LV | 50 kVA :Pole Substation | 0.05 | --> | 0.05 | 0 | 0 | Constrained, otherwise capacity available =41 kVA | --> | 0.048 | 0 | 0 | 0 | 0 | Constrained, otherwise capacity available =46 kW | --> | E18 ex WHITECHURCH | Whitechurch [T421,T422] | KILBARRY |  | 51.9961 | -8.7158
288076X | MV/LV Substation TR***076X |  | 10 kV | _ | LV | 400 kVA :Building Structure | 0.4 | --> | 0.4 | 0.225 | 15.18 |  | --> | 0.38 | 0 | 0.05 | 0.318 | 0 |  | --> | C19 ex CENTRAL PARK | Central Park [T101,T102] | CARRICKMINES |  | 53.2698 | -6.2008
093061 | MV/LV Substation GR***061 |  | 10 kV | _ | LV | 630 kVA :Building Structure | 0.63 | --> | 0.63 | 0 | 0 | Constrained, otherwise capacity available =403 kVA | --> | 0.598 | 0 | 0.049 | 0.5 | 0 |  | --> | C22 ex POPPINTREE | Poppintree [T101,T102] | FINGLAS |  | 53.3919 | -6.2856
069827 | MV/LV Substation ST***827 |  | 10 kV | _ | LV | 1000 kVA :Kiosk Substation | 1 | --> | 1 | 0 | 0 | Constrained, otherwise capacity available =868 kVA | --> | 0.95 | 0 | 0.022 | 0.5 | 0 |  | --> | C17 ex BALLYBODEN | Ballyboden [T41,T42] | COOKSTOWN |  | 53.2746 | -6.3063
093160 | MV/LV Substation MO***160 |  | 10 kV | _ | LV | 400 kVA :Kiosk Substation | 0.4 | --> | 0.4 | 0.153 | 5.82 |  | --> | 0.38 | 0 | 0.069 | 0.294 | 0 |  | --> | C19 ex COOLOCK | Coolock [T41,T42] | FINGLAS |  | 53.389 | -6.1928
022791X | MV/LV Substation CO***791X |  | 10 kV | _ | LV | 400 kVA :Kiosk Substation | 0.4 | --> | 0.4 | 0 | 0 | Constrained, otherwise capacity available =319 kVA | --> | 0.38 | 0 | 0.019 | 0 | 0 | Constrained, otherwise capacity available =355 kW | --> | C15 ex SCARTEEN | Scarteen [T41,T42] | MALLOW |  | 52.103 | -8.6935
138009 | MV/LV Substation DR***009 |  | 10 kV | _ | LV | 100 kVA :Pole Substation | 0.1 | --> | 0.1 | 0.075 | 2.18 |  | --> | 0.095 | 0 | 0.01 | 0 | 0 | Constrained, otherwise capacity available =84 kW | --> | C26 ex BAILIEBORO | Bailieboro [T41,T42] | MEATH HILL |  | 53.92 | -6.9794
068262X | MV/LV Substation TI***262X |  | 10 kV | _ | LV | 630 kVA :Building Structure | 0.63 | --> | 0.63 | 0 | 0 | Constrained, otherwise capacity available =560 kVA | --> | 0.598 | 0 | 0 | 0.5 | 0 |  | --> | C17 ex CAMDEN ROW | Camden Row [T41] | FRANCIS STREET |  | 53.3417 | -6.2754
110983 | MV/LV Substation RI***983 |  | 20 kV | _ | LV | 100 kVA :Pole Substation | 0.1 | --> | 0.1 | 0.08 | 0.76 |  | --> | 0.095 | 0 | 0 | 0 | 0 | Constrained, otherwise capacity available =92 kW | --> | E11 ex KILGARVAN | Kilgarvan [T421] | KNOCKEARAGH |  | 51.8689 | -9.5785
019070 | MV/LV Substation ME***070 |  | 10 kV | _ | LV | 400 kVA :Kiosk Substation | 0.4 | --> | 0.4 | 0.047 | 0.05 | Constrained, otherwise capacity available =314 kVA | --> | 0.38 | 0 | 0.014 | 0 | 0 | Constrained, otherwise capacity available =358 kW | --> | C17 ex BALLYBEGGAN | Ballybeggan [T43,T44] | TRALEE |  | 52.2772 | -9.6934
1564270 | MV/LV Substation TU***4270 |  | 20 kV | _ | LV | 50 kVA :Pole Substation | 0.05 | --> | 0.05 | 0.043 | 2.47 |  | --> | 0.048 | 0 | 0 | 0 | 0 | Constrained, otherwise capacity available =46 kW | --> | E19 ex TELAYDON | Telaydon [T42,T421] | LISDRUM |  | 54.3151 | -6.9871
209196 | MV/LV Substation BA***196 |  | 10 kV | _ | LV | 400 kVA :Kiosk Substation | 0.4 | --> | 0.4 | 0 | 0 | Constrained, otherwise capacity available =265 kVA | --> | 0.38 | 0 | 0.012 | 0 | 0 | Constrained, otherwise capacity available =352 kW | --> | C19 ex MILFORD (NR) | Milford (nr) [T41,T42] | LETTERKENNY |  | 55.0373 | -7.6417
180086X | MV/LV Substation KI***086X |  | 10 kV | _ | LV | 50 kVA :Pole Substation | 0.05 | --> | 0.05 | 0 | 0 | Constrained, otherwise capacity available =38 kVA | --> | 0.048 | 0 | 0 | 0 | 0 | Constrained, otherwise capacity available =46 kW | --> | C17 ex ATHBOY | Athboy [T42] | NAVAN |  | 53.6844 | -6.9964
136880Y | MV/LV Substation CR***880Y |  | 10 kV | _ | LV | 50 kVA :Pole Substation | 0.05 | --> | 0.05 | 0 | 0 | Constrained, otherwise capacity available =46 kVA | --> | 0.048 | 0 | 0 | 0 | 0 | Constrained, otherwise capacity available =47 kW | --> | C13 ex ROSCOMMON | Roscommon [T41,T42] | LANESBORO |  | 53.6337 | -8.1702
055850X | MV/LV Substation PR***850X |  | 10 kV | _ | LV | 50 kVA :Pole Substation | 0.05 | --> | 0.05 | 0 | 0 | Constrained, otherwise capacity available =35 kVA | --> | 0.048 | 0 | 0.006 | 0 | 0 | Constrained, otherwise capacity available =41 kW | --> | C20 ex TEMPLEMORE | Templemore [T41,T42] | IKERRIN |  | 52.7917 | -7.8514
0564203 | MV/LV Substation CH***4203 |  | 20 kV | _ | LV | 50 kVA :Pole Substation | 0.05 | --> | 0.05 | 0.05 | 1.26 |  | --> | 0.048 | 0 | 0 | 0 | 0 | Constrained, otherwise capacity available =48 kW | --> | E15 ex BALLYCROSSAUN | Ballycrossaun [T421,T422] | SOMERSET |  | 53.0968 | -8.1707
053945Y | MV/LV Substation CA***945Y |  | 10 kV | _ | LV | 200 kVA :Kiosk Substation | 0.2 | --> | 0.2 | 0 | 0 | Constrained, otherwise capacity available =166 kVA | --> | 0.19 | 0 | 0.008 | 0.179 | 0 |  | --> | C23 ex CLONMINCH | Clonminch [T41,T422] | THORNSBERRY |  | 53.2785 | -7.4804
058009 | MV/LV Substation TU***009 |  | 10 kV | _ | LV | 200 kVA :Kiosk Substation | 0.2 | --> | 0.2 | 0 | 0 | Constrained, otherwise capacity available =131 kVA | --> | 0.19 | 0 | 0.014 | 0 | 0 | Constrained, otherwise capacity available =170 kW | --> | C15 ex KYLEERAGH | Kyleeragh [T41,T42] | NENAGH |  | 52.8692 | -8.1948
082640X | MV/LV Substation PA***640X |  | 20 kV | _ | LV | 400 kVA :Kiosk Substation | 0.4 | --> | 0.4 | 0 | 0 | Constrained, otherwise capacity available =333 kVA | --> | 0.38 | 0 | 0.047 | 0 | 0 | Constrained, otherwise capacity available =336 kW | --> | E11 ex ACADEMY STREET | Academy Street [T421,T422,T44] | NAVAN |  | 53.6246 | -6.5953
154373Z | MV/LV Substation SH***373Z |  | 10 kV | _ | LV | 200 kVA :Kiosk Substation | 0.2 | --> | 0.2 | 0 | 0 | Constrained, otherwise capacity available =158 kVA | --> | 0.19 | 0 | 0.013 | 0 | 0 | Constrained, otherwise capacity available =174 kW | --> | C18 ex COOLMINE | Coolmine [T41,T42] | FINGLAS |  | 53.3934 | -6.4046
081153Z | MV/LV Substation PA***153Z |  | 10 kV | _ | LV | 1000 kVA :Building Structure | 1 | --> | 1 | 0 | 0 | Constrained, otherwise capacity available =816 kVA | --> | 0.95 | 0 | 0.061 | 0.5 | 0 |  | --> | C21 ex SEMPERIT | Semperit [T41,T42,T43] | GRANGE CASTLE |  | 53.3306 | -6.3639
021016 | MV/LV Substation RO***016 |  | 10 kV | _ | LV | 400 kVA :Kiosk Substation | 0.4 | --> | 0.4 | 0.257 | 4.67 |  | --> | 0.38 | 0 | 0.014 | 0.35 | 0 |  | --> | C17 ex CENTRE PARK ROAD | Marina [T105,T106] | MARINA |  | 51.9033 | -8.4475
093290X | MV/LV Substation TU***290X |  | 10 kV | _ | LV | 200 kVA :Kiosk Substation | 0.2 | --> | 0.2 | 0 | 0 | Constrained, otherwise capacity available =161 kVA | --> | 0.19 | 0 | 0.007 | 0.179 | 0 |  | --> | C12 ex SUTTON | Sutton [T41,T42] | GRANGE (DR) |  | 53.395 | -6.1321
0104106 | MV/LV Substation LA***4106 |  | 20 kV | _ | LV | 200 kVA :Pole Substation | 0.2 | --> | 0.2 | 0 | 0 | Constrained, otherwise capacity available =200 kVA | --> | 0.19 | 0 | 0 | 0 | 0 | Constrained, otherwise capacity available =190 kW | --> | E11 ex BALLYHALE | Ballyhale [T42,T421] | KILKENNY |  | 52.5272 | -7.1447
111547 | MV/LV Substation BR***547 |  | 10 kV | _ | LV | 100 kVA :Pole Substation | 0.1 | --> | 0.1 | 0 | 0 | Constrained, otherwise capacity available =72 kVA | --> | 0.095 | 0 | 0 | 0 | 0 | Constrained, otherwise capacity available =91 kW | --> | C15 ex BANTRY | Bantry [T41,T42] | BALLYLICKY |  | 51.7476 | -9.3879
204798 | MV/LV Substation ME***798 |  | 20 kV | _ | LV | 50 kVA :Pole Substation | 0.05 | --> | 0.05 | 0 | 0 | Constrained, otherwise capacity available =26 kVA | --> | 0.048 | 0 | 0 | 0 | 0 | Constrained, otherwise capacity available =44 kW | --> | E13 ex CARNDONAGH | Carndonagh [T421,T422] | TRILLICK |  | 55.242 | -7.3782
108904 | MV/LV Substation SE***904 |  | 20 kV | _ | LV | 100 kVA :Pole Substation | 0.1 | --> | 0.1 | 0.075 | 1.57 |  | --> | 0.095 | 0 | 0 | 0 | 0 | Constrained, otherwise capacity available =92 kW | --> | C17 ex BALLYSHANNON | Ballyshannon [T41,T42] | CATHALEENS FALL |  | 54.5535 | -7.8342
036210X | MV/LV Substation CA***210X |  | 10 kV | _ | LV | 50 kVA :Pole Substation | 0.05 | --> | 0.05 | 0 | 0 | Constrained, otherwise capacity available =35 kVA | --> | 0.048 | 0 | 0 | 0 | 0 | Constrained, otherwise capacity available =45 kW | --> | E17 ex GARRANACANTY | Garranacanty [T421,T422] | TIPPERARY |  | 52.4823 | -8.162
117012Y | MV/LV Substation BA***012Y |  | 20 kV | _ | LV | 100 kVA :Pole Substation | 0.1 | --> | 0.1 | 0 | 0 | Constrained, otherwise capacity available =88 kVA | --> | 0.095 | 0 | 0.005 | 0 | 0 | Constrained, otherwise capacity available =90 kW | --> | E22 ex COLLOONEY | Collooney [T421,T422] | SLIGO |  | 54.2005 | -8.3636
0054203 | MV/LV Substation BA***4203 |  | 20 kV | _ | LV | 50 kVA :Pole Substation | 0.05 | --> | 0.05 | 0.046 | 17.8 |  | --> | 0.048 | 0 | 0 | 0.047 | 0 |  | --> | E13 ex BANOGE | Banoge [T121,T122] | BANOGE |  | 52.6498 | -6.2727
365034 | MV/LV Substation CO***034 |  | 10 kV | _ | LV | 200 kVA :Kiosk Substation | 0.2 | --> | 0.2 | 0 | 0 | Constrained, otherwise capacity available =164 kVA | --> | 0.19 | 0 | 0.005 | 0.181 | 0 |  | --> | C14 ex FORTUNESTOWN | Fortunestown [T101,T102] | INCHICORE 220KV |  | 53.2803 | -6.4319
006395Y | MV/LV Substation ME***395Y |  | 20 kV | _ | LV | 50 kVA :Pole Substation | 0.05 | --> | 0.05 | 0.041 | 4.38 |  | --> | 0.048 | 0 | 0.008 | 0.04 | 0 |  | --> | E18 ex CRANE | Crane [T122] | CRANE |  | 52.5058 | -6.3849
127068Y | MV/LV Substation OL***068Y |  | 10 kV | _ | LV | 50 kVA :Pole Substation | 0.05 | --> | 0.05 | 0.043 | 5.89 |  | --> | 0.048 | 0 | 0 | 0 | 0 | Constrained, otherwise capacity available =47 kW | --> | C12 ex CASHEL | Cashel [T41,T42] | CAHIR |  | 52.4964 | -7.8871
029792Y | MV/LV Substation KN***792Y |  | 10 kV | _ | LV | 400 kVA :Kiosk Substation | 0.4 | --> | 0.4 | 0 | 0 | Constrained, otherwise capacity available =383 kVA | --> | 0.38 | 0 | 0 | 0.378 | 0 |  | --> | C22 ex MIDLETON | Midleton [T101,T102] | MIDLETON |  | 51.9173 | -8.189
033796X | MV/LV Substation SC***796X |  | 10 kV | _ | LV | 50 kVA :Pole Substation | 0.05 | --> | 0.05 | 0 | 0 | Constrained, otherwise capacity available =40 kVA | --> | 0.048 | 0 | 0 | 0.046 | 0 |  | --> | C16 ex CREGG ROAD | Cregg Road [T41,T42] | BALLYDINE |  | 52.3437 | -7.3201
068688X | MV/LV Substation KI***688X |  | 10 kV | _ | LV | 400 kVA :Kiosk Substation | 0.4 | --> | 0.4 | 0.4 | 20.78 |  | --> | 0.38 | 0 | 0 | 0.38 | 0 |  | --> | C23 ex HEUSTON SQUARE | Heuston Square [T101,T102] | INCHICORE 220KV |  | 53.3427 | -6.3082
244530 | MV/LV Substation NA***530 |  | 20 kV | _ | LV | 50 kVA :Pole Substation | 0.05 | --> | 0.05 | 0 | 0 | Constrained, otherwise capacity available =41 kVA | --> | 0.048 | 0 | 0.011 | 0 | 0 | Constrained, otherwise capacity available =38 kW | --> | E21 ex MILLTOWN (SR) | Milltown (sr) [T421,T422] | OUGHTRAGH |  | 52.1088 | -9.6945
281899X | MV/LV Substation GL***899X |  | 10 kV | _ | LV | 400 kVA :Building Structure | 0.4 | --> | 0.4 | 0.244 | 4.3 |  | --> | 0.38 | 0 | 0.075 | 0.303 | 0 |  | --> | C11 ex RINGASKIDDY 110KV | Ringaskiddy 110kv [T42] | BARNAHELY |  | 51.8694 | -8.3406
244381 | MV/LV Substation FA***381 |  | 20 kV | _ | LV | 100 kVA :Pole Substation | 0.1 | --> | 0.1 | 0 | 0 | Constrained, otherwise capacity available =93 kVA | --> | 0.095 | 0 | 0.005 | 0 | 0 | Constrained, otherwise capacity available =90 kW | --> | E21 ex MILLTOWN (SR) | Milltown (sr) [T421,T422] | OUGHTRAGH |  | 52.1056 | -9.6416
250676 | MV/LV Substation WA***676 |  | 20 kV | _ | LV | 50 kVA :Pole Substation | 0.05 | --> | 0.05 | 0.008 | 1.26 |  | --> | 0.048 | 0 | 0 | 0 | 0 | Constrained, otherwise capacity available =42 kW | --> | E16 ex BALLYCROSSAUN | Ballycrossaun [T421,T422] | SOMERSET |  | 53.0843 | -8.2204
039987 | MV/LV Substation AR***987 |  | 10 kV | _ | LV | 400 kVA :Kiosk Substation | 0.4 | --> | 0.4 | 0.286 | 11.03 |  | --> | 0.38 | 0 | 0.035 | 0.338 | 0 |  | --> | C23 ex SALTHILL | Salthill [T101,T102] | SALTHILL |  | 53.2706 | -9.1101
053228Z | MV/LV Substation CO***228Z |  | 10 kV | _ | LV | 400 kVA :Kiosk Substation | 0.4 | --> | 0.4 | 0.39 | 2.39 |  | --> | 0.38 | 0 | 0.005 | 0 | 0 | Constrained, otherwise capacity available =375 kW | --> | C12 ex SRAH | Srah [T41,T42] | THORNSBERRY |  | 53.2915 | -7.5033
281338Z | MV/LV Substation BA***338Z |  | 10 kV | _ | LV | 50 kVA :Pole Substation | 0.05 | --> | 0.05 | 0 | 0 | Constrained, otherwise capacity available =46 kVA | --> | 0.048 | 0 | 0 | 0 | 0 | Constrained, otherwise capacity available =47 kW | --> | C24 ex KILMONEY | Kilmoney [T41,T42] | TRABEG |  | 51.8267 | -8.4814
253145 | MV/LV Substation WH***145 |  | 20 kV | _ | LV | 50 kVA :Pole Substation | 0.05 | --> | 0.05 | 0 | 0 | Constrained, otherwise capacity available =34 kVA | --> | 0.048 | 0 | 0 | 0 | 0 | Constrained, otherwise capacity available =45 kW | --> | E15 ex GLENAMADDY | Glenamaddy [T422] | ATHLONE |  | 53.6632 | -8.6357
365878X | MV/LV Substation SA***878X |  | 10 kV | _ | LV | 630 kVA :Building Structure | 0.63 | --> | 0.63 | 0 | 0 | Constrained, otherwise capacity available =427 kVA | --> | 0.598 | 0 | 0.005 | 0.5 | 0 |  | --> | C17 ex FORTUNESTOWN | Fortunestown [T101,T102] | INCHICORE 220KV |  | 53.282 | -6.4413
099230X | MV/LV Substation KE***230X |  | 10 kV | _ | LV | 200 kVA :Pole Substation | 0.2 | --> | 0.2 | 0.198 | 5.45 |  | --> | 0.19 | 0 | 0 | 0 | 0 | Constrained, otherwise capacity available =190 kW | --> | C14 ex GORTLEE | Gortlee [T41,T42] | LETTERKENNY |  | 54.9596 | -7.7449
0654109 | MV/LV Substation ST***4109 |  | 10 kV | _ | LV | 630 kVA :Building Structure | 0.63 | --> | 0.63 | 0 | 0 | Constrained, otherwise capacity available =610 kVA | --> | 0.598 | 0 | 0 | 0.5 | 0 |  | --> | C31 ex STEPHENSTOWN | Stephenstown [T101,T102] | FINGLAS |  | 53.5996 | -6.2018
118101 | MV/LV Substation KI***101 |  | 20 kV | _ | LV | 50 kVA :Pole Substation | 0.05 | --> | 0.05 | 0 | 0 | Constrained, otherwise capacity available =27 kVA | --> | 0.048 | 0 | 0 | 0 | 0 | Constrained, otherwise capacity available =44 kW | --> | E18 ex CREAGH | Creagh [T421,T422] | ATHLONE |  | 53.409 | -8.5056
026170Z | MV/LV Substation GL***170Z |  | 10 kV | _ | LV | 50 kVA :Pole Substation | 0.05 | --> | 0.05 | 0 | 0 | Constrained, otherwise capacity available =32 kVA | --> | 0.048 | 0 | 0 | 0 | 0 | Constrained, otherwise capacity available =45 kW | --> | C13 ex TIMOLEAGUE | Timoleague [T41] | BANDON |  | 51.6731 | -8.6998
058051X | MV/LV Substation CA***051X |  | 20 kV | _ | LV | 50 kVA :Pole Substation | 0.05 | --> | 0.05 | 0.045 | 0.18 |  | --> | 0.048 | 0 | 0 | 0 | 0 | Constrained, otherwise capacity available =47 kW | --> | C18 ex TOOMEVARA | Toomevara [T42] | NENAGH |  | 52.8237 | -8.0802
1544118 | MV/LV Substation CO***4118 |  | 10 kV | _ | LV | 50 kVA :Pole Substation | 0.05 | --> | 0.05 | 0 | 0 | Constrained, otherwise capacity available =50 kVA | --> | 0.048 | 0 | 0 | 0.048 | 0 |  | --> | C23 ex MACETOWN | Macetown [T101,T102] | MACETOWN |  | 53.3857 | -6.4689
118526Y | MV/LV Substation ES***526Y |  | 10 kV | _ | LV | 200 kVA :Kiosk Substation | 0.2 | --> | 0.2 | 0.125 | 2 |  | --> | 0.19 | 0 | 0.009 | 0 | 0 | Constrained, otherwise capacity available =173 kW | --> | C12 ex BALLINASLOE | Ballinasloe [T41,T42] | SOMERSET |  | 53.3247 | -8.2282
055267X | MV/LV Substation MO***267X |  | 10 kV | _ | LV | 30 kVA :Pole Substation | 0.03 | --> | 0.03 | 0 | 0 | Constrained, otherwise capacity available =28 kVA | --> | 0.028 | 0 | 0 | 0 | 0 | Constrained, otherwise capacity available =28 kW | --> | C20 ex TEMPLEMORE | Templemore [T41,T42] | IKERRIN |  | 52.8828 | -7.8648
062689X | MV/LV Substation LI***689X |  | 10 kV | _ | LV | 50 kVA :Pole Substation | 0.05 | --> | 0.05 | 0.026 | 2.33 |  | --> | 0.048 | 0 | 0.01 | 0 | 0 | Constrained, otherwise capacity available =37 kW | --> | C19 ex DUNDALK | Dundalk [T41,T42] | DUNDALK |  | 54.0045 | -6.4234
1764332 | MV/LV Substation MA***4332 |  | 10 kV | _ | LV | 630 kVA :Building Structure | 0.63 | --> | 0.63 | 0.5 | 18.78 |  | --> | 0.598 | 0 | 0 | 0.5 | 0 |  | --> | E11 ex HARTNETTS CROSS | Hartnetts Cross [T121,T422] | HARTNETTS CROSS |  | 51.9046 | -8.9458
281694X | MV/LV Substation SI***694X |  | 10 kV | _ | LV | 400 kVA :Building Structure | 0.4 | --> | 0.4 | 0 | 0 | Constrained, otherwise capacity available =297 kVA | --> | 0.38 | 0 | 0.06 | 0 | 0 | Constrained, otherwise capacity available =326 kW | --> | C14 ex TOGHER | Togher [T41,T42] | TRABEG |  | 51.8741 | -8.4831
2484360 | MV/LV Substation BA***4360 |  | 20 kV | _ | LV | 400 kVA :Kiosk Substation | 0.4 | --> | 0.4 | 0 | 0 | Constrained, otherwise capacity available =380 kVA | --> | 0.38 | 0 | 0.005 | 0 | 0 | Constrained, otherwise capacity available =374 kW | --> | E19 ex KILCOCK | Kilcock [T421,T422] | GRIFFINRATH |  | 53.4008 | -6.6845
021019 | MV/LV Substation WA***019 |  | 10 kV | _ | LV | 200 kVA :Building Structure | 0.2 | --> | 0.2 | 0.049 | 4.67 |  | --> | 0.19 | 0 | 0 | 0.168 | 0 |  | --> | C17 ex CENTRE PARK ROAD | Marina [T105,T106] | MARINA |  | 51.9027 | -8.4495
081208 | MV/LV Substation TH***208 |  | 10 kV | _ | LV | 400 kVA :Kiosk Substation | 0.4 | --> | 0.4 | 0 | 0 | Constrained, otherwise capacity available =119 kVA | --> | 0.38 | 0 | 0.005 | 0.336 | 0 |  | --> | C13 ex INCHICORE NORTH | Inchicore North [T41] | INCHICORE 220KV |  | 53.3408 | -6.3476
216680 | MV/LV Substation MI***680 |  | 10 kV | _ | LV | 200 kVA :Pole Substation | 0.2 | --> | 0.2 | 0 | 0 | Constrained, otherwise capacity available =200 kVA | --> | 0.19 | 0 | 0 | 0 | 0 | Constrained, otherwise capacity available =190 kW | --> | C23 ex GLENTIES | Glenties [T41,T42] | BINBANE |  | 54.7121 | -8.4205
0144049 | MV/LV Substation DU***4049 |  | 20 kV | _ | LV | 200 kVA :Pole Substation | 0.2 | --> | 0.2 | 0.163 | 0.63 |  | --> | 0.19 | 0 | 0 | 0 | 0 | Constrained, otherwise capacity available =185 kW | --> | E11 ex KILCULLEN | Kilcullen [T41,T42,T424] | STRATFORD |  | 53.062 | -6.7014
345093X | MV/LV Substation MA***093X |  | 20 kV | _ | LV | 50 kVA :Pole Substation | 0.05 | --> | 0.05 | 0 | 0 | Constrained, otherwise capacity available =43 kVA | --> | 0.048 | 0 | 0 | 0.047 | 0 |  | --> | E11 ex MANORHAMILTON | Manorhamilton [T422] | SLIGO |  | 54.3069 | -8.2066
009350 | MV/LV Substation AV***350 |  | 10 kV | _ | LV | 400 kVA :Kiosk Substation | 0.4 | --> | 0.4 | 0 | 0 | Constrained, otherwise capacity available =291 kVA | --> | 0.38 | 0 | 0.037 | 0 | 0 | Constrained, otherwise capacity available =337 kW | --> | C12 ex GRANGE (SR) | Grange (sr) [T41,T42] | BUTLERSTOWN |  | 52.2374 | -7.1186
3654185 | MV/LV Substation PE***4185 |  | 10 kV | _ | LV | 1000 kVA :Building Structure | 1 | --> | 1 | 0 | 0 | Constrained, otherwise capacity available =1000 kVA | --> | 0.95 | 0 | 0 | 0.5 | 0 |  | --> | C19 ex FORTUNESTOWN | Fortunestown [T101,T102] | INCHICORE 220KV |  | 53.2821 | -6.4187
2514162 | MV/LV Substation SU***4162 |  | 10 kV | _ | LV | 100 kVA :Pole Substation | 0.1 | --> | 0.1 | 0 | 0 | Constrained, otherwise capacity available =85 kVA | --> | 0.095 | 0 | 0 | 0 | 0 | Constrained, otherwise capacity available =93 kW | --> | C28 ex CLAREGALWAY | Claregalway [T42,T421] | GALWAY 110KV |  | 53.3426 | -8.9503
153625 | MV/LV Substation HU***625 |  | 20 kV | _ | LV | 100 kVA :Pole Substation | 0.1 | --> | 0.1 | 0 | 0 | Constrained, otherwise capacity available =68 kVA | --> | 0.095 | 0 | 0.005 | 0 | 0 | Constrained, otherwise capacity available =87 kW | --> | E18 ex BIRDHILL | Birdhill [T421,T422] | ARDNACRUSHA |  | 52.7035 | -8.4945
053806Y | MV/LV Substation PA***806Y |  | 20 kV | _ | LV | 100 kVA :Pole Substation | 0.1 | --> | 0.1 | 0 | 0 | Constrained, otherwise capacity available =78 kVA | --> | 0.095 | 0 | 0.008 | 0 | 0 | Constrained, otherwise capacity available =86 kW | --> | C18 ex PORTARLINGTON | Portarlington [T41,T42] | PORTLAOISE |  | 53.2641 | -7.3361
021866 | MV/LV Substation GO***866 |  | 20 kV | _ | LV | 100 kVA :Pole Substation | 0.1 | --> | 0.1 | 0 | 0 | Constrained, otherwise capacity available =67 kVA | --> | 0.095 | 0 | 0.011 | 0 | 0 | Constrained, otherwise capacity available =82 kW | --> | E16 ex CURRALEIGH | Curraleigh [T421,T422] | KILBARRY |  | 51.9383 | -8.6971
009087 | MV/LV Substation JO***087 |  | 10 kV | _ | LV | 400 kVA :Kiosk Substation | 0.4 | --> | 0.4 | 0 | 0 | Constrained, otherwise capacity available =254 kVA | --> | 0.38 | 0 | 0.002 | 0 | 0 | Constrained, otherwise capacity available =358 kW | --> | C12 ex GRANGE (SR) | Grange (sr) [T41,T42] | BUTLERSTOWN |  | 52.2387 | -7.1063
093366Z | MV/LV Substation BE***366Z |  | 10 kV | _ | LV | 630 kVA :Kiosk Substation | 0.63 | --> | 0.63 | 0 | 0 | Constrained, otherwise capacity available =371 kVA | --> | 0.598 | 0 | 0.046 | 0.5 | 0 |  | --> | C22 ex POPPINTREE | Poppintree [T101,T102] | FINGLAS |  | 53.3889 | -6.2832
007435Z | MV/LV Substation BA***435Z |  | 20 kV | _ | LV | 100 kVA :Pole Substation | 0.1 | --> | 0.1 | 0.095 | 16.12 |  | --> | 0.095 | 0 | 0 | 0.094 | 0 |  | --> | E21 ex WEXFORD | Wexford [T121,T122] | WEXFORD |  | 52.4047 | -6.3659
093303 | MV/LV Substation HA***303 |  | 10 kV | _ | LV | 400 kVA :Kiosk Substation | 0.4 | --> | 0.4 | 0 | 0 | Constrained, otherwise capacity available =239 kVA | --> | 0.38 | 0 | 0 | 0.357 | 0 |  | --> | C12 ex MERVILLE | Merville [T41,T42] | FINGLAS |  | 53.3816 | -6.2944
1494094 | MV/LV Substation WI***4094 |  | 10 kV | _ | LV | 50 kVA :Pole Substation | 0.05 | --> | 0.05 | 0 | 0 | Constrained, otherwise capacity available =50 kVA | --> | 0.048 | 0 | 0 | 0 | 0 | Constrained, otherwise capacity available =48 kW | --> | C11 ex DONEGAL | Donegal [T41,T42] | CATHALEENS FALL |  | 54.6504 | -8.2213
023740Y | MV/LV Substation BE***740Y |  | 20 kV | _ | LV | 200 kVA :Kiosk Substation | 0.2 | --> | 0.2 | 0 | 0 | Constrained, otherwise capacity available =192 kVA | --> | 0.19 | 0 | 0 | 0 | 0 | Constrained, otherwise capacity available =189 kW | --> | E11 ex CASTLELYONS | Castlelyons [T421,T422] | BARRYMORE |  | 52.0754 | -8.2763
206456 | MV/LV Substation TR***456 |  | 20 kV | _ | LV | 100 kVA :Pole Substation | 0.1 | --> | 0.1 | 0 | 7.61 |  | --> | 0.095 | 0 | 0 | 0 | 0 | Constrained, otherwise capacity available =75 kW | --> | E14 ex BELLACORICK | Bellacorick [T122] | BELLACORICK |  | 54.2176 | -9.8182
0554319 | MV/LV Substation ST***4319 |  | 10 kV | _ | LV | 50 kVA :Pole Substation | 0.05 | --> | 0.05 | 0 | 0 | Constrained, otherwise capacity available =47 kVA | --> | 0.048 | 0 | 0.005 | 0 | 0 | Constrained, otherwise capacity available =43 kW | --> | C17 ex ROSCREA | Roscrea [T41,T42] | IKERRIN |  | 52.9509 | -7.7753
033308Y | MV/LV Substation TO***308Y |  | 10 kV | _ | LV | 50 kVA :Pole Substation | 0.05 | --> | 0.05 | 0 | 0 | Constrained, otherwise capacity available =37 kVA | --> | 0.048 | 0 | 0.004 | 0.043 | 0 |  | --> | C23 ex CREGG ROAD | Cregg Road [T41,T42] | BALLYDINE |  | 52.3565 | -7.333
055548Y | MV/LV Substation CU***548Y |  | 10 kV | _ | LV | 50 kVA :Pole Substation | 0.05 | --> | 0.05 | 0 | 0 | Constrained, otherwise capacity available =45 kVA | --> | 0.048 | 0 | 0.011 | 0 | 0 | Constrained, otherwise capacity available =39 kW | --> | C20 ex TEMPLEMORE | Templemore [T41,T42] | IKERRIN |  | 52.8301 | -7.8555
0684521 | MV/LV Substation CO***4521 |  | 10 kV | _ | LV | 1000 kVA :Building Structure | 1 | --> | 1 | 0.02 | 6.65 |  | --> | 0.95 | 0 | 0.009 | 0.5 | 0 |  | --> | C14 ex EAST WALL ROAD | East Wall Road [T41,T42] | MCDERMOTT |  | 53.3491 | -6.2339
365920X | MV/LV Substation DI***920X |  | 10 kV | _ | LV | 630 kVA :Building Structure | 0.63 | --> | 0.63 | 0 | 0 | Constrained, otherwise capacity available =557 kVA | --> | 0.598 | 0 | 0 | 0.5 | 0 |  | --> | C20 ex FORTUNESTOWN | Fortunestown [T101,T102] | INCHICORE 220KV |  | 53.2888 | -6.4207
051670 | MV/LV Substation AR***670 |  | 20 kV | _ | LV | 100 kVA :Pole Substation | 0.1 | --> | 0.1 | 0.098 | 2.22 |  | --> | 0.095 | 0 | 0 | 0.095 | 0 |  | --> | E20 ex CLARA | Clara [T421,T422] | THORNSBERRY |  | 53.3002 | -7.4922
165201 | MV/LV Substation SH***201 |  | 10 kV | _ | LV | 50 kVA :Pole Substation | 0.05 | --> | 0.05 | 0 | 0 | Constrained, otherwise capacity available =36 kVA | --> | 0.048 | 0 | 0.016 | 0 | 0 | Constrained, otherwise capacity available =34 kW | --> | C11 ex CLONAKILTY | Clonakilty [T41,T42] | DUNMANWAY |  | 51.6479 | -8.8821
017103 | MV/LV Substation LI***103 |  | 10 kV | _ | LV | 400 kVA :Kiosk Substation | 0.4 | --> | 0.4 | 0.305 | 4.23 |  | --> | 0.38 | 0 | 0 | 0 | 0 | Constrained, otherwise capacity available =367 kW | --> | C13 ex CHURCHTOWN | Churchtown [T41] | RATHKEALE |  | 52.4529 | -9.0522
138775 | MV/LV Substation DR***775 |  | 10 kV | _ | LV | 100 kVA :Pole Substation | 0.1 | --> | 0.1 | 0.045 | 2.18 |  | --> | 0.095 | 0 | 0.005 | 0 | 0 | Constrained, otherwise capacity available =83 kW | --> | C26 ex BAILIEBORO | Bailieboro [T41,T42] | MEATH HILL |  | 53.9217 | -6.9776
281041Y | MV/LV Substation SA***041Y |  | 10 kV | _ | LV | 200 kVA :Kiosk Substation | 0.2 | --> | 0.2 | 0 | 0 | Constrained, otherwise capacity available =130 kVA | --> | 0.19 | 0 | 0.016 | 0 | 0 | Constrained, otherwise capacity available =168 kW | --> | C22 ex TOGHER | Togher [T41,T42] | TRABEG |  | 51.872 | -8.4986
288815 | MV/LV Substation EN***815 |  | 10 kV | _ | LV | 50 kVA :Pole Substation | 0.05 | --> | 0.05 | 0.02 | 2.36 |  | --> | 0.048 | 0 | 0.015 | 0.032 | 0 |  | --> | C11 ex BRAY | Bray [T41,T42] | FASSAROE |  | 53.1907 | -6.1692
255859 | MV/LV Substation PO***859 |  | 10 kV | _ | LV | 630 kVA :Building Structure | 0.63 | --> | 0.63 | 0 | 0 | Constrained, otherwise capacity available =615 kVA | --> | 0.598 | 0 | 0 | 0 | 0 | Constrained, otherwise capacity available =596 kW | --> | E20 ex KILLYBEGS | Killybegs [T422] | BINBANE |  | 54.6331 | -8.4476
365002X | MV/LV Substation AI***002X |  | 10 kV | _ | LV | 400 kVA :Building Structure | 0.4 | --> | 0.4 | 0 | 0 | Constrained, otherwise capacity available =326 kVA | --> | 0.38 | 0 | 0 | 0.37 | 0 |  | --> | C13 ex BELGARD | Belgard [T41,T42] | COOKSTOWN |  | 53.2923 | -6.364
3634001 | MV/LV Substation LO***4001 |  | 20 kV | _ | LV | 50 kVA :Pole Substation | 0.05 | --> | 0.05 | 0.04 | 3.25 |  | --> | 0.048 | 0 | 0.011 | 0 | 0 | Constrained, otherwise capacity available =38 kW | --> | E16 ex BALLYBUNION | Ballybunion [T421,T422] | TRIEN |  | 52.4964 | -9.5795
165069Y | MV/LV Substation TA***069Y |  | 10 kV | _ | LV | 200 kVA :Kiosk Substation | 0.2 | --> | 0.2 | 0 | 0 | Constrained, otherwise capacity available =177 kVA | --> | 0.19 | 0 | 0.005 | 0 | 0 | Constrained, otherwise capacity available =183 kW | --> | C15 ex CLONAKILTY | Clonakilty [T41,T42] | DUNMANWAY |  | 51.6242 | -8.9004
252402 | MV/LV Substation DR***402 |  | 10 kV | _ | LV | 200 kVA :Pole Substation | 0.2 | --> | 0.2 | 0.166 | 1.32 |  | --> | 0.19 | 0 | 0 | 0.185 | 0 |  | --> | C29 ex CLIFDEN | Clifden [T41,T42] | SCREEB |  | 53.4877 | -9.9882
011692Z | MV/LV Substation NE***692Z |  | 10 kV | _ | LV | 1000 kVA :Building Structure | 1 | --> | 1 | 0.5 | 5.05 |  | --> | 0.95 | 0 | 0 | 0 | 0 | Constrained, otherwise capacity available =925 kW | --> | C12 ex MCDONAGH | Mcdonagh [T41,T42] | KILKENNY |  | 52.655 | -7.2444
015740Y | MV/LV Substation NA***740Y |  | 10 kV | _ | LV | 50 kVA :Pole Substation | 0.05 | --> | 0.05 | 0 | 0 | Constrained, otherwise capacity available =50 kVA | --> | 0.048 | 0 | 0 | 0 | 0 | Constrained, otherwise capacity available =48 kW | --> | C14 ex NAAS | Naas [T41,T42] | KILTEEL |  | 53.2075 | -6.666
207452 | MV/LV Substation PI***452 |  | 10 kV | _ | LV | 200 kVA :Pole Substation | 0.2 | --> | 0.2 | 0.131 | 3.38 |  | --> | 0.19 | 0 | 0 | 0 | 0 | Constrained, otherwise capacity available =180 kW | --> | C15 ex GLENGOOLE | Glengoole [T41] | THURLES |  | 52.6877 | -7.6023
1544230 | MV/LV Substation BR***4230 |  | 20 kV | _ | LV | 630 kVA :Building Structure | 0.63 | --> | 0.63 | 0 | 0 | Constrained, otherwise capacity available =599 kVA | --> | 0.598 | 0 | 0 | 0.5 | 0 |  | --> | C21 ex MACETOWN | Macetown [T101,T102] | MACETOWN |  | 53.4292 | -6.4572
0934313 | MV/LV Substation ME***4313 |  | 10 kV | _ | LV | 630 kVA :Kiosk Substation | 0.63 | --> | 0.63 | 0 | 0 | Constrained, otherwise capacity available =610 kVA | --> | 0.598 | 0 | 0 | 0.5 | 0 |  | --> | C20 ex MERVILLE | Merville [T41,T42] | FINGLAS |  | 53.3927 | -6.3164
0174443 | MV/LV Substation RA***4443 |  | 10 kV | _ | LV | 630 kVA :Kiosk Substation | 0.63 | --> | 0.63 | 0.482 | 1.98 |  | --> | 0.598 | 0 | 0 | 0 | 0 | Constrained, otherwise capacity available =578 kW | --> | E18 ex RATHKEALE | Rathkeale [T421,T422] | RATHKEALE |  | 52.5246 | -8.944
1544277 | MV/LV Substation TY***4277 |  | 10 kV | _ | LV | 630 kVA :Kiosk Substation | 0.63 | --> | 0.63 | 0 | 0 | Constrained, otherwise capacity available =536 kVA | --> | 0.598 | 0 | 0 | 0.5 | 0 |  | --> | C14 ex MACETOWN | Macetown [T101,T102] | MACETOWN |  | 53.4108 | -6.4022
248254X | MV/LV Substation TH***254X |  | 20 kV | _ | LV | 50 kVA :Pole Substation | 0.05 | --> | 0.05 | 0 | 0 | Constrained, otherwise capacity available =17 kVA | --> | 0.048 | 0 | 0 | 0 | 0 | Constrained, otherwise capacity available =43 kW | --> | E19 ex KILCOCK | Kilcock [T421,T422] | GRIFFINRATH |  | 53.3888 | -6.7003
063019 | MV/LV Substation CA***019 |  | 10 kV | _ | LV | 400 kVA :Building Structure | 0.4 | --> | 0.4 | 0 | 0 | Constrained, otherwise capacity available =332 kVA | --> | 0.38 | 0 | 0 | 0 | 0 | Constrained, otherwise capacity available =371 kW | --> | C17 ex STICKILLEN | Stickillen [T41,T42] | DRYBRIDGE |  | 53.8585 | -6.5314
014597Z | MV/LV Substation GI***597Z |  | 20 kV | _ | LV | 200 kVA :Pole Substation | 0.2 | --> | 0.2 | 0.195 | 0.63 |  | --> | 0.19 | 0 | 0 | 0 | 0 | Constrained, otherwise capacity available =189 kW | --> | E11 ex KILCULLEN | Kilcullen [T41,T42,T424] | STRATFORD |  | 53.1033 | -6.7368
009205X | MV/LV Substation SC***205X |  | 10 kV | _ | LV | 630 kVA :Kiosk Substation | 0.63 | --> | 0.63 | 0.48 | 0.53 |  | --> | 0.598 | 0 | 0 | 0 | 0 | Constrained, otherwise capacity available =578 kW | --> | C16 ex MANOR STREET | Manor Street [T41,T42] | WATERFORD |  | 52.2576 | -7.1017
041503X | MV/LV Substation CA***503X |  | 20 kV | _ | LV | 50 kVA :Pole Substation | 0.05 | --> | 0.05 | 0 | 0 | Constrained, otherwise capacity available =44 kVA | --> | 0.048 | 0 | 0.01 | 0 | 0 | Constrained, otherwise capacity available =39 kW | --> | E18 ex DALTON | Dalton [T421,T422] | DALTON |  | 53.7076 | -8.9768
0424158 | MV/LV Substation CO***4158 |  | 20 kV | _ | LV | 50 kVA :Pole Substation | 0.05 | --> | 0.05 | 0 | 0 | Constrained, otherwise capacity available =50 kVA | --> | 0.048 | 0 | 0 | 0 | 0 | Constrained, otherwise capacity available =48 kW | --> | E17 ex WINDSOR | Windsor [T421,T422] | CASTLEBAR |  | 53.8467 | -9.2484
062054 | MV/LV Substation BE***054 |  | 10 kV | _ | LV | 200 kVA :Kiosk Substation | 0.2 | --> | 0.2 | 0.133 | 0.72 |  | --> | 0.19 | 0 | 0.041 | 0 | 0 | Constrained, otherwise capacity available =150 kW | --> | C16 ex COES ROAD | Coes Road [T41,T42] | DUNDALK |  | 54.0001 | -6.3889
029732Y | MV/LV Substation FO***732Y |  | 10 kV | _ | LV | 1000 kVA :Building Structure | 1 | --> | 1 | 0 | 0 | Constrained, otherwise capacity available =939 kVA | --> | 0.95 | 0 | 0 | 0 | 0 | Constrained, otherwise capacity available =942 kW | --> | C18 ex KILLACLOYNE | Killacloyne [T41,T42] | MIDLETON |  | 51.9103 | -8.2874
011604Y | MV/LV Substation NA***604Y |  | 10 kV | _ | LV | 400 kVA :Kiosk Substation | 0.4 | --> | 0.4 | 0.373 | 5.05 |  | --> | 0.38 | 0 | 0 | 0 | 0 | Constrained, otherwise capacity available =376 kW | --> | C14 ex MCDONAGH | Mcdonagh [T41,T42] | KILKENNY |  | 52.6553 | -7.2342
001829 | MV/LV Substation OW***829 |  | 10 kV | _ | LV | 630 kVA :Building Structure | 0.63 | --> | 0.63 | 0 | 0.86 |  | --> | 0.598 | 0 | 0 | 0.5 | 0 |  | --> | C21 ex BELFIELD | Belfield [T41,T42] | BLACKROCK |  | 53.3033 | -6.2175
144313X | MV/LV Substation MA***313X |  | 10 kV | _ | LV | 50 kVA :Pole Substation | 0.05 | --> | 0.05 | 0 | 0 | Constrained, otherwise capacity available =42 kVA | --> | 0.048 | 0 | 0 | 0 | 0 | Constrained, otherwise capacity available =46 kW | --> | C15 ex CASTLECOMER | Castlecomer [T41,T42] | BALLYRAGGET |  | 52.8463 | -7.1673
064052 | MV/LV Substation ME***052 |  | 10 kV | _ | LV | 200 kVA :Pole Substation | 0.2 | --> | 0.2 | 0 | 0 | Constrained, otherwise capacity available =93 kVA | --> | 0.19 | 0 | 0.025 | 0 | 0 | Constrained, otherwise capacity available =156 kW | --> | C11 ex DRYBRIDGE | Drybridge [T41,T42] | DRYBRIDGE |  | 53.7191 | -6.3663
281622Z | MV/LV Substation PU***622Z |  | 10 kV | _ | LV | 200 kVA :Kiosk Substation | 0.2 | --> | 0.2 | 0.179 | 6.78 |  | --> | 0.19 | 0 | 0 | 0.187 | 0 |  | --> | C38 ex CASTLEVIEW | Castleview [T101,T102] | CASTLEVIEW |  | 51.8875 | -8.3918
021791 | MV/LV Substation RO***791 |  | 10 kV | _ | LV | 200 kVA :Pole Substation | 0.2 | --> | 0.2 | 0.176 | 6.78 |  | --> | 0.19 | 0 | 0 | 0.187 | 0 |  | --> | C16 ex CASTLEVIEW | Castleview [T101,T102] | CASTLEVIEW |  | 51.9098 | -8.3504
1604431 | MV/LV Substation DE***4431 |  | 10 kV | _ | LV | 50 kVA :Pole Substation | 0.05 | --> | 0.05 | 0 | 0 | Constrained, otherwise capacity available =45 kVA | --> | 0.048 | 0 | 0 | 0 | 0 | Constrained, otherwise capacity available =47 kW | --> | C20 ex MOUNTMELLICK | Mountmellick [T41,T42] | PORTLAOISE |  | 53.0915 | -7.2935
127121 | MV/LV Substation SY***121 |  | 20 kV | _ | LV | 50 kVA :Pole Substation | 0.05 | --> | 0.05 | 0.011 | 5.89 |  | --> | 0.048 | 0 | 0 | 0 | 0 | Constrained, otherwise capacity available =42 kW | --> | C14 ex CASHEL | Cashel [T41,T42] | CAHIR |  | 52.5732 | -7.8781
048169X | MV/LV Substation SA***169X |  | 20 kV | _ | LV | 50 kVA :Pole Substation | 0.05 | --> | 0.05 | 0.036 | 2.03 |  | --> | 0.048 | 0 | 0.013 | 0 | 0 | Constrained, otherwise capacity available =36 kW | --> | E15 ex MOHILL | Mohill [T421,T422] | CARRICK ON SHANNON |  | 54.0501 | -7.7995
293878X | MV/LV Substation KN***878X |  | 20 kV | _ | LV | 50 kVA :Pole Substation | 0.05 | --> | 0.05 | 0 | 0 | Constrained, otherwise capacity available =49 kVA | --> | 0.048 | 0 | 0 | 0 | 0 | Constrained, otherwise capacity available =47 kW | --> | E17 ex BALTINGLASS | Baltinglass [T421,T422] | STRATFORD |  | 52.8803 | -6.6851
039787 | MV/LV Substation SL***787 |  | 10 kV | _ | LV | 400 kVA :Kiosk Substation | 0.4 | --> | 0.4 | 0.316 | 11.03 |  | --> | 0.38 | 0 | 0.031 | 0.345 | 0 |  | --> | C23 ex SALTHILL | Salthill [T101,T102] | SALTHILL |  | 53.272 | -9.1042
154379Z | MV/LV Substation GA***379Z |  | 10 kV | _ | LV | 630 kVA :Kiosk Substation | 0.63 | --> | 0.63 | 0 | 0 | Constrained, otherwise capacity available =388 kVA | --> | 0.598 | 0 | 0.003 | 0.5 | 0 |  | --> | C20 ex COLLEGE PARK | College Park [T101,T102,T103] | COLLEGE PARK |  | 53.3934 | -6.3722
059484Y | MV/LV Substation DR***484Y |  | 20 kV | _ | LV | 400 kVA :Kiosk Substation | 0.4 | --> | 0.4 | 0 | 0 | Constrained, otherwise capacity available =308 kVA | --> | 0.38 | 0 | 0.047 | 0 | 0 | Constrained, otherwise capacity available =332 kW | --> | E17 ex CAVAN | Cavan [T42,T421] | SHANKILL |  | 54.0171 | -7.3609
069287 | MV/LV Substation RA***287 |  | 10 kV | _ | LV | 630 kVA :Kiosk Substation | 0.63 | --> | 0.63 | 0.373 | 0.91 |  | --> | 0.598 | 0 | 0.07 | 0.5 | 0 |  | --> | C12 ex KIMMAGE | Kimmage [T41,T42] | INCHICORE 220KV |  | 53.3077 | -6.2859
001215X | MV/LV Substation LO***215X |  | 10 kV | _ | LV | 200 kVA :Kiosk Substation | 0.2 | --> | 0.2 | 0.171 | 13.42 |  | --> | 0.19 | 0 | 0 | 0.186 | 0 |  | --> | C20 ex POTTERY ROAD | Pottery Road [T101,T102] | CARRICKMINES |  | 53.2656 | -6.1485
250952 | MV/LV Substation TH***952 |  | 20 kV | _ | LV | 200 kVA :Kiosk Substation | 0.2 | --> | 0.2 | 0.173 | 1.26 |  | --> | 0.19 | 0 | 0.003 | 0 | 0 | Constrained, otherwise capacity available =184 kW | --> | E16 ex BALLYCROSSAUN | Ballycrossaun [T421,T422] | SOMERSET |  | 53.0939 | -8.2253
001576 | MV/LV Substation BE***576 |  | 10 kV | _ | LV | 400 kVA :Kiosk Substation | 0.4 | --> | 0.4 | 0 | 0 | Constrained, otherwise capacity available =256 kVA | --> | 0.38 | 0 | 0.077 | 0.303 | 0 |  | --> | C19 ex DUNDRUM | Dundrum [T41,T42] | BLACKROCK |  | 53.3033 | -6.242
288195 | MV/LV Substation AR***195 |  | 10 kV | _ | LV | 1000 kVA :Building Structure | 1 | --> | 1 | 0.5 | 15.18 |  | --> | 0.95 | 0 | 0.02 | 0.5 | 0 |  | --> | C26 ex CENTRAL PARK | Central Park [T101,T102] | CARRICKMINES |  | 53.2776 | -6.2083
012417Y | MV/LV Substation EU***417Y |  | 10 kV | _ | LV | 200 kVA :Kiosk Substation | 0.2 | --> | 0.2 | 0 | 0 | Constrained, otherwise capacity available =200 kVA | --> | 0.19 | 0 | 0 | 0 | 0 | Constrained, otherwise capacity available =190 kW | --> | C24 ex POLLERTON | Pollerton [T41,T42] | CARLOW |  | 52.8553 | -6.8799
161477 | MV/LV Substation BA***477 |  | 20 kV | _ | LV | 630 kVA :Kiosk Substation | 0.63 | --> | 0.63 | 0 | 0 | Constrained, otherwise capacity available =408 kVA | --> | 0.598 | 0 | 0.048 | 0 | 0 | Constrained, otherwise capacity available =532 kW | --> | C12 ex SPIDDAL |  |  |  | 53.2444 | -9.3054
111669Z | MV/LV Substation TH***669Z |  | 20 kV | _ | LV | 100 kVA :Pole Substation | 0.1 | --> | 0.1 | 0 | 0 | Constrained, otherwise capacity available =90 kVA | --> | 0.095 | 0 | 0.02 | 0 | 0 | Constrained, otherwise capacity available =79 kW | --> | E11 ex BALLYDEHOB | Ballydehob [T421] | DUNMANWAY |  | 51.564 | -9.4613
063657X | MV/LV Substation LY***657X |  | 10 kV | _ | LV | 50 kVA :Pole Substation | 0.05 | --> | 0.05 | 0 | 0 | Constrained, otherwise capacity available =46 kVA | --> | 0.048 | 0 | 0 | 0 | 0 | Constrained, otherwise capacity available =47 kW | --> | C16 ex STICKILLEN | Stickillen [T41,T42] | DRYBRIDGE |  | 53.8537 | -6.5096
001223X | MV/LV Substation CH***223X |  | 10 kV | _ | LV | 1000 kVA :Building Structure | 1 | --> | 1 | 0 | 0 | Constrained, otherwise capacity available =738 kVA | --> | 0.95 | 0 | 0 | 0.5 | 0 |  | --> | C19 ex LOUGHLINSTOWN | Loughlinstown [T41,T42] | CARRICKMINES |  | 53.2416 | -6.1401
2334100 | MV/LV Substation AI***4100 |  | 20 kV | _ | LV | 50 kVA :Pole Substation | 0.05 | --> | 0.05 | 0 | 0 | Constrained, otherwise capacity available =48 kVA | --> | 0.048 | 0 | 0 | 0 | 0 | Constrained, otherwise capacity available =47 kW | --> | C21 ex CASTLEISLAND | Castleisland [T41,T42] | TRALEE |  | 52.1835 | -9.5295
0184135 | MV/LV Substation KN***4135 |  | 20 kV | _ | LV | 100 kVA :Pole Substation | 0.1 | --> | 0.1 | 0.098 | 3.75 |  | --> | 0.095 | 0 | 0 | 0 | 0 | Constrained, otherwise capacity available =95 kW | --> | C14 ex SMEARLA | Smearla [T41,T42] | TRIEN |  | 52.4646 | -9.3718
070199 | MV/LV Substation GN***199 |  | 20 kV | _ | LV | 50 kVA :Pole Substation | 0.05 | --> | 0.05 | 0.029 | 0.76 |  | --> | 0.048 | 0 | 0.004 | 0 | 0 | Constrained, otherwise capacity available =42 kW | --> | E15 ex RATHMORE | Rathmore [T42,T421] | KNOCKEARAGH |  | 52.1183 | -9.2746
001268 | MV/LV Substation WO***268 |  | 10 kV | _ | LV | 400 kVA :Building Structure | 0.4 | --> | 0.4 | 0.312 | 13.42 |  | --> | 0.38 | 0 | 0.022 | 0.352 | 0 |  | --> | C20 ex POTTERY ROAD | Pottery Road [T101,T102] | CARRICKMINES |  | 53.2657 | -6.1452
093184Z | MV/LV Substation PR***184Z |  | 10 kV | _ | LV | 630 kVA :Kiosk Substation | 0.63 | --> | 0.63 | 0 | 0 | Constrained, otherwise capacity available =499 kVA | --> | 0.598 | 0 | 0 | 0.5 | 0 |  | --> | C13 ex MERVILLE | Merville [T41,T42] | FINGLAS |  | 53.3827 | -6.2906
0954109 | MV/LV Substation TH***4109 |  | 10 kV | _ | LV | 50 kVA :Pole Substation | 0.05 | --> | 0.05 | 0.048 | 0.7 |  | --> | 0.048 | 0 | 0 | 0 | 0 | Constrained, otherwise capacity available =47 kW | --> | C11 ex KILRUSH | Kilrush [T41,T42] | TULLABRACK |  | 52.6374 | -9.2485
0324214 | MV/LV Substation AP***4214 |  | 10 kV | _ | LV | 400 kVA :Kiosk Substation | 0.4 | --> | 0.4 | 0 | 0 | Constrained, otherwise capacity available =246 kVA | --> | 0.38 | 0 | 0 | 0 | 0 | Constrained, otherwise capacity available =358 kW | --> | C23 ex TRAMORE | Tramore [T41,T42] | BUTLERSTOWN |  | 52.1728 | -7.1405
349001 | MV/LV Substation MA***001 |  | 10 kV | _ | LV | 630 kVA :Kiosk Substation | 0.63 | --> | 0.63 | 0.442 | 2.35 |  | --> | 0.598 | 0 | 0.012 | 0 | 0 | Constrained, otherwise capacity available =563 kW | --> | C15 ex KILTIMAGH | Kiltimagh [T41] | CASTLEBAR |  | 53.8509 | -8.9991
067505X | MV/LV Substation AN***505X |  | 20 kV | _ | LV | 100 kVA :Pole Substation | 0.1 | --> | 0.1 | 0.081 | 6.81 |  | --> | 0.095 | 0 | 0.009 | 0.086 | 0 |  | --> | C06 ex AHANE | Ahane [T102] | AHANE |  | 52.6746 | -8.5308
258421 | MV/LV Substation RO***421 |  | 20 kV | _ | LV | 100 kVA :Pole Substation | 0.1 | --> | 0.1 | 0.062 | 1.86 |  | --> | 0.095 | 0 | 0.011 | 0 | 0 | Constrained, otherwise capacity available =82 kW | --> | E17 ex CREESLOUGH | Creeslough [T421] | ARDNAGAPPARY |  | 55.175 | -7.927
064372Y | MV/LV Substation CO***372Y |  | 10 kV | _ | LV | 630 kVA :Kiosk Substation | 0.63 | --> | 0.63 | 0 | 0 | Constrained, otherwise capacity available =581 kVA | --> | 0.598 | 0 | 0 | 0 | 0 | Constrained, otherwise capacity available =592 kW | --> | C20 ex DRYBRIDGE | Drybridge [T41,T42] | DRYBRIDGE |  | 53.7159 | -6.3461
1114062 | MV/LV Substation CL***4062 |  | 20 kV | _ | LV | 100 kVA :Pole Substation | 0.1 | --> | 0.1 | 0 | 0 | Constrained, otherwise capacity available =26 kVA | --> | 0.095 | 0 | 0 | 0 | 0 | Constrained, otherwise capacity available =88 kW | --> | C12 ex BANTRY | Bantry [T41,T42] | BALLYLICKY |  | 51.6466 | -9.4688
120886 | MV/LV Substation AN***886 |  | 10 kV | _ | LV | 200 kVA :Pole Substation | 0.2 | --> | 0.2 | 0 | 0 | Constrained, otherwise capacity available =184 kVA | --> | 0.19 | 0 | 0.015 | 0 | 0 | Constrained, otherwise capacity available =177 kW | --> | C14 ex BLAKE | Blake [T41,T42] | BLAKE |  | 53.2789 | -6.9423
235097 | MV/LV Substation WO***097 |  | 20 kV | _ | LV | 50 kVA :Pole Substation | 0.05 | --> | 0.05 | 0 | 0 | Constrained, otherwise capacity available =39 kVA | --> | 0.048 | 0 | 0 | 0 | 0 | Constrained, otherwise capacity available =46 kW | --> | E11 ex BEALNABLATH | Bealnablath [T421] | BANDON |  | 51.8237 | -8.7616
066128X | MV/LV Substation DU***128X |  | 20 kV | _ | LV | 400 kVA :Building Structure | 0.4 | --> | 0.4 | 0 | 0 | Constrained, otherwise capacity available =198 kVA | --> | 0.38 | 0 | 0.028 | 0 | 0 | Constrained, otherwise capacity available =331 kW | --> | E15 ex ASHBOURNE | Ashbourne [T421,T422] | FINGLAS |  | 53.5058 | -6.3993
005597X | MV/LV Substation CO***597X |  | 20 kV | _ | LV | 100 kVA :Pole Substation | 0.1 | --> | 0.1 | 0.088 | 17.8 |  | --> | 0.095 | 0 | 0.006 | 0.089 | 0 |  | --> | E13 ex BANOGE | Banoge [T121,T122] | BANOGE |  | 52.6458 | -6.2337
2544044 | MV/LV Substation BR***4044 |  | 20 kV | _ | LV | 50 kVA :Pole Substation | 0.05 | --> | 0.05 | 0 | 0 | Constrained, otherwise capacity available =50 kVA | --> | 0.048 | 0 | 0 | 0 | 0 | Constrained, otherwise capacity available =48 kW | --> | E16 ex GLENAMADDY | Glenamaddy [T422] | ATHLONE |  | 53.4677 | -8.6499
161993 | MV/LV Substation CO***993 |  | 20 kV | _ | LV | 200 kVA :Pole Substation | 0.2 | --> | 0.2 | 0.104 | 0.45 |  | --> | 0.19 | 0 | 0 | 0 | 0 | Constrained, otherwise capacity available =176 kW | --> | C14 ex CARRAROE | Carraroe [T42] | SCREEB |  | 53.2461 | -9.5484
003408 | MV/LV Substation DU***408 |  | 10 kV | _ | LV | 100 kVA :Pole Substation | 0.1 | --> | 0.1 | 0.057 | 11.58 |  | --> | 0.095 | 0 | 0.037 | 0 | 0 | Constrained, otherwise capacity available =62 kW | --> | C17 ex BALLYBEG | Ballybeg [T101,T102] | CARRICKMINES |  | 52.968 | -6.0161
130994 | MV/LV Substation ED***994 |  | 20 kV | _ | LV | 100 kVA :Pole Substation | 0.1 | --> | 0.1 | 0.041 | 2.55 |  | --> | 0.095 | 0 | 0 | 0 | 0 | Constrained, otherwise capacity available =87 kW | --> | E17 ex EDGEWORTHSTOWN | Edgeworthstown [T421,T422] | RICHMOND |  | 53.6978 | -7.615
065006Z | MV/LV Substation CO***006Z |  | 20 kV | _ | LV | 50 kVA :Pole Substation | 0.05 | --> | 0.05 | 0 | 0 | Constrained, otherwise capacity available =22 kVA | --> | 0.048 | 0 | 0 | 0 | 0 | Constrained, otherwise capacity available =44 kW | --> | E23 ex BALTRASNA | Baltrasna [T121,T122] | BALTRASNA |  | 53.552 | -6.4327
064393 | MV/LV Substation HI***393 |  | 20 kV | _ | LV | 200 kVA :Kiosk Substation | 0.2 | --> | 0.2 | 0 | 0 | Constrained, otherwise capacity available =153 kVA | --> | 0.19 | 0 | 0.039 | 0 | 0 | Constrained, otherwise capacity available =154 kW | --> | E15 ex DULEEK | Duleek [T421,T422] | DRYBRIDGE |  | 53.6687 | -6.4207
0394181 | MV/LV Substation CU***4181 |  | 10 kV | _ | LV | 400 kVA :Kiosk Substation | 0.4 | --> | 0.4 | 0 | 0 | Constrained, otherwise capacity available =337 kVA | --> | 0.38 | 0 | 0.019 | 0 | 0 | Constrained, otherwise capacity available =357 kW | --> | C12 ex ORANMORE | Oranmore [T41,T44] | GALWAY 110KV |  | 53.2741 | -8.9633
066588 | MV/LV Substation GR***588 |  | 20 kV | _ | LV | 50 kVA :Pole Substation | 0.05 | --> | 0.05 | 0 | 0 | Constrained, otherwise capacity available =38 kVA | --> | 0.048 | 0 | 0 | 0 | 0 | Constrained, otherwise capacity available =46 kW | --> | E21 ex ASHBOURNE | Ashbourne [T421,T422] | FINGLAS |  | 53.5154 | -6.2783
052330Z | MV/LV Substation CL***330Z |  | 20 kV | _ | LV | 50 kVA :Pole Substation | 0.05 | --> | 0.05 | 0 | 0 | Constrained, otherwise capacity available =31 kVA | --> | 0.048 | 0 | 0 | 0 | 0 | Constrained, otherwise capacity available =45 kW | --> | C15 ex DELVIN | Delvin [T41,T42] | MULLINGAR |  | 53.5351 | -7.1941
054082 | MV/LV Substation AB***082 |  | 20 kV | _ | LV | 200 kVA :Pole Substation | 0.2 | --> | 0.2 | 0 | 0 | Constrained, otherwise capacity available =149 kVA | --> | 0.19 | 0 | 0.006 | 0 | 0 | Constrained, otherwise capacity available =178 kW | --> | E13 ex ABBEYLEIX | Abbeyleix [T422] | PORTLAOISE |  | 52.9114 | -7.342
093196Z | MV/LV Substation BA***196Z |  | 10 kV | _ | LV | 200 kVA :Pole Substation | 0.2 | --> | 0.2 | 0 | 0 | Constrained, otherwise capacity available =61 kVA | --> | 0.19 | 0 | 0 | 0.17 | 0 |  | --> | C25 ex POPPINTREE | Poppintree [T101,T102] | FINGLAS |  | 53.4109 | -6.3071
093256X | MV/LV Substation I.***256X |  | 10 kV | _ | LV | 400 kVA :Kiosk Substation | 0.4 | --> | 0.4 | 0 | 0 | Constrained, otherwise capacity available =400 kVA | --> | 0.38 | 0 | 0 | 0 | 0 | Constrained, otherwise capacity available =380 kW | --> | C31 ex CLONSHAUGH | Clonshaugh [T41,T42] | FINGLAS |  | 53.4015 | -6.2184
158167Y | MV/LV Substation DO***167Y |  | 20 kV | _ | LV | 400 kVA :Building Structure | 0.4 | --> | 0.4 | 0 | 0 | Constrained, otherwise capacity available =355 kVA | --> | 0.38 | 0 | 0 | 0 | 0 | Constrained, otherwise capacity available =374 kW | --> | C22 ex ENNISTYMON | Ennistymon [T41,T42] | ENNIS |  | 53.0159 | -9.377
281982 | MV/LV Substation CO***982 |  | 10 kV | _ | LV | 50 kVA :Pole Substation | 0.05 | --> | 0.05 | 0 | 0 | Constrained, otherwise capacity available =48 kVA | --> | 0.048 | 0 | 0 | 0.047 | 0 |  | --> | C22 ex BALLINCOLLIG | Ballincollig [T41,T42] | KILBARRY |  | 51.8838 | -8.5991
156382Z | MV/LV Substation M ***382Z |  | 10 kV | _ | LV | 400 kVA :Building Structure | 0.4 | --> | 0.4 | 0.29 | 2.47 |  | --> | 0.38 | 0 | 0.05 | 0 | 0 | Constrained, otherwise capacity available =333 kW | --> | C12 ex TELAYDON | Telaydon [T42,T421] | LISDRUM |  | 54.2624 | -6.9472
281302Z | MV/LV Substation UC***302Z |  | 10 kV | _ | LV | 630 kVA :Building Structure | 0.63 | --> | 0.63 | 0 | 0 | Constrained, otherwise capacity available =372 kVA | --> | 0.598 | 0 | 0.05 | 0 | 0 | Constrained, otherwise capacity available =525 kW | --> | C14 ex DENNEHYS CROSS | Dennehys Cross [T41,T42] | TRABEG |  | 51.8944 | -8.5014
059780Y | MV/LV Substation DE***780Y |  | 20 kV | _ | LV | 200 kVA :Pole Substation | 0.2 | --> | 0.2 | 0 | 0 | Constrained, otherwise capacity available =179 kVA | --> | 0.19 | 0 | 0.002 | 0 | 0 | Constrained, otherwise capacity available =186 kW | --> | E17 ex CAVAN | Cavan [T42,T421] | SHANKILL |  | 54.1024 | -7.4394
0294358 | MV/LV Substation KN***4358 |  | 10 kV | _ | LV | 50 kVA :Pole Substation | 0.05 | --> | 0.05 | 0 | 0 | Constrained, otherwise capacity available =50 kVA | --> | 0.048 | 0 | 0 | 0.048 | 0 |  | --> | C19 ex MIDLETON | Midleton [T101,T102] | MIDLETON |  | 51.9236 | -8.1901
081625Z | MV/LV Substation ST***625Z |  | 20 kV | _ | LV | 400 kVA :Kiosk Substation | 0.4 | --> | 0.4 | 0 | 0 | Constrained, otherwise capacity available =398 kVA | --> | 0.38 | 0 | 0 | 0.38 | 0 |  | --> | E19 ex ADAMSTOWN | Adamstown [T121,T122] | INCHICORE 220KV |  | 53.3389 | -6.4652
039156X | MV/LV Substation AR***156X |  | 10 kV | _ | LV | 200 kVA :Pole Substation | 0.2 | --> | 0.2 | 0 | 0 | Constrained, otherwise capacity available =171 kVA | --> | 0.19 | 0 | 0.01 | 0 | 0 | Constrained, otherwise capacity available =178 kW | --> | C13 ex SPIDDAL |  |  |  | 53.2497 | -9.2115
021998X | MV/LV Substation SI***998X |  | 10 kV | _ | LV | 400 kVA :Kiosk Substation | 0.4 | --> | 0.4 | 0 | 0 | Constrained, otherwise capacity available =250 kVA | --> | 0.38 | 0 | 0.015 | 0.348 | 0 |  | --> | C12 ex MAYFIELD | Mayfield [T41,T42] | KILBARRY |  | 51.9082 | -8.4249
075347Y | MV/LV Substation OL***347Y |  | 20 kV | _ | LV | 200 kVA :Kiosk Substation | 0.2 | --> | 0.2 | 0.168 | 1.13 |  | --> | 0.19 | 0 | 0.009 | 0 | 0 | Constrained, otherwise capacity available =179 kW | --> | E12 ex BUNCLODY | Bunclody [T421,T422] | CRANE |  | 52.6448 | -6.6495
064266Z | MV/LV Substation BO***266Z |  | 10 kV | _ | LV | 400 kVA :Kiosk Substation | 0.4 | --> | 0.4 | 0 | 0 | Constrained, otherwise capacity available =338 kVA | --> | 0.38 | 0 | 0.01 | 0 | 0 | Constrained, otherwise capacity available =364 kW | --> | C19 ex DRYBRIDGE | Drybridge [T41,T42] | DRYBRIDGE |  | 53.7266 | -6.3592
281104 | MV/LV Substation PH***104 |  | 10 kV | _ | LV | 630 kVA :Building Structure | 0.63 | --> | 0.63 | 0 | 0 | Constrained, otherwise capacity available =376 kVA | --> | 0.598 | 0 | 0.014 | 0 | 0 | Constrained, otherwise capacity available =552 kW | --> | C12 ex DENNEHYS CROSS | Dennehys Cross [T41,T42] | TRABEG |  | 51.8925 | -8.4843
082298Z | MV/LV Substation CO***298Z |  | 20 kV | _ | LV | 50 kVA :Pole Substation | 0.05 | --> | 0.05 | 0 | 0 | Constrained, otherwise capacity available =43 kVA | --> | 0.048 | 0 | 0.006 | 0 | 0 | Constrained, otherwise capacity available =42 kW | --> | E11 ex ACADEMY STREET | Academy Street [T421,T422,T44] | NAVAN |  | 53.6098 | -6.6179
066014Z | MV/LV Substation GR***014Z |  | 20 kV | _ | LV | 50 kVA :Pole Substation | 0.05 | --> | 0.05 | 0 | 0 | Constrained, otherwise capacity available =42 kVA | --> | 0.048 | 0 | 0.005 | 0 | 0 | Constrained, otherwise capacity available =43 kW | --> | E21 ex ASHBOURNE | Ashbourne [T421,T422] | FINGLAS |  | 53.5136 | -6.2783
011661X | MV/LV Substation HO***661X |  | 10 kV | _ | LV | 200 kVA :Pole Substation | 0.2 | --> | 0.2 | 0.037 | 0.04 | Constrained, otherwise capacity available =173 kVA | --> | 0.19 | 0 | 0 | 0 | 0 | Constrained, otherwise capacity available =186 kW | --> | C11 ex CALLAN | Callan [T41,T42] | KILKENNY |  | 52.556 | -7.3792
084632 | MV/LV Substation TO***632 |  | 10 kV | _ | LV | 400 kVA :Building Structure | 0.4 | --> | 0.4 | 0 | 0 | Constrained, otherwise capacity available =390 kVA | --> | 0.38 | 0 | 0 | 0 | 0 | Constrained, otherwise capacity available =379 kW | --> | C18 ex KILCOLGAN | Kilcolgan [T42,T421] | GALWAY 110KV |  | 53.2495 | -8.8896
167031 | MV/LV Substation RA***031 |  | 20 kV | _ | LV | 100 kVA :Pole Substation | 0.1 | --> | 0.1 | 0 | 0 | Constrained, otherwise capacity available =83 kVA | --> | 0.095 | 0 | 0 | 0 | 0 | Constrained, otherwise capacity available =93 kW | --> | E11 ex WHITECHURCH | Whitechurch [T421,T422] | KILBARRY |  | 52.0143 | -8.5943
003038 | MV/LV Substation NO***038 |  | 10 kV | _ | LV | 630 kVA :Building Structure | 0.63 | --> | 0.63 | 0.471 | 11.58 |  | --> | 0.598 | 0 | 0.004 | 0 | 0 | Constrained, otherwise capacity available =574 kW | --> | C22 ex BALLYBEG | Ballybeg [T101,T102] | CARRICKMINES |  | 52.9809 | -6.0382
001052 | MV/LV Substation EL***052 |  | 10 kV | _ | LV | 630 kVA :Kiosk Substation | 0.63 | --> | 0.63 | 0.5 | 1.16 |  | --> | 0.598 | 0 | 0 | 0.5 | 0 |  | --> | C17 ex BREWERY ROAD | Brewery Road [T41,T42] | CARRICKMINES |  | 53.2796 | -6.199
018333Z | MV/LV Substation CO***333Z |  | 10 kV | _ | LV | 400 kVA :Kiosk Substation | 0.4 | --> | 0.4 | 0.36 | 3.75 |  | --> | 0.38 | 0 | 0.005 | 0 | 0 | Constrained, otherwise capacity available =371 kW | --> | C13 ex SMEARLA | Smearla [T41,T42] | TRIEN |  | 52.4523 | -9.472
0694056 | MV/LV Substation SC***4056 |  | 10 kV | _ | LV | 630 kVA :Kiosk Substation | 0.63 | --> | 0.63 | 0 | 0 | Constrained, otherwise capacity available =539 kVA | --> | 0.598 | 0 | 0.016 | 0.5 | 0 |  | --> | C12 ex BALLYBODEN | Ballyboden [T41,T42] | COOKSTOWN |  | 53.2781 | -6.3083
1544335 | MV/LV Substation PU***4335 |  | 10 kV | _ | LV | 630 kVA :Building Structure | 0.63 | --> | 0.63 | 0 | 0 | Constrained, otherwise capacity available =630 kVA | --> | 0.598 | 0 | 0 | 0 | 0 | Constrained, otherwise capacity available =598 kW | --> | C20 ex BALLYCOOLIN | Ballycoolin [T41,T42,T43] | FINGLAS |  | 53.4067 | -6.3502
244511 | MV/LV Substation FA***511 |  | 20 kV | _ | LV | 200 kVA :Pole Substation | 0.2 | --> | 0.2 | 0 | 0 | Constrained, otherwise capacity available =153 kVA | --> | 0.19 | 0 | 0.01 | 0 | 0 | Constrained, otherwise capacity available =176 kW | --> | E21 ex MILLTOWN (SR) | Milltown (sr) [T421,T422] | OUGHTRAGH |  | 52.1088 | -9.6263
028171 | MV/LV Substation BR***171 |  | 10 kV | _ | LV | 400 kVA :Kiosk Substation | 0.4 | --> | 0.4 | 0.346 | 19.7 |  | --> | 0.38 | 0 | 0.014 | 0.362 | 0 |  | --> | C12 ex COW CROSS | Cow Cross [T102,T41] | COW CROSS |  | 51.8499 | -8.3115
031043 | MV/LV Substation TH***043 |  | 10 kV | _ | LV | 400 kVA :Kiosk Substation | 0.4 | --> | 0.4 | 0 | 0 | Constrained, otherwise capacity available =248 kVA | --> | 0.38 | 0 | 0.029 | 0 | 0 | Constrained, otherwise capacity available =337 kW | --> | C19 ex COLLIGAN | Colligan [T41,T42] | DUNGARVAN |  | 52.0913 | -7.6289
093082Z | MV/LV Substation BR***082Z |  | 10 kV | _ | LV | 100 kVA :Pole Substation | 0.1 | --> | 0.1 | 0 | 0 | Constrained, otherwise capacity available =24 kVA | --> | 0.095 | 0 | 0 | 0 | 0 | Constrained, otherwise capacity available =84 kW | --> | E11 ex ASHBOURNE | Ashbourne [T421,T422] | FINGLAS |  | 53.4326 | -6.3295
153286X | MV/LV Substation SU***286X |  | 20 kV | _ | LV | 400 kVA :Building Structure | 0.4 | --> | 0.4 | 0 | 0 | Constrained, otherwise capacity available =317 kVA | --> | 0.38 | 0 | 0 | 0 | 0 | Constrained, otherwise capacity available =368 kW | --> | E12 ex BIRDHILL | Birdhill [T421,T422] | ARDNACRUSHA |  | 52.8062 | -8.4423
068183X | MV/LV Substation BO***183X |  | 10 kV | _ | LV | 400 kVA :Building Structure | 0.4 | --> | 0.4 | 0.4 | 6.65 |  | --> | 0.38 | 0 | 0 | 0.38 | 0 |  | --> | C12 ex EAST WALL ROAD | East Wall Road [T41,T42] | MCDERMOTT |  | 53.3539 | -6.214
066997 | MV/LV Substation EM***997 |  | 10 kV | _ | LV | 50 kVA :Pole Substation | 0.05 | --> | 0.05 | 0 | 0 | Constrained, otherwise capacity available =33 kVA | --> | 0.048 | 0 | 0.011 | 0 | 0 | Constrained, otherwise capacity available =37 kW | --> | C13 ex MALAHIDE | Malahide [T41,T42] | GLASMORE |  | 53.4233 | -6.1815
334031 | MV/LV Substation SL***031 |  | 10 kV | _ | LV | 400 kVA :Kiosk Substation | 0.4 | --> | 0.4 | 0.241 | 5.82 |  | --> | 0.38 | 0 | 0.026 | 0.338 | 0 |  | --> | C11 ex COOLOCK | Coolock [T41,T42] | FINGLAS |  | 53.3956 | -6.1834
082309 | MV/LV Substation BA***309 |  | 20 kV | _ | LV | 50 kVA :Pole Substation | 0.05 | --> | 0.05 | 0 | 0 | Constrained, otherwise capacity available =48 kVA | --> | 0.048 | 0 | 0 | 0 | 0 | Constrained, otherwise capacity available =47 kW | --> | E17 ex ACADEMY STREET | Academy Street [T421,T422,T44] | NAVAN |  | 53.5669 | -6.6792
067195 | MV/LV Substation OM***195 |  | 10 kV | _ | LV | 200 kVA :Building Structure | 0.2 | --> | 0.2 | 0 | 0 | Constrained, otherwise capacity available =175 kVA | --> | 0.19 | 0 | 0 | 0.187 | 0 |  | --> | C20 ex GARRYOWEN | Garryowen [T41,T42] | LIMERICK |  | 52.6478 | -8.6033
266287X | MV/LV Substation DR***287X |  | 20 kV | _ | LV | 50 kVA :Pole Substation | 0.05 | --> | 0.05 | 0 | 0 | Constrained, otherwise capacity available =48 kVA | --> | 0.048 | 0 | 0 | 0 | 0 | Constrained, otherwise capacity available =47 kW | --> | E17 ex CARNDONAGH | Carndonagh [T421,T422] | TRILLICK |  | 55.2776 | -7.2454
052745X | MV/LV Substation KI***745X |  | 10 kV | _ | LV | 50 kVA :Pole Substation | 0.05 | --> | 0.05 | 0.039 | 10.9 |  | --> | 0.048 | 0 | 0 | 0.046 | 0 |  | --> | C13 ex MULLINGAR | Mullingar [T101,T102] | MULLINGAR |  | 53.5813 | -7.3237
062209 | MV/LV Substation AS***209 |  | 10 kV | _ | LV | 630 kVA :Kiosk Substation | 0.63 | --> | 0.63 | 0.5 | 5.69 |  | --> | 0.598 | 0 | 0.01 | 0 | 0 | Constrained, otherwise capacity available =580 kW | --> | C11 ex RAMPARTS | Ramparts [T41,T42] | DUNDALK |  | 53.9937 | -6.3992
035663X | MV/LV Substation GA***663X |  | 20 kV | _ | LV | 200 kVA :Pole Substation | 0.2 | --> | 0.2 | 0.17 | 0.49 |  | --> | 0.19 | 0 | 0 | 0 | 0 | Constrained, otherwise capacity available =186 kW | --> | E15 ex ARDFINNAN | Ardfinnan [T421] | CAHIR |  | 52.352 | -7.808
066288 | MV/LV Substation AY***288 |  | 10 kV | _ | LV | 400 kVA :Kiosk Substation | 0.4 | --> | 0.4 | 0.243 | 5.82 |  | --> | 0.38 | 0 | 0.048 | 0.322 | 0 |  | --> | C11 ex COOLOCK | Coolock [T41,T42] | FINGLAS |  | 53.3945 | -6.1873
365887X | MV/LV Substation FO***887X |  | 10 kV | _ | LV | 200 kVA :Kiosk Substation | 0.2 | --> | 0.2 | 0 | 0 | Constrained, otherwise capacity available =95 kVA | --> | 0.19 | 0 | 0.024 | 0.157 | 0 |  | --> | C16 ex SAGGART | Saggart [T41,T42] | GRANGE CASTLE |  | 53.2798 | -6.4706
052923Z | MV/LV Substation BA***923Z |  | 10 kV | _ | LV | 50 kVA :Pole Substation | 0.05 | --> | 0.05 | 0 | 0 | Constrained, otherwise capacity available =50 kVA | --> | 0.048 | 0 | 0 | 0 | 0 | Constrained, otherwise capacity available =48 kW | --> | C21 ex BALLINDERRY | Ballinderry [T41,T422] | MULLINGAR |  | 53.5159 | -7.3283
070138X | MV/LV Substation HI***138X |  | 10 kV | _ | LV | 200 kVA :Kiosk Substation | 0.2 | --> | 0.2 | 0.167 | 0.76 |  | --> | 0.19 | 0 | 0.016 | 0 | 0 | Constrained, otherwise capacity available =174 kW | --> | C11 ex RATHMORE | Rathmore [T42,T421] | KNOCKEARAGH |  | 52.0825 | -9.2098
009451 | MV/LV Substation RA***451 |  | 10 kV | _ | LV | 200 kVA :Pole Substation | 0.2 | --> | 0.2 | 0 | 0 | Constrained, otherwise capacity available =173 kVA | --> | 0.19 | 0 | 0.011 | 0 | 0 | Constrained, otherwise capacity available =178 kW | --> | C12 ex GRANAGH | Granagh [T41,T42] | WATERFORD |  | 52.2893 | -7.2313
006692Y | MV/LV Substation CO***692Y |  | 20 kV | _ | LV | 100 kVA :Pole Substation | 0.1 | --> | 0.1 | 0 | 0 | Constrained, otherwise capacity available =99 kVA | --> | 0.095 | 0 | 0 | 0 | 0 | Constrained, otherwise capacity available =95 kW | --> | E16 ex CLONROCHE | Clonroche [T421,T422] | WEXFORD |  | 52.518 | -6.7994
365539X | MV/LV Substation CL***539X |  | 10 kV | _ | LV | 400 kVA :Kiosk Substation | 0.4 | --> | 0.4 | 0 | 0 | Constrained, otherwise capacity available =186 kVA | --> | 0.38 | 0 | 0 | 0.35 | 0 |  | --> | C22 ex BALLYMOUNT | Ballymount [T41,T42] | INCHICORE 220KV |  | 53.3182 | -6.3663
010759 | MV/LV Substation KI***759 |  | 20 kV | _ | LV | 100 kVA :Pole Substation | 0.1 | --> | 0.1 | 0 | 0 | Constrained, otherwise capacity available =72 kVA | --> | 0.095 | 0 | 0 | 0 | 0 | Constrained, otherwise capacity available =91 kW | --> | E17 ex BALLYHALE | Ballyhale [T42,T421] | KILKENNY |  | 52.5443 | -7.1131
069330 | MV/LV Substation ZI***330 |  | 10 kV | _ | LV | 200 kVA :Building Structure | 0.2 | --> | 0.2 | 0.164 | 2.93 |  | --> | 0.19 | 0 | 0 | 0.185 | 0 |  | --> | C11 ex DODDER ROAD | Dodder Road [T42] | MILLTOWN (DR) |  | 53.3054 | -6.2727
067258 | MV/LV Substation PE***258 |  | 10 kV | _ | LV | 400 kVA :Kiosk Substation | 0.4 | --> | 0.4 | 0.244 | 13.8 |  | --> | 0.38 | 0 | 0.019 | 0.344 | 0 |  | --> | C20 ex SINGLAND | Singland [T101,T102] | SINGLAND |  | 52.6588 | -8.6023
156321X | MV/LV Substation DE***321X |  | 20 kV | _ | LV | 50 kVA :Pole Substation | 0.05 | --> | 0.05 | 0.05 | 2.47 |  | --> | 0.048 | 0 | 0 | 0 | 0 | Constrained, otherwise capacity available =48 kW | --> | E19 ex TELAYDON | Telaydon [T42,T421] | LISDRUM |  | 54.3341 | -6.9447
012503 | MV/LV Substation CA***503 |  | 10 kV | _ | LV | 50 kVA :Pole Substation | 0.05 | --> | 0.05 | 0 | 0 | Constrained, otherwise capacity available =44 kVA | --> | 0.048 | 0 | 0 | 0 | 0 | Constrained, otherwise capacity available =47 kW | --> | C20 ex POLLERTON | Pollerton [T41,T42] | CARLOW |  | 52.7916 | -6.8786
0664193 | MV/LV Substation WE***4193 |  | 20 kV | _ | LV | 400 kVA :Kiosk Substation | 0.4 | --> | 0.4 | 0 | 0 | Constrained, otherwise capacity available =386 kVA | --> | 0.38 | 0 | 0 | 0 | 0 | Constrained, otherwise capacity available =378 kW | --> | E16 ex ASHBOURNE | Ashbourne [T421,T422] | FINGLAS |  | 53.5187 | -6.4085
0684240 | MV/LV Substation DO***4240 |  | 10 kV | _ | LV | 1000 kVA :Building Structure | 1 | --> | 1 | 0 | 0 | Constrained, otherwise capacity available =579 kVA | --> | 0.95 | 0 | 0 | 0.5 | 0 |  | --> | C21 ex CAMDEN ROW | Camden Row [T41] | FRANCIS STREET |  | 53.3401 | -6.2648
0284033 | MV/LV Substation ME***4033 |  | 10 kV | _ | LV | 630 kVA :Kiosk Substation | 0.63 | --> | 0.63 | 0.5 | 19.7 |  | --> | 0.598 | 0 | 0 | 0.5 | 0 |  | --> | C12 ex COW CROSS | Cow Cross [T102,T41] | COW CROSS |  | 51.8538 | -8.3087
031521Y | MV/LV Substation FO***521Y |  | 10 kV | _ | LV | 200 kVA :Building Structure | 0.2 | --> | 0.2 | 0 | 0 | Constrained, otherwise capacity available =151 kVA | --> | 0.19 | 0 | 0 | 0 | 0 | Constrained, otherwise capacity available =183 kW | --> | C20 ex COLLIGAN | Colligan [T41,T42] | DUNGARVAN |  | 52.0885 | -7.6281
077191X | MV/LV Substation BA***191X |  | 20 kV | _ | LV | 200 kVA :Kiosk Substation | 0.2 | --> | 0.2 | 0 | 0 | Constrained, otherwise capacity available =173 kVA | --> | 0.19 | 0 | 0.005 | 0 | 0 | Constrained, otherwise capacity available =183 kW | --> | E25 ex PATRICKSWELL | Patrickswell [T421,T422] | LIMERICK |  | 52.6235 | -8.8061
366536 | MV/LV Substation MO***536 |  | 10 kV | _ | LV | 100 kVA :Pole Substation | 0.1 | --> | 0.1 | 0.099 | 2.76 |  | --> | 0.095 | 0 | 0 | 0.095 | 0 |  | --> | C19 ex RECESS | Recess [T41] | SCREEB |  | 53.3164 | -9.8664
039778 | MV/LV Substation PO***778 |  | 10 kV | _ | LV | 400 kVA :Kiosk Substation | 0.4 | --> | 0.4 | 0.306 | 11.03 |  | --> | 0.38 | 0 | 0.027 | 0.347 | 0 |  | --> | C17 ex SALTHILL | Salthill [T101,T102] | SALTHILL |  | 53.2669 | -9.1147
002614 | MV/LV Substation KI***614 |  | 10 kV | _ | LV | 100 kVA :Pole Substation | 0.1 | --> | 0.1 | 0.055 | 2.36 |  | --> | 0.095 | 0 | 0.009 | 0.082 | 0 |  | --> | C16 ex BRAY | Bray [T41,T42] | FASSAROE |  | 53.1687 | -6.1399
055295X | MV/LV Substation AS***295X |  | 10 kV | _ | LV | 50 kVA :Pole Substation | 0.05 | --> | 0.05 | 0 | 0 | Constrained, otherwise capacity available =48 kVA | --> | 0.048 | 0 | 0 | 0 | 0 | Constrained, otherwise capacity available =47 kW | --> | C20 ex TEMPLEMORE | Templemore [T41,T42] | IKERRIN |  | 52.8284 | -7.8577
156087 | MV/LV Substation DE***087 |  | 20 kV | _ | LV | 50 kVA :Pole Substation | 0.05 | --> | 0.05 | 0.046 | 2.47 |  | --> | 0.048 | 0 | 0.01 | 0 | 0 | Constrained, otherwise capacity available =40 kW | --> | E19 ex TELAYDON | Telaydon [T42,T421] | LISDRUM |  | 54.3379 | -6.92
071769 | MV/LV Substation KI***769 |  | 10 kV | _ | LV | 50 kVA :Pole Substation | 0.05 | --> | 0.05 | 0 | 0 | Constrained, otherwise capacity available =19 kVA | --> | 0.048 | 0 | 0.01 | 0.036 | 0 |  | --> | C14 ex GREYSTONES | Greystones [T41,T42] | FASSAROE |  | 53.1422 | -6.0944
161485X | MV/LV Substation RU***485X |  | 20 kV | _ | LV | 200 kVA :Kiosk Substation | 0.2 | --> | 0.2 | 0.076 | 11.03 |  | --> | 0.19 | 0 | 0.011 | 0.164 | 0 |  | --> | C27 ex SALTHILL | Salthill [T101,T102] | SALTHILL |  | 53.3381 | -9.183
288325X | MV/LV Substation TH***325X |  | 10 kV | _ | LV | 630 kVA :Building Structure | 0.63 | --> | 0.63 | 0.5 | 19.52 |  | --> | 0.598 | 0 | 0 | 0.5 | 0 |  | --> | C13 ex TANEY | Taney [T101,T102] | CARRICKMINES |  | 53.2795 | -6.2125
127663X | MV/LV Substation RO***663X |  | 10 kV | _ | LV | 100 kVA :Pole Substation | 0.1 | --> | 0.1 | 0.083 | 5.89 |  | --> | 0.095 | 0 | 0 | 0 | 0 | Constrained, otherwise capacity available =93 kW | --> | C12 ex CASHEL | Cashel [T41,T42] | CAHIR |  | 52.5008 | -7.8891
068432X | MV/LV Substation LO***432X |  | 10 kV | _ | LV | 630 kVA :Building Structure | 0.63 | --> | 0.63 | 0 | 0 | Constrained, otherwise capacity available =390 kVA | --> | 0.598 | 0 | 0 | 0.5 | 0 |  | --> | C17 ex CAMDEN ROW | Camden Row [T41] | FRANCIS STREET |  | 53.3365 | -6.2704
093186 | MV/LV Substation PO***186 |  | 10 kV | _ | LV | 630 kVA :Building Structure | 0.63 | --> | 0.63 | 0.5 | 5.82 |  | --> | 0.598 | 0 | 0 | 0.5 | 0 |  | --> | C21 ex COOLOCK | Coolock [T41,T42] | FINGLAS |  | 53.3936 | -6.1966
053443X | MV/LV Substation TA***443X |  | 10 kV | _ | LV | 400 kVA :Building Structure | 0.4 | --> | 0.4 | 0 | 0 | Constrained, otherwise capacity available =384 kVA | --> | 0.38 | 0 | 0.01 | 0.37 | 0 |  | --> | C13 ex CLONMINCH | Clonminch [T41,T422] | THORNSBERRY |  | 53.2727 | -7.486
281666Z | MV/LV Substation LA***666Z |  | 10 kV | _ | LV | 630 kVA :Building Structure | 0.63 | --> | 0.63 | 0.5 | 7.88 |  | --> | 0.598 | 0 | 0 | 0.5 | 0 |  | --> | C28 ex LIBERTY STREET | Liberty Street [T101,T102] | LIBERTY STREET |  | 51.9002 | -8.4747
204737 | MV/LV Substation LI***737 |  | 20 kV | _ | LV | 100 kVA :Pole Substation | 0.1 | --> | 0.1 | 0.084 | 2.02 |  | --> | 0.095 | 0 | 0.006 | 0 | 0 | Constrained, otherwise capacity available =88 kW | --> | E17 ex BALLYMACARRY | Ballymacarry [T421] | TRILLICK |  | 55.0927 | -7.4734
070911 | MV/LV Substation AN***911 |  | 10 kV | _ | LV | 50 kVA :Pole Substation | 0.05 | --> | 0.05 | 0.045 | 0.76 |  | --> | 0.048 | 0 | 0 | 0 | 0 | Constrained, otherwise capacity available =47 kW | --> | C11 ex RATHMORE | Rathmore [T42,T421] | KNOCKEARAGH |  | 52.1141 | -9.3842
067146 | MV/LV Substation HI***146 |  | 10 kV | _ | LV | 400 kVA :Kiosk Substation | 0.4 | --> | 0.4 | 0 | 0 | Constrained, otherwise capacity available =235 kVA | --> | 0.38 | 0 | 0.062 | 0 | 0 | Constrained, otherwise capacity available =311 kW | --> | C12 ex CAHERDAVIN | Caherdavin [T41,T42] | ARDNACRUSHA |  | 52.6674 | -8.654
136164Y | MV/LV Substation LA***164Y |  | 10 kV | _ | LV | 400 kVA :Kiosk Substation | 0.4 | --> | 0.4 | 0 | 0 | Constrained, otherwise capacity available =338 kVA | --> | 0.38 | 0 | 0 | 0 | 0 | Constrained, otherwise capacity available =371 kW | --> | C13 ex ROSCOMMON | Roscommon [T41,T42] | LANESBORO |  | 53.6341 | -8.1763
2514226 | MV/LV Substation KI***4226 |  | 10 kV | _ | LV | 100 kVA :Pole Substation | 0.1 | --> | 0.1 | 0 | 0 | Constrained, otherwise capacity available =99 kVA | --> | 0.095 | 0 | 0 | 0 | 0 | Constrained, otherwise capacity available =95 kW | --> | C19 ex PARKMORE | Parkmore [T41,T42] | GALWAY 110KV |  | 53.3087 | -8.9527
069606 | MV/LV Substation AR***606 |  | 10 kV | _ | LV | 400 kVA :Kiosk Substation | 0.4 | --> | 0.4 | 0.294 | 9.28 |  | --> | 0.38 | 0 | 0.009 | 0.359 | 0 |  | --> | C04 ex PEMBROKE | Pembroke [T41,T42,T43,T44] | RINGSEND |  | 53.3328 | -6.2425
0354052 | MV/LV Substation MO***4052 |  | 20 kV | _ | LV | 50 kVA :Pole Substation | 0.05 | --> | 0.05 | 0.048 | 0.49 |  | --> | 0.048 | 0 | 0 | 0 | 0 | Constrained, otherwise capacity available =47 kW | --> | E15 ex ARDFINNAN | Ardfinnan [T421] | CAHIR |  | 52.2769 | -7.8103
022876 | MV/LV Substation BL***876 |  | 10 kV | _ | LV | 200 kVA :Pole Substation | 0.2 | --> | 0.2 | 0 | 0 | Constrained, otherwise capacity available =130 kVA | --> | 0.19 | 0 | 0.015 | 0 | 0 | Constrained, otherwise capacity available =169 kW | --> | C15 ex SCARTEEN | Scarteen [T41,T42] | MALLOW |  | 52.1266 | -8.6645
0824003 | MV/LV Substation MO***4003 |  | 20 kV | _ | LV | 50 kVA :Pole Substation | 0.05 | --> | 0.05 | 0 | 0 | Constrained, otherwise capacity available =48 kVA | --> | 0.048 | 0 | 0 | 0 | 0 | Constrained, otherwise capacity available =47 kW | --> | E16 ex ACADEMY STREET | Academy Street [T421,T422,T44] | NAVAN |  | 53.5875 | -6.6374
001054X | MV/LV Substation DE***054X |  | 10 kV | _ | LV | 400 kVA :Building Structure | 0.4 | --> | 0.4 | 0.286 | 4.37 |  | --> | 0.38 | 0 | 0 | 0.364 | 0 |  | --> | C18 ex DUN LAOGHAIRE | Dun Laoghaire [T41,T42] | BLACKROCK |  | 53.2949 | -6.1482
0654221 | MV/LV Substation MA***4221 |  | 10 kV | _ | LV | 630 kVA :Kiosk Substation | 0.63 | --> | 0.63 | 0 | 0 | Constrained, otherwise capacity available =627 kVA | --> | 0.598 | 0 | 0.009 | 0 | 0 | Constrained, otherwise capacity available =591 kW | --> | C15 ex LOUGHSHINNY | Loughshinny [T41,T42] | GLASMORE |  | 53.5302 | -6.0961
164489X | MV/LV Substation RO***489X |  | 10 kV | _ | LV | 100 kVA :Pole Substation | 0.1 | --> | 0.1 | 0 | 0 | Constrained, otherwise capacity available =91 kVA | --> | 0.095 | 0 | 0.01 | 0 | 0 | Constrained, otherwise capacity available =86 kW | --> | C22 ex SKIBBEREEN | Skibbereen [T41,T42] | DUNMANWAY |  | 51.5427 | -9.3891
069562 | MV/LV Substation SO***562 |  | 10 kV | _ | LV | 400 kVA :Building Structure | 0.4 | --> | 0.4 | 0.267 | 4.91 |  | --> | 0.38 | 0 | 0.038 | 0.333 | 0 |  | --> | C14 ex CRUMLIN | Crumlin [T41,T42] | INCHICORE 220KV |  | 53.3207 | -6.3205
136954Y | MV/LV Substation CE***954Y |  | 10 kV | _ | LV | 400 kVA :Kiosk Substation | 0.4 | --> | 0.4 | 0 | 0 | Constrained, otherwise capacity available =374 kVA | --> | 0.38 | 0 | 0 | 0 | 0 | Constrained, otherwise capacity available =376 kW | --> | C12 ex ROSCOMMON | Roscommon [T41,T42] | LANESBORO |  | 53.6335 | -8.1819
253764Y | MV/LV Substation GL***764Y |  | 20 kV | _ | LV | 50 kVA :Pole Substation | 0.05 | --> | 0.05 | 0 | 0 | Constrained, otherwise capacity available =37 kVA | --> | 0.048 | 0 | 0 | 0 | 0 | Constrained, otherwise capacity available =46 kW | --> | E13 ex HEADFORD | Headford [T41,T42] | CLOON |  | 53.486 | -9.0881
050726Y | MV/LV Substation IN***726Y |  | 10 kV | _ | LV | 400 kVA :Building Structure | 0.4 | --> | 0.4 | 0.292 | 7.61 |  | --> | 0.38 | 0 | 0 | 0 | 0 | Constrained, otherwise capacity available =365 kW | --> | C14 ex GARRYCASTLE | Garrycastle [T41,T42] | ATHLONE |  | 53.4221 | -7.9312
250444 | MV/LV Substation GO***444 |  | 10 kV | _ | LV | 50 kVA :Pole Substation | 0.05 | --> | 0.05 | 0.044 | 0.3 |  | --> | 0.048 | 0 | 0 | 0 | 0 | Constrained, otherwise capacity available =47 kW | --> | C17 ex BANAGHER | Banagher [T41,T42] | DALLOW |  | 53.206 | -8.0955
120429X | MV/LV Substation CL***429X |  | 20 kV | _ | LV | 200 kVA :Pole Substation | 0.2 | --> | 0.2 | 0 | 0 | Constrained, otherwise capacity available =128 kVA | --> | 0.19 | 0 | 0.015 | 0 | 0 | Constrained, otherwise capacity available =169 kW | --> | E20 ex EDENDERRY | Edenderry [T421,T422] | BLAKE |  | 53.261 | -7.0863
2374061 | MV/LV Substation DR***4061 |  | 10 kV | _ | LV | 50 kVA :Pole Substation | 0.05 | --> | 0.05 | 0 | 0 | Constrained, otherwise capacity available =31 kVA | --> | 0.048 | 0 | 0.026 | 0 | 0 | Constrained, otherwise capacity available =26 kW | --> | C17 ex DUNLEER | Dunleer [T41,T42] | DRYBRIDGE |  | 53.8501 | -6.3808
0654026 | MV/LV Substation MI***4026 |  | 10 kV | _ | LV | 630 kVA :Building Structure | 0.63 | --> | 0.63 | 0 | 0 |  | --> | 0.598 | 0 | 0 | 0.5 | 0 |  | --> | C13 ex STEPHENSTOWN | Stephenstown [T101,T102] | FINGLAS |  | 53.6072 | -6.1979
014181Z | MV/LV Substation MI***181Z |  | 20 kV | _ | LV | 50 kVA :Pole Substation | 0.05 | --> | 0.05 | 0.04 | 0.63 |  | --> | 0.048 | 0 | 0.018 | 0 | 0 | Constrained, otherwise capacity available =33 kW | --> | E11 ex KILCULLEN | Kilcullen [T41,T42,T424] | STRATFORD |  | 53.0562 | -6.7085
025628 | MV/LV Substation WO***628 |  | 20 kV | _ | LV | 50 kVA :Pole Substation | 0.05 | --> | 0.05 | 0.035 | 6.21 |  | --> | 0.048 | 0 | 0.007 | 0 | 0 | Constrained, otherwise capacity available =40 kW | --> | E28 ex MILFORD (MWR) | Milford (mwr) [T422] | CHARLEVILLE |  | 52.3422 | -8.8656
047723 | MV/LV Substation BE***723 |  | 20 kV | _ | LV | 100 kVA :Pole Substation | 0.1 | --> | 0.1 | 0.098 | 1.04 |  | --> | 0.095 | 0 | 0 | 0 | 0 | Constrained, otherwise capacity available =95 kW | --> | C18 ex BOYLE | Boyle [T41,T42] | CARRICK ON SHANNON |  | 53.8546 | -8.2109
139032Y | MV/LV Substation FO***032Y |  | 20 kV | _ | LV | 400 kVA :Building Structure | 0.4 | --> | 0.4 | 0 | 0 | Constrained, otherwise capacity available =400 kVA | --> | 0.38 | 0 | 0 | 0 | 0 | Constrained, otherwise capacity available =380 kW | --> | E21 ex FINEA | Finea [T421,T422] | SHANKILL |  | 53.849 | -7.3287
160944Y | MV/LV Substation LE***944Y |  | 20 kV | _ | LV | 50 kVA :Pole Substation | 0.05 | --> | 0.05 | 0 | 0 | Constrained, otherwise capacity available =50 kVA | --> | 0.048 | 0 | 0 | 0 | 0 | Constrained, otherwise capacity available =48 kW | --> | C21 ex PORTARLINGTON | Portarlington [T43] | BLAKE |  | 53.1527 | -7.1344
4294163 | MV/LV Substation CH***4163 |  | 20 kV | _ | LV | 100 kVA :Pole Substation | 0.1 | --> | 0.1 | 0.1 | 7.48 |  | --> | 0.095 | 0 | 0 | 0 | 0 | Constrained, otherwise capacity available =95 kW | --> | E12 ex CHURCHTOWN | Churchtown [T422] | RATHKEALE |  | 52.3896 | -9.142
005037X | MV/LV Substation TE***037X |  | 10 kV | _ | LV | 400 kVA :Building Structure | 0.4 | --> | 0.4 | 0 | 0 | Constrained, otherwise capacity available =289 kVA | --> | 0.38 | 0 | 0.005 | 0 | 0 | Constrained, otherwise capacity available =361 kW | --> | C14 ex GARDEN CITY | Garden City [T41,T42] | ARKLOW |  | 52.6742 | -6.286
151840 | MV/LV Substation CH***840 |  | 10 kV | _ | LV | 100 kVA :Pole Substation | 0.1 | --> | 0.1 | 0 | 0 | Constrained, otherwise capacity available =36 kVA | --> | 0.095 | 0 | 0.008 | 0 | 0 | Constrained, otherwise capacity available =80 kW | --> | C15 ex GARRYSPILLANE | Garryspillane [T41] | TIPPERARY |  | 52.3709 | -8.3443
207991X | MV/LV Substation GO***991X |  | 10 kV | _ | LV | 100 kVA :Pole Substation | 0.1 | --> | 0.1 | 0.078 | 3.38 |  | --> | 0.095 | 0 | 0.006 | 0 | 0 | Constrained, otherwise capacity available =87 kW | --> | C15 ex GLENGOOLE | Glengoole [T41] | THURLES |  | 52.6756 | -7.6002
340784 | MV/LV Substation HA***784 |  | 10 kV | _ | LV | 50 kVA :Pole Substation | 0.05 | --> | 0.05 | 0 | 0 | Constrained, otherwise capacity available =38 kVA | --> | 0.048 | 0 | 0.01 | 0 | 0 | Constrained, otherwise capacity available =38 kW | --> | C18 ex DUNGLOE | Dungloe [T41,T42] | ARDNAGAPPARY |  | 54.9808 | -8.4986
365954 | MV/LV Substation DU***954 |  | 10 kV | _ | LV | 200 kVA :Kiosk Substation | 0.2 | --> | 0.2 | 0 | 0 | Constrained, otherwise capacity available =101 kVA | --> | 0.19 | 0 | 0.031 | 0.153 | 0 |  | --> | C17 ex TYMON | Tymon [T41,T42] | COOKSTOWN |  | 53.3094 | -6.3699
095411X | MV/LV Substation DO***411X |  | 10 kV | _ | LV | 50 kVA :Pole Substation | 0.05 | --> | 0.05 | 0.024 | 1.1 |  | --> | 0.048 | 0 | 0 | 0 | 0 | Constrained, otherwise capacity available =44 kW | --> | C26 ex KILKEE | Kilkee [T41] | TULLABRACK |  | 52.7312 | -9.523
156762 | MV/LV Substation CO***762 |  | 20 kV | _ | LV | 50 kVA :Pole Substation | 0.05 | --> | 0.05 | 0 | 0 | Constrained, otherwise capacity available =49 kVA | --> | 0.048 | 0 | 0 | 0 | 0 | Constrained, otherwise capacity available =47 kW | --> | E14 ex EMYVALE | Emyvale [T422] | LISDRUM |  | 54.3828 | -7.0096
277079 | MV/LV Substation FO***079 |  | 10 kV | _ | LV | 400 kVA :Kiosk Substation | 0.4 | --> | 0.4 | 0 | 0 | Constrained, otherwise capacity available =258 kVA | --> | 0.38 | 0 | 0.021 | 0.345 | 0 |  | --> | C19 ex GRANGE (DR) | Grange (dr) [T41,T42] | GRANGE (DR) |  | 53.396 | -6.1764
012454Y | MV/LV Substation RA***454Y |  | 10 kV | _ | LV | 200 kVA :Kiosk Substation | 0.2 | --> | 0.2 | 0.179 | 1.99 |  | --> | 0.19 | 0 | 0.005 | 0 | 0 | Constrained, otherwise capacity available =183 kW | --> | C20 ex GRAIGUE | Graigue [T41,T42] | CARLOW |  | 52.849 | -6.9911
062766 | MV/LV Substation AN***766 |  | 20 kV | _ | LV | 50 kVA :Pole Substation | 0.05 | --> | 0.05 | 0.013 | 2.33 |  | --> | 0.048 | 0 | 0 | 0 | 0 | Constrained, otherwise capacity available =42 kW | --> | C26 ex DUNDALK | Dundalk [T41,T42] | DUNDALK |  | 53.9938 | -6.5358
244182 | MV/LV Substation LI***182 |  | 20 kV | _ | LV | 50 kVA :Pole Substation | 0.05 | --> | 0.05 | 0 | 0 | Constrained, otherwise capacity available =50 kVA | --> | 0.048 | 0 | 0 | 0 | 0 | Constrained, otherwise capacity available =48 kW | --> | E21 ex MILLTOWN (SR) | Milltown (sr) [T421,T422] | OUGHTRAGH |  | 52.1138 | -9.6759
068645 | MV/LV Substation ST***645 |  | 10 kV | _ | LV | 400 kVA :Kiosk Substation | 0.4 | --> | 0.4 | 0 | 0 | Constrained, otherwise capacity available =141 kVA | --> | 0.38 | 0 | 0.068 | 0.293 | 0 |  | --> | C14 ex CLONTARF | Clontarf [T42] | FINGLAS |  | 53.3654 | -6.1837
004453Y | MV/LV Substation KI***453Y |  | 10 kV | _ | LV | 50 kVA :Pole Substation | 0.05 | --> | 0.05 | 0 | 0 | Constrained, otherwise capacity available =42 kVA | --> | 0.048 | 0 | 0.005 | 0 | 0 | Constrained, otherwise capacity available =43 kW | --> | C23 ex TINAHASK | Tinahask [T41,T42] | ARKLOW |  | 52.7289 | -6.2945
060342 | MV/LV Substation MU***342 |  | 20 kV | _ | LV | 50 kVA :Pole Substation | 0.05 | --> | 0.05 | 0 | 0 | Constrained, otherwise capacity available =46 kVA | --> | 0.048 | 0 | 0 | 0 | 0 | Constrained, otherwise capacity available =47 kW | --> | C17 ex CLONES | Clones [T41,T42] | SHANKILL |  | 54.1985 | -7.175
060748Y | MV/LV Substation DA***748Y |  | 20 kV | _ | LV | 50 kVA :Pole Substation | 0.05 | --> | 0.05 | 0 | 0 | Constrained, otherwise capacity available =50 kVA | --> | 0.048 | 0 | 0 | 0 | 0 | Constrained, otherwise capacity available =48 kW | --> | C17 ex CLONES | Clones [T41,T42] | SHANKILL |  | 54.1691 | -7.1522
160165Z | MV/LV Substation WA***165Z |  | 10 kV | _ | LV | 50 kVA :Pole Substation | 0.05 | --> | 0.05 | 0 | 0 | Constrained, otherwise capacity available =45 kVA | --> | 0.048 | 0 | 0 | 0 | 0 | Constrained, otherwise capacity available =47 kW | --> | C18 ex PORTARLINGTON | Portarlington [T41,T42] | PORTLAOISE |  | 53.1557 | -7.2731
058933X | MV/LV Substation FA***933X |  | 20 kV | _ | LV | 100 kVA :Pole Substation | 0.1 | --> | 0.1 | 0 | 0 | Constrained, otherwise capacity available =31 kVA | --> | 0.095 | 0 | 0.026 | 0 | 0 | Constrained, otherwise capacity available =66 kW | --> | C17 ex KYLEERAGH | Kyleeragh [T41,T42] | NENAGH |  | 52.9916 | -8.1298
031633 | MV/LV Substation BA***633 |  | 20 kV | _ | LV | 50 kVA :Pole Substation | 0.05 | --> | 0.05 | 0 | 0 | Constrained, otherwise capacity available =37 kVA | --> | 0.048 | 0 | 0.01 | 0 | 0 | Constrained, otherwise capacity available =38 kW | --> | E17 ex SPRINGS | Springs [T421,T422] | DUNGARVAN |  | 52.1127 | -7.616
139001 | MV/LV Substation DU***001 |  | 10 kV | _ | LV | 630 kVA :Kiosk Substation | 0.63 | --> | 0.63 | 0.427 | 4 |  | --> | 0.598 | 0 | 0.01 | 0 | 0 | Constrained, otherwise capacity available =563 kW | --> | C18 ex BALLYJAMESDUFF | Ballyjamesduff [T41,T42] | SHANKILL |  | 53.8647 | -7.2061
055795 | MV/LV Substation WO***795 |  | 20 kV | _ | LV | 100 kVA :Pole Substation | 0.1 | --> | 0.1 | 0 | 0 | Constrained, otherwise capacity available =71 kVA | --> | 0.095 | 0 | 0 | 0 | 0 | Constrained, otherwise capacity available =91 kW | --> | E22 ex ROSCREA | Roscrea [T41,T42] | IKERRIN |  | 52.9743 | -7.8892
019599 | MV/LV Substation SC***599 |  | 10 kV | _ | LV | 50 kVA :Pole Substation | 0.05 | --> | 0.05 | 0.047 | 0.05 | Constrained, otherwise capacity available =49 kVA | --> | 0.048 | 0 | 0 | 0 | 0 | Constrained, otherwise capacity available =47 kW | --> | C12 ex BALLYBEGGAN | Ballybeggan [T43,T44] | TRALEE |  | 52.2379 | -9.5542
067644Y | MV/LV Substation PA***644Y |  | 10 kV | _ | LV | 630 kVA :Building Structure | 0.63 | --> | 0.63 | 0.5 | 13.8 |  | --> | 0.598 | 0 | 0 | 0.5 | 0 |  | --> | C21 ex SINGLAND | Singland [T101,T102] | SINGLAND |  | 52.6615 | -8.5933
067225 | MV/LV Substation WE***225 |  | 10 kV | _ | LV | 100 kVA :Pole Substation | 0.1 | --> | 0.1 | 0 | 0 | Constrained, otherwise capacity available =75 kVA | --> | 0.095 | 0 | 0.004 | 0 | 0 | Constrained, otherwise capacity available =89 kW | --> | C12 ex CAHERDAVIN | Caherdavin [T41,T42] | ARDNACRUSHA |  | 52.6628 | -8.6472
014222X | MV/LV Substation KI***222X |  | 10 kV | _ | LV | 50 kVA :Pole Substation | 0.05 | --> | 0.05 | 0.022 | 0.12 |  | --> | 0.048 | 0 | 0 | 0.044 | 0 |  | --> | C26 ex ATHY | Athy [T101,T102] | ATHY |  | 53.1001 | -7.0167
152406X | MV/LV Substation WA***406X |  | 20 kV | _ | LV | 50 kVA :Pole Substation | 0.05 | --> | 0.05 | 0 | 0 | Constrained, otherwise capacity available =39 kVA | --> | 0.048 | 0 | 0 | 0 | 0 | Constrained, otherwise capacity available =46 kW | --> | C16 ex CAPPAMORE | Cappamore [T41,T42] | ARDNACRUSHA |  | 52.6071 | -8.2674
026764Y | MV/LV Substation BA***764Y |  | 10 kV | _ | LV | 50 kVA :Pole Substation | 0.05 | --> | 0.05 | 0.034 | 8.66 |  | --> | 0.048 | 0 | 0 | 0 | 0 | Constrained, otherwise capacity available =45 kW | --> | C11 ex BANDON | Bandon [T101,T42] | BANDON |  | 51.7561 | -8.7308
015602Z | MV/LV Substation EQ***602Z |  | 10 kV | _ | LV | 630 kVA :Building Structure | 0.63 | --> | 0.63 | 0 | 0 | Constrained, otherwise capacity available =520 kVA | --> | 0.598 | 0 | 0 | 0 | 0 | Constrained, otherwise capacity available =583 kW | --> | C22 ex JOHNSTOWN | Johnstown [T41,T42] | KILTEEL |  | 53.2286 | -6.6168
426801 | MV/LV Substation BA***801 |  | 20 kV | _ | LV | 100 kVA :Pole Substation | 0.1 | --> | 0.1 | 0 | 0 | Constrained, otherwise capacity available =83 kVA | --> | 0.095 | 0 | 0.005 | 0 | 0 | Constrained, otherwise capacity available =89 kW | --> | E16 ex DINGLE | Dingle [T421,T422] | OUGHTRAGH |  | 52.1452 | -10.258
046050 | MV/LV Substation PO***050 |  | 10 kV | _ | LV | 630 kVA :Building Structure | 0.63 | --> | 0.63 | 0.388 | 5.48 |  | --> | 0.598 | 0 | 0.04 | 0.5 | 0 |  | --> | C14 ex BALLYTIVNAN | Ballytivnan [T41,T42] | SLIGO |  | 54.2728 | -8.4753
056083X | MV/LV Substation MI***083X |  | 10 kV | _ | LV | 200 kVA :Pole Substation | 0.2 | --> | 0.2 | 0.167 | 0.89 |  | --> | 0.19 | 0 | 0.003 | 0 | 0 | Constrained, otherwise capacity available =183 kW | --> | C17 ex BIRR | Birr [T41,T422] | DALLOW |  | 53.0845 | -7.9034
069461 | MV/LV Substation OS***461 |  | 10 kV | _ | LV | 400 kVA :Kiosk Substation | 0.4 | --> | 0.4 | 0.257 | 4.47 |  | --> | 0.38 | 0 | 0.059 | 0.316 | 0 |  | --> | C14 ex TEMPLEOGUE | Templeogue [T41,T42] | MILLTOWN (DR) |  | 53.3027 | -6.3291
0034266 | MV/LV Substation BR***4266 |  | 10 kV | _ | LV | 630 kVA :Kiosk Substation | 0.63 | --> | 0.63 | 0.5 | 11.58 |  | --> | 0.598 | 0 | 0 | 0 | 0 | Constrained, otherwise capacity available =598 kW | --> | C21 ex BALLYBEG | Ballybeg [T101,T102] | CARRICKMINES |  | 52.9856 | -6.0814
1204075 | MV/LV Substation BA***4075 |  | 20 kV | _ | LV | 50 kVA :Pole Substation | 0.05 | --> | 0.05 | 0 | 0 | Constrained, otherwise capacity available =35 kVA | --> | 0.048 | 0 | 0 | 0 | 0 | Constrained, otherwise capacity available =45 kW | --> | E20 ex EDENDERRY | Edenderry [T421,T422] | BLAKE |  | 53.294 | -7.0939
110542 | MV/LV Substation CR***542 |  | 10 kV | _ | LV | 630 kVA :Kiosk Substation | 0.63 | --> | 0.63 | 0.5 | 0.76 |  | --> | 0.598 | 0 | 0 | 0 | 0 | Constrained, otherwise capacity available =581 kW | --> | C16 ex KENMARE | Kenmare [T42] | KNOCKEARAGH |  | 51.8814 | -9.5857
064825Y | MV/LV Substation OB***825Y |  | 20 kV | _ | LV | 50 kVA :Pole Substation | 0.05 | --> | 0.05 | 0 | 0 | Constrained, otherwise capacity available =49 kVA | --> | 0.048 | 0 | 0 | 0 | 0 | Constrained, otherwise capacity available =47 kW | --> | C17 ex DRYBRIDGE | Drybridge [T41,T42] | DRYBRIDGE |  | 53.7359 | -6.4592
288913 | MV/LV Substation TH***913 |  | 10 kV | _ | LV | 400 kVA :Kiosk Substation | 0.4 | --> | 0.4 | 0 | 0 | Constrained, otherwise capacity available =224 kVA | --> | 0.38 | 0 | 0.114 | 0.271 | 0 |  | --> | C19 ex CARRICKMINES | Carrickmines [T41,T42] | CARRICKMINES |  | 53.2639 | -6.2095
081099Y | MV/LV Substation CO***099Y |  | 10 kV | _ | LV | 200 kVA :Kiosk Substation | 0.2 | --> | 0.2 | 0 | 0 | Constrained, otherwise capacity available =171 kVA | --> | 0.19 | 0 | 0 | 0 | 0 | Constrained, otherwise capacity available =186 kW | --> | C17 ex LEIXLIP | Leixlip [T41,T42] | GRIFFINRATH |  | 53.3642 | -6.4998
058305Y | MV/LV Substation MO***305Y |  | 10 kV | _ | LV | 200 kVA :Kiosk Substation | 0.2 | --> | 0.2 | 0.172 | 3 |  | --> | 0.19 | 0 | 0.03 | 0 | 0 | Constrained, otherwise capacity available =164 kW | --> | C21 ex NENAGH | Nenagh [T41,T42] | NENAGH |  | 52.8795 | -8.2999
2504157 | MV/LV Substation AT***4157 |  | 10 kV | _ | LV | 200 kVA :Pole Substation | 0.2 | --> | 0.2 | 0.2 | 1.26 |  | --> | 0.19 | 0 | 0 | 0 | 0 | Constrained, otherwise capacity available =190 kW | --> | E16 ex BALLYCROSSAUN | Ballycrossaun [T421,T422] | SOMERSET |  | 53.1053 | -8.2341
0844030 | MV/LV Substation CA***4030 |  | 10 kV | _ | LV | 50 kVA :Pole Substation | 0.05 | --> | 0.05 | 0 | 0 | Constrained, otherwise capacity available =50 kVA | --> | 0.048 | 0 | 0 | 0 | 0 | Constrained, otherwise capacity available =48 kW | --> | C18 ex KILCOLGAN | Kilcolgan [T42,T421] | GALWAY 110KV |  | 53.2488 | -8.9037
011806X | MV/LV Substation DU***806X |  | 10 kV | _ | LV | 50 kVA :Pole Substation | 0.05 | --> | 0.05 | 0 | 0 | Constrained, otherwise capacity available =44 kVA | --> | 0.048 | 0 | 0 | 0 | 0 | Constrained, otherwise capacity available =47 kW | --> | C21 ex TALBOTS INCH | Talbots Inch [T41,T42] | KILKENNY |  | 52.7034 | -7.2684
039564X | MV/LV Substation GO***564X |  | 10 kV | _ | LV | 630 kVA :Kiosk Substation | 0.63 | --> | 0.63 | 0 | 0 | Constrained, otherwise capacity available =360 kVA | --> | 0.598 | 0 | 0 | 0 | 0 | Constrained, otherwise capacity available =562 kW | --> | C13 ex HEADFORD ROAD | Headford Road [T41,T42] | GALWAY 110KV |  | 53.2855 | -9.0501
059539Y | MV/LV Substation KI***539Y |  | 20 kV | _ | LV | 50 kVA :Pole Substation | 0.05 | --> | 0.05 | 0 | 0 | Constrained, otherwise capacity available =22 kVA | --> | 0.048 | 0 | 0 | 0 | 0 | Constrained, otherwise capacity available =44 kW | --> | E11 ex CAVAN | Cavan [T42,T421] | SHANKILL |  | 54.0672 | -7.3212
154128 | MV/LV Substation GL***128 |  | 10 kV | _ | LV | 400 kVA :Kiosk Substation | 0.4 | --> | 0.4 | 0 | 0 | Constrained, otherwise capacity available =258 kVA | --> | 0.38 | 0 | 0.06 | 0 | 0 | Constrained, otherwise capacity available =316 kW | --> | C13 ex COOLMINE | Coolmine [T41,T42] | FINGLAS |  | 53.3819 | -6.3907
017501X | MV/LV Substation DI***501X |  | 20 kV | _ | LV | 200 kVA :Pole Substation | 0.2 | --> | 0.2 | 0.152 | 1.05 |  | --> | 0.19 | 0 | 0 | 0 | 0 | Constrained, otherwise capacity available =183 kW | --> | C16 ex NEWCASTLEWEST | Newcastlewest [T41,T42] | RATHKEALE |  | 52.5714 | -9.0995
1274196 | MV/LV Substation MO***4196 |  | 10 kV | _ | LV | 50 kVA :Pole Substation | 0.05 | --> | 0.05 | 0 | 0 | Constrained, otherwise capacity available =42 kVA | --> | 0.048 | 0 | 0 | 0 | 0 | Constrained, otherwise capacity available =46 kW | --> | C17 ex HOLYCROSS ROAD | Holycross Road [T41,T42] | THURLES |  | 52.6595 | -7.938
012057Y | MV/LV Substation PO***057Y |  | 10 kV | _ | LV | 200 kVA :Kiosk Substation | 0.2 | --> | 0.2 | 0.199 | 1.99 |  | --> | 0.19 | 0 | 0 | 0 | 0 | Constrained, otherwise capacity available =190 kW | --> | C18 ex GRAIGUE | Graigue [T41,T42] | CARLOW |  | 52.8411 | -6.9484
036093Y | MV/LV Substation KI***093Y |  | 20 kV | _ | LV | 50 kVA :Pole Substation | 0.05 | --> | 0.05 | 0 | 0 | Constrained, otherwise capacity available =35 kVA | --> | 0.048 | 0 | 0 | 0 | 0 | Constrained, otherwise capacity available =46 kW | --> | E20 ex GARRANACANTY | Garranacanty [T421,T422] | TIPPERARY |  | 52.4849 | -8.068
001282 | MV/LV Substation AN***282 |  | 10 kV | _ | LV | 400 kVA :Kiosk Substation | 0.4 | --> | 0.4 | 0.253 | 4.01 |  | --> | 0.38 | 0 | 0.117 | 0.273 | 0 |  | --> | C11 ex BALLINCLEA | Ballinclea [T41] | CHERRYWOOD |  | 53.2724 | -6.1204
012979 | MV/LV Substation KI***979 |  | 20 kV | _ | LV | 200 kVA :Kiosk Substation | 0.2 | --> | 0.2 | 0.164 | 2.83 |  | --> | 0.19 | 0 | 0 | 0 | 0 | Constrained, otherwise capacity available =185 kW | --> | E11 ex BAGENALSTOWN | Bagenalstown [T421,T422] | CARLOW |  | 52.699 | -6.9358
5034026 | MV/LV Substation CA***4026 |  | 10 kV | _ | LV | 50 kVA :Pole Substation | 0.05 | --> | 0.05 | 0.044 | 1.69 |  | --> | 0.048 | 0 | 0.014 | 0 | 0 | Constrained, otherwise capacity available =36 kW | --> | C16 ex NEWTOWNCUNNINGHAM | Newtowncunningham [T41,T42] | LETTERKENNY |  | 54.9943 | -7.5209
068380 | MV/LV Substation GR***380 |  | 10 kV | _ | LV | 1000 kVA :Building Structure | 1 | --> | 1 | 0.084 | 1.37 |  | --> | 0.95 | 0 | 0 | 0.5 | 0 |  | --> | C17 ex SOUTH KING STREET | South King Street [T41,T42] | FRANCIS STREET |  | 53.341 | -6.2611
003744X | MV/LV Substation GL***744X |  | 10 kV | _ | LV | 200 kVA :Kiosk Substation | 0.2 | --> | 0.2 | 0.116 | 11.58 |  | --> | 0.19 | 0 | 0.061 | 0 | 0 | Constrained, otherwise capacity available =133 kW | --> | C25 ex BALLYBEG | Ballybeg [T101,T102] | CARRICKMINES |  | 52.9841 | -6.0552
152651X | MV/LV Substation TU***651X |  | 10 kV | _ | LV | 400 kVA :Kiosk Substation | 0.4 | --> | 0.4 | 0 | 0 | Constrained, otherwise capacity available =355 kVA | --> | 0.38 | 0 | 0.015 | 0 | 0 | Constrained, otherwise capacity available =363 kW | --> | C12 ex CAPPAMORE | Cappamore [T41,T42] | ARDNACRUSHA |  | 52.6152 | -8.3434
255370X | MV/LV Substation LE***370X |  | 20 kV | _ | LV | 50 kVA :Pole Substation | 0.05 | --> | 0.05 | 0 | 0 | Constrained, otherwise capacity available =45 kVA | --> | 0.048 | 0 | 0 | 0 | 0 | Constrained, otherwise capacity available =47 kW | --> | E20 ex KILLYBEGS | Killybegs [T422] | BINBANE |  | 54.6316 | -8.57
054255 | MV/LV Substation RO***255 |  | 10 kV | _ | LV | 50 kVA :Pole Substation | 0.05 | --> | 0.05 | 0 | 0 | Constrained, otherwise capacity available =31 kVA | --> | 0.048 | 0 | 0.005 | 0 | 0 | Constrained, otherwise capacity available =41 kW | --> | C16 ex PALLAS | Pallas [T41,T42] | PORTLAOISE |  | 53.0543 | -7.3219
0394182 | MV/LV Substation AR***4182 |  | 10 kV | _ | LV | 400 kVA :Kiosk Substation | 0.4 | --> | 0.4 | 0.329 | 11.03 |  | --> | 0.38 | 0 | 0.083 | 0.309 | 0 |  | --> | C23 ex SALTHILL | Salthill [T101,T102] | SALTHILL |  | 53.2745 | -9.1168
033954 | MV/LV Substation PI***954 |  | 10 kV | _ | LV | 200 kVA :Pole Substation | 0.2 | --> | 0.2 | 0 | 0 | Constrained, otherwise capacity available =177 kVA | --> | 0.19 | 0 | 0.005 | 0.059 | 0 | Constrained, otherwise capacity available =183 kW | --> | C23 ex CREGG ROAD | Cregg Road [T41,T42] | BALLYDINE |  | 52.3471 | -7.3229
127170Y | MV/LV Substation CL***170Y |  | 10 kV | _ | LV | 400 kVA :Kiosk Substation | 0.4 | --> | 0.4 | 0 | 0 | Constrained, otherwise capacity available =287 kVA | --> | 0.38 | 0 | 0.02 | 0 | 0 | Constrained, otherwise capacity available =350 kW | --> | C18 ex HOLYCROSS ROAD | Holycross Road [T41,T42] | THURLES |  | 52.6884 | -7.8166
281386X | MV/LV Substation BA***386X |  | 10 kV | _ | LV | 50 kVA :Pole Substation | 0.05 | --> | 0.05 | 0.029 | 4.3 |  | --> | 0.048 | 0 | 0.005 | 0.041 | 0 |  | --> | C11 ex RINGASKIDDY 110KV | Ringaskiddy 110kv [T42] | BARNAHELY |  | 51.8459 | -8.3518
365071 | MV/LV Substation TY***071 |  | 10 kV | _ | LV | 200 kVA :Kiosk Substation | 0.2 | --> | 0.2 | 0 | 0 | Constrained, otherwise capacity available =194 kVA | --> | 0.19 | 0 | 0 | 0.189 | 0 |  | --> | C12 ex TYMON | Tymon [T41,T42] | COOKSTOWN |  | 53.3005 | -6.3432
005795X | MV/LV Substation GO***795X |  | 10 kV | _ | LV | 400 kVA :Kiosk Substation | 0.4 | --> | 0.4 | 0.35 | 3.03 |  | --> | 0.38 | 0 | 0.013 | 0 | 0 | Constrained, otherwise capacity available =364 kW | --> | C24 ex RAMSTOWN | Ramstown [T41,T42] | CRANE |  | 52.673 | -6.309
1644003 | MV/LV Substation CO***4003 |  | 10 kV | _ | LV | 50 kVA :Pole Substation | 0.05 | --> | 0.05 | 0 | 0 | Constrained, otherwise capacity available =46 kVA | --> | 0.048 | 0 | 0 | 0 | 0 | Constrained, otherwise capacity available =47 kW | --> | C12 ex SKIBBEREEN | Skibbereen [T41,T42] | DUNMANWAY |  | 51.5455 | -9.2759
011010 | MV/LV Substation LO***010 |  | 10 kV | _ | LV | 200 kVA :Pole Substation | 0.2 | --> | 0.2 | 0.037 | 0.04 | Constrained, otherwise capacity available =111 kVA | --> | 0.19 | 0 | 0.01 | 0 | 0 | Constrained, otherwise capacity available =170 kW | --> | C19 ex CALLAN | Callan [T41,T42] | KILKENNY |  | 52.5467 | -7.3905
0474034 | MV/LV Substation OR***4034 |  | 20 kV | _ | LV | 200 kVA :Kiosk Substation | 0.2 | --> | 0.2 | 0 | 0 | Constrained, otherwise capacity available =178 kVA | --> | 0.19 | 0 | 0.008 | 0 | 0 | Constrained, otherwise capacity available =181 kW | --> | C16 ex CARRICK ON SHANNON | Carrick On Shannon [T41,T42] | CARRICK ON SHANNON |  | 53.8429 | -8.1934
281359Y | MV/LV Substation CO***359Y |  | 10 kV | _ | LV | 50 kVA :Pole Substation | 0.05 | --> | 0.05 | 0 | 0 | Constrained, otherwise capacity available =46 kVA | --> | 0.048 | 0 | 0.005 | 0 | 0 | Constrained, otherwise capacity available =43 kW | --> | C17 ex DOUGLAS | Douglas [T41,T42] | TRABEG |  | 51.8581 | -8.4415
324572X | MV/LV Substation FO***572X |  | 10 kV | _ | LV | 200 kVA :Kiosk Substation | 0.2 | --> | 0.2 | 0 | 0 | Constrained, otherwise capacity available =176 kVA | --> | 0.19 | 0 | 0.002 | 0 | 0 | Constrained, otherwise capacity available =185 kW | --> | C20 ex BALLYGAR | Ballygar [T41,T42] | ATHLONE |  | 53.5257 | -8.3226
149419 | MV/LV Substation TU***419 |  | 20 kV | _ | LV | 50 kVA :Pole Substation | 0.05 | --> | 0.05 | 0 | 0 | Constrained, otherwise capacity available =37 kVA | --> | 0.048 | 0 | 0 | 0 | 0 | Constrained, otherwise capacity available =46 kW | --> | C13 ex DONEGAL | Donegal [T41,T42] | CATHALEENS FALL |  | 54.6298 | -8.0978
003513Y | MV/LV Substation BR***513Y |  | 10 kV | _ | LV | 400 kVA :Kiosk Substation | 0.4 | --> | 0.4 | 0.28 | 11.58 |  | --> | 0.38 | 0 | 0.006 | 0 | 0 | Constrained, otherwise capacity available =359 kW | --> | C21 ex BALLYBEG | Ballybeg [T101,T102] | CARRICKMINES |  | 52.9894 | -6.0761
2444034 | MV/LV Substation GL***4034 |  | 20 kV | _ | LV | 100 kVA :Pole Substation | 0.1 | --> | 0.1 | 0 | 0 | Constrained, otherwise capacity available =96 kVA | --> | 0.095 | 0 | 0 | 0 | 0 | Constrained, otherwise capacity available =94 kW | --> | E12 ex MILLTOWN (SR) | Milltown (sr) [T421,T422] | OUGHTRAGH |  | 52.0545 | -9.7809
233992 | MV/LV Substation BA***992 |  | 10 kV | _ | LV | 400 kVA :Building Structure | 0.4 | --> | 0.4 | 0 | 0 | Constrained, otherwise capacity available =400 kVA | --> | 0.38 | 0 | 0 | 0 | 0 | Constrained, otherwise capacity available =380 kW | --> | C18 ex CASTLEISLAND | Castleisland [T41,T42] | TRALEE |  | 52.2457 | -9.5253
003497 | MV/LV Substation ME***497 |  | 10 kV | _ | LV | 100 kVA :Pole Substation | 0.1 | --> | 0.1 | 0 | 0 | Constrained, otherwise capacity available =86 kVA | --> | 0.095 | 0 | 0.005 | 0 | 0 | Constrained, otherwise capacity available =89 kW | --> | C11 ex RATHDRUM | Rathdrum [T42] | ARKLOW |  | 52.8866 | -6.2321
196275X | MV/LV Substation GR***275X |  | 10 kV | _ | LV | 400 kVA :Kiosk Substation | 0.4 | --> | 0.4 | 0 | 0 | Constrained, otherwise capacity available =293 kVA | --> | 0.38 | 0 | 0 | 0 | 0 | Constrained, otherwise capacity available =365 kW | --> | C18 ex ATHBOY | Athboy [T42] | NAVAN |  | 53.6252 | -6.914
160456X | MV/LV Substation PO***456X |  | 10 kV | _ | LV | 200 kVA :Pole Substation | 0.2 | --> | 0.2 | 0 | 0 | Constrained, otherwise capacity available =88 kVA | --> | 0.19 | 0 | 0 | 0 | 0 | Constrained, otherwise capacity available =174 kW | --> | C18 ex PORTARLINGTON | Portarlington [T41,T42] | PORTLAOISE |  | 53.1386 | -7.2704
069236 | MV/LV Substation C.***236 |  | 10 kV | _ | LV | 630 kVA :Building Structure | 0.63 | --> | 0.63 | 0.401 | 7.75 |  | --> | 0.598 | 0 | 0.029 | 0.5 | 0 |  | --> | C16 ex MILLTOWN (DR) | Milltown (dr) [T101,T102] | INCHICORE 220KV |  | 53.3189 | -6.2612
160163Z | MV/LV Substation CL***163Z |  | 10 kV | _ | LV | 50 kVA :Pole Substation | 0.05 | --> | 0.05 | 0 | 0 | Constrained, otherwise capacity available =39 kVA | --> | 0.048 | 0 | 0 | 0 | 0 | Constrained, otherwise capacity available =46 kW | --> | C18 ex PORTARLINGTON | Portarlington [T41,T42] | PORTLAOISE |  | 53.1736 | -7.2591
1164262 | MV/LV Substation MO***4262 |  | 20 kV | _ | LV | 50 kVA :Pole Substation | 0.05 | --> | 0.05 | 0.05 | 8.1 |  | --> | 0.048 | 0 | 0 | 0 | 0 | Constrained, otherwise capacity available =48 kW | --> | E16 ex WESTPORT | Westport [T421,T422] | CASTLEBAR |  | 53.724 | -9.5443
0624362 | MV/LV Substation MA***4362 |  | 10 kV | _ | LV | 630 kVA :Kiosk Substation | 0.63 | --> | 0.63 | 0.474 | 3.12 |  | --> | 0.598 | 0 | 0 | 0 | 0 | Constrained, otherwise capacity available =577 kW | --> | C12 ex MARSHES | Marshes [T41,T42] | DUNDALK |  | 53.9881 | -6.3973
067037Z | MV/LV Substation RA***037Z |  | 10 kV | _ | LV | 630 kVA :Building Structure | 0.63 | --> | 0.63 | 0 | 0 | Constrained, otherwise capacity available =498 kVA | --> | 0.598 | 0 | 0 | 0.5 | 0 |  | --> | C16 ex RAHEEN | Raheen [T41,T42] | LIMERICK |  | 52.6174 | -8.6621
093397 | MV/LV Substation CO***397 |  | 10 kV | _ | LV | 630 kVA :Kiosk Substation | 0.63 | --> | 0.63 | 0 | 0 | Constrained, otherwise capacity available =546 kVA | --> | 0.598 | 0 | 0 | 0.5 | 0 |  | --> | C18 ex POPPINTREE | Poppintree [T101,T102] | FINGLAS |  | 53.3994 | -6.2591
053987Y | MV/LV Substation UP***987Y |  | 10 kV | _ | LV | 400 kVA :Kiosk Substation | 0.4 | --> | 0.4 | 0 | 0 | Constrained, otherwise capacity available =321 kVA | --> | 0.38 | 0 | 0.005 | 0.365 | 0 |  | --> | C19 ex CLONMINCH | Clonminch [T41,T422] | THORNSBERRY |  | 53.2662 | -7.4856
066013 | MV/LV Substation BA***013 |  | 10 kV | _ | LV | 400 kVA :Kiosk Substation | 0.4 | --> | 0.4 | 0 | 0 | Constrained, otherwise capacity available =240 kVA | --> | 0.38 | 0 | 0.044 | 0.325 | 0 |  | --> | C14 ex SUTTON | Sutton [T41,T42] | GRANGE (DR) |  | 53.3891 | -6.1243
050065Y | MV/LV Substation LE***065Y |  | 20 kV | _ | LV | 50 kVA :Pole Substation | 0.05 | --> | 0.05 | 0 | 0 | Constrained, otherwise capacity available =49 kVA | --> | 0.048 | 0 | 0 | 0 | 0 | Constrained, otherwise capacity available =47 kW | --> | C24 ex ATHLONE | Athlone [T41,T42] | ATHLONE |  | 53.3965 | -7.9891
176497 | MV/LV Substation CL***497 |  | 20 kV | _ | LV | 200 kVA :Pole Substation | 0.2 | --> | 0.2 | 0 | 0 | Constrained, otherwise capacity available =130 kVA | --> | 0.19 | 0 | 0.016 | 0 | 0 | Constrained, otherwise capacity available =168 kW | --> | E11 ex MACROOM | Macroom [T422] | MACROOM |  | 51.9082 | -8.7831
130945 | MV/LV Substation ST***945 |  | 20 kV | _ | LV | 50 kVA :Pole Substation | 0.05 | --> | 0.05 | 0.045 | 2.55 |  | --> | 0.048 | 0 | 0 | 0 | 0 | Constrained, otherwise capacity available =47 kW | --> | E13 ex EDGEWORTHSTOWN | Edgeworthstown [T421,T422] | RICHMOND |  | 53.7735 | -7.5205
220643X | MV/LV Substation RI***643X |  | 10 kV | _ | LV | 400 kVA :Kiosk Substation | 0.4 | --> | 0.4 | 0.299 | 1.36 |  | --> | 0.38 | 0 | 0 | 0 | 0 | Constrained, otherwise capacity available =366 kW | --> | C11 ex CROSSMOLINA | Crossmolina [T41,T42] | MOY |  | 54.1016 | -9.3186
032516X | MV/LV Substation CO***516X |  | 20 kV | _ | LV | 50 kVA :Pole Substation | 0.05 | --> | 0.05 | 0 | 0 | Constrained, otherwise capacity available =39 kVA | --> | 0.048 | 0 | 0 | 0 | 0 | Constrained, otherwise capacity available =46 kW | --> | C19 ex TRAMORE | Tramore [T41,T42] | BUTLERSTOWN |  | 52.1445 | -7.0152
345401 | MV/LV Substation MA***401 |  | 20 kV | _ | LV | 630 kVA :Kiosk Substation | 0.63 | --> | 0.63 | 0 | 0 | Constrained, otherwise capacity available =335 kVA | --> | 0.598 | 0 | 0.019 | 0.5 | 0 |  | --> | E18 ex MANORHAMILTON | Manorhamilton [T422] | SLIGO |  | 54.3035 | -8.1743
2814088 | MV/LV Substation CI***4088 |  | 10 kV | _ | LV | 1000 kVA :Building Structure | 1 | --> | 1 | 0.5 | 6.78 |  | --> | 0.95 | 0 | 0 | 0.5 | 0 |  | --> | C25 ex CASTLEVIEW | Castleview [T101,T102] | CASTLEVIEW |  | 51.8869 | -8.4028
069552 | MV/LV Substation MO***552 |  | 10 kV | _ | LV | 400 kVA :Kiosk Substation | 0.4 | --> | 0.4 | 0.329 | 4.47 |  | --> | 0.38 | 0 | 0.009 | 0.364 | 0 |  | --> | C14 ex TEMPLEOGUE | Templeogue [T41,T42] | MILLTOWN (DR) |  | 53.3067 | -6.3271
010954 | MV/LV Substation CO***954 |  | 10 kV | _ | LV | 50 kVA :Pole Substation | 0.05 | --> | 0.05 | 0 | 0 | Constrained, otherwise capacity available =34 kVA | --> | 0.048 | 0 | 0.006 | 0 | 0 | Constrained, otherwise capacity available =41 kW | --> | C11 ex GRAIGUENAMANAGH | Graiguenamanagh [T41,T42] | KILKENNY |  | 52.536 | -6.9666
064196 | MV/LV Substation BE***196 |  | 20 kV | _ | LV | 400 kVA :Kiosk Substation | 0.4 | --> | 0.4 | 0 | 0 | Constrained, otherwise capacity available =248 kVA | --> | 0.38 | 0 | 0.038 | 0 | 0 | Constrained, otherwise capacity available =330 kW | --> | E16 ex JULIANSTOWN | Julianstown [T421,T422] | DRYBRIDGE |  | 53.6789 | -6.241
067176 | MV/LV Substation I ***176 |  | 10 kV | _ | LV | 630 kVA :Building Structure | 0.63 | --> | 0.63 | 0 | 0 | Constrained, otherwise capacity available =629 kVA | --> | 0.598 | 0 | 0 | 0.5 | 0 |  | --> | C20 ex GARRYOWEN | Garryowen [T41,T42] | LIMERICK |  | 52.6481 | -8.613
068961 | MV/LV Substation C.***961 |  | 10 kV | _ | LV | 1000 kVA :Building Structure | 1 | --> | 1 | 0.5 | 9.02 |  | --> | 0.95 | 0 | 0 | 0.5 | 0 |  | --> | C17 ex MISERY HILL | Misery Hill [T101,T102] | POOLBEG |  | 53.349 | -6.2506
059577Y | MV/LV Substation TU***577Y |  | 10 kV | _ | LV | 400 kVA :Kiosk Substation | 0.4 | --> | 0.4 | 0 | 0 | Constrained, otherwise capacity available =297 kVA | --> | 0.38 | 0 | 0.017 | 0 | 0 | Constrained, otherwise capacity available =353 kW | --> | C15 ex DERRYCRAMPH | Derrycramph [T41,T42] | SHANKILL |  | 53.9883 | -7.357
0694132 | MV/LV Substation GL***4132 |  | 10 kV | _ | LV | 1000 kVA :Building Structure | 1 | --> | 1 | 0 | 0 | Constrained, otherwise capacity available =1000 kVA | --> | 0.95 | 0 | 0 | 0.5 | 0 |  | --> | C18 ex DONNYBROOK | Donnybrook [T41,T42] | MILLTOWN (DR) |  | 53.3291 | -6.2288
032573Y | MV/LV Substation WO***573Y |  | 20 kV | _ | LV | 50 kVA :Pole Substation | 0.05 | --> | 0.05 | 0 | 0 | Constrained, otherwise capacity available =42 kVA | --> | 0.048 | 0 | 0 | 0 | 0 | Constrained, otherwise capacity available =46 kW | --> | E11 ex KILCARRAGH | Kilcarragh [T421,T422] | BUTLERSTOWN |  | 52.1974 | -7.0089
030150 | MV/LV Substation DI***150 |  | 20 kV | _ | LV | 50 kVA :Pole Substation | 0.05 | --> | 0.05 | 0 | 0 | Constrained, otherwise capacity available =14 kVA | --> | 0.048 | 0 | 0 | 0 | 0 | Constrained, otherwise capacity available =42 kW | --> | E17 ex FOXHOLE | Foxhole [T421,T422] | DUNGARVAN |  | 51.9573 | -7.8602
054789Y | MV/LV Substation TI***789Y |  | 20 kV | _ | LV | 100 kVA :Pole Substation | 0.1 | --> | 0.1 | 0 | 0 | Constrained, otherwise capacity available =93 kVA | --> | 0.095 | 0 | 0.01 | 0 | 0 | Constrained, otherwise capacity available =87 kW | --> | E12 ex PORTLAOISE | Portlaoise [T423,T424] | PORTLAOISE |  | 52.9634 | -7.1989
068506 | MV/LV Substation ST***506 |  | 10 kV | _ | LV | 630 kVA :Kiosk Substation | 0.63 | --> | 0.63 | 0 | 0 | Constrained, otherwise capacity available =14 kVA | --> | 0.598 | 0 | 0.024 | 0.491 | 0 |  | --> | C16 ex DRUMCONDRA | Drumcondra [T41,T42] | MCDERMOTT |  | 53.3639 | -6.2585
365058 | MV/LV Substation DI***058 |  | 10 kV | _ | LV | 1000 kVA :Building Structure | 1 | --> | 1 | 0 | 0 | Constrained, otherwise capacity available =850 kVA | --> | 0.95 | 0 | 0 | 0.5 | 0 |  | --> | C20 ex FORTUNESTOWN | Fortunestown [T101,T102] | INCHICORE 220KV |  | 53.2909 | -6.4204
050046 | MV/LV Substation AU***046 |  | 10 kV | _ | LV | 630 kVA :Kiosk Substation | 0.63 | --> | 0.63 | 0.5 | 7.61 |  | --> | 0.598 | 0 | 0.016 | 0 | 0 | Constrained, otherwise capacity available =578 kW | --> | C11 ex GARRYCASTLE | Garrycastle [T41,T42] | ATHLONE |  | 53.4187 | -7.9093
345982 | MV/LV Substation WO***982 |  | 20 kV | _ | LV | 50 kVA :Pole Substation | 0.05 | --> | 0.05 | 0 | 0 | Constrained, otherwise capacity available =43 kVA | --> | 0.048 | 0 | 0 | 0.046 | 0 |  | --> | E15 ex MANORHAMILTON | Manorhamilton [T422] | SLIGO |  | 54.2832 | -7.9771
0354071 | MV/LV Substation O ***4071 |  | 20 kV | _ | LV | 50 kVA :Pole Substation | 0.05 | --> | 0.05 | 0.05 | 0.49 |  | --> | 0.048 | 0 | 0 | 0 | 0 | Constrained, otherwise capacity available =48 kW | --> | E11 ex ARDFINNAN | Ardfinnan [T421] | CAHIR |  | 52.2721 | -8.0508
026021Z | MV/LV Substation MI***021Z |  | 10 kV | _ | LV | 200 kVA :Kiosk Substation | 0.2 | --> | 0.2 | 0.178 | 8.66 |  | --> | 0.19 | 0 | 0 | 0 | 0 | Constrained, otherwise capacity available =187 kW | --> | C12 ex BANDON | Bandon [T101,T42] | BANDON |  | 51.7452 | -8.7386
0664288 | MV/LV Substation LA***4288 |  | 20 kV | _ | LV | 630 kVA :Kiosk Substation | 0.63 | --> | 0.63 | 0 | 0 | Constrained, otherwise capacity available =565 kVA | --> | 0.598 | 0 | 0.019 | 0 | 0 | Constrained, otherwise capacity available =576 kW | --> | E17 ex BALTRASNA | Baltrasna [T121,T122] | BALTRASNA |  | 53.5138 | -6.5315
059103 | MV/LV Substation CA***103 |  | 10 kV | _ | LV | 630 kVA :Building Structure | 0.63 | --> | 0.63 | 0 | 0 | Constrained, otherwise capacity available =406 kVA | --> | 0.598 | 0 | 0 | 0 | 0 | Constrained, otherwise capacity available =567 kW | --> | C15 ex DERRYCRAMPH | Derrycramph [T41,T42] | SHANKILL |  | 53.9907 | -7.3609
237306X | MV/LV Substation GR***306X |  | 10 kV | _ | LV | 50 kVA :Pole Substation | 0.05 | --> | 0.05 | 0 | 0 | Constrained, otherwise capacity available =42 kVA | --> | 0.048 | 0 | 0 | 0 | 0 | Constrained, otherwise capacity available =46 kW | --> | C11 ex KILSARAN | Kilsaran [T42] | DRYBRIDGE |  | 53.8718 | -6.3868
011113 | MV/LV Substation AS***113 |  | 10 kV | _ | LV | 400 kVA :Kiosk Substation | 0.4 | --> | 0.4 | 0.319 | 5.05 |  | --> | 0.38 | 0 | 0.005 | 0 | 0 | Constrained, otherwise capacity available =365 kW | --> | C14 ex MCDONAGH | Mcdonagh [T41,T42] | KILKENNY |  | 52.6549 | -7.2356
0144391 | MV/LV Substation GR***4391 |  | 10 kV | _ | LV | 630 kVA :Kiosk Substation | 0.63 | --> | 0.63 | 0 | 0 | Constrained, otherwise capacity available =630 kVA | --> | 0.598 | 0 | 0 | 0 | 0 | Constrained, otherwise capacity available =598 kW | --> | C18 ex KILDARE | Kildare [T41,T42] | NEWBRIDGE |  | 53.1475 | -6.9244
015944 | MV/LV Substation BA***944 |  | 20 kV | _ | LV | 200 kVA :Pole Substation | 0.2 | --> | 0.2 | 0 | 0 | Constrained, otherwise capacity available =101 kVA | --> | 0.19 | 0 | 0.047 | 0 | 0 | Constrained, otherwise capacity available =141 kW | --> | E13 ex BLESSINGTON | Blessington [T421,T422] | KILTEEL |  | 53.1328 | -6.6098
093164Z | MV/LV Substation TE***164Z |  | 10 kV | _ | LV | 400 kVA :Building Structure | 0.4 | --> | 0.4 | 0 | 0 | Constrained, otherwise capacity available =217 kVA | --> | 0.38 | 0 | 0.01 | 0.347 | 0 |  | --> | C18 ex GRANGE (DR) | Grange (dr) [T41,T42] | GRANGE (DR) |  | 53.3889 | -6.1667
0934112 | MV/LV Substation CH***4112 |  | 10 kV | _ | LV | 630 kVA :Building Structure | 0.63 | --> | 0.63 | 0 | 0 | Constrained, otherwise capacity available =591 kVA | --> | 0.598 | 0 | 0.107 | 0.5 | 0 |  | --> | C28 ex KILMORE | Kilmore [T101,T102,T103] | FINGLAS |  | 53.4065 | -6.1764
009932X | MV/LV Substation DU***932X |  | 10 kV | _ | LV | 200 kVA :Pole Substation | 0.2 | --> | 0.2 | 0 | 0 | Constrained, otherwise capacity available =170 kVA | --> | 0.19 | 0 | 0.006 | 0 | 0 | Constrained, otherwise capacity available =181 kW | --> | C15 ex GRANAGH | Granagh [T41,T42] | WATERFORD |  | 52.2958 | -7.1466
060662X | MV/LV Substation KI***662X |  | 20 kV | _ | LV | 50 kVA :Pole Substation | 0.05 | --> | 0.05 | 0.044 | 2.57 |  | --> | 0.048 | 0 | 0 | 0 | 0 | Constrained, otherwise capacity available =47 kW | --> | E14 ex ERRIGAL | Errigal [T41,T422] | SHANKILL |  | 54.0281 | -7.039
204250X | MV/LV Substation AR***250X |  | 10 kV | _ | LV | 400 kVA :Kiosk Substation | 0.4 | --> | 0.4 | 0 | 0 | Constrained, otherwise capacity available =321 kVA | --> | 0.38 | 0 | 0 | 0 | 0 | Constrained, otherwise capacity available =369 kW | --> | E16 ex BUNCRANA | Buncrana [T421,T422] | TRILLICK |  | 55.1316 | -7.4474
077211 | MV/LV Substation GL***211 |  | 20 kV | _ | LV | 50 kVA :Pole Substation | 0.05 | --> | 0.05 | 0 | 0 | Constrained, otherwise capacity available =43 kVA | --> | 0.048 | 0 | 0 | 0 | 0 | Constrained, otherwise capacity available =47 kW | --> | E25 ex PATRICKSWELL | Patrickswell [T421,T422] | LIMERICK |  | 52.6283 | -8.8394
009984 | MV/LV Substation GL***984 |  | 20 kV | _ | LV | 100 kVA :Pole Substation | 0.1 | --> | 0.1 | 0.075 | 8.16 |  | --> | 0.095 | 0 | 0 | 0 | 0 | Constrained, otherwise capacity available =92 kW | --> | C17 ex MOUNT MISERY | Mount Misery [T41,T42] | WATERFORD |  | 52.354 | -7.0277
022837X | MV/LV Substation BE***837X |  | 10 kV | _ | LV | 400 kVA :Building Structure | 0.4 | --> | 0.4 | 0.317 | 4.55 |  | --> | 0.38 | 0 | 0 | 0 | 0 | Constrained, otherwise capacity available =368 kW | --> | C11 ex MALLOW | Mallow [T41,T42] | MALLOW |  | 52.1322 | -8.6484
068266 | MV/LV Substation BE***266 |  | 10 kV | _ | LV | 400 kVA :Building Structure | 0.4 | --> | 0.4 | 0.171 | 12.96 |  | --> | 0.38 | 0 | 0.025 | 0.329 | 0 |  | --> | C21 ex ARTANE | Artane [T101,T102] | FINGLAS |  | 53.3816 | -6.2381
021080Z | MV/LV Substation UP***080Z |  | 10 kV | _ | LV | 50 kVA :Pole Substation | 0.05 | --> | 0.05 | 0 | 0 | Constrained, otherwise capacity available =24 kVA | --> | 0.048 | 0 | 0 | 0.044 | 0 |  | --> | C31 ex KILBARRY | Kilbarry [T101,T43] | KILBARRY |  | 51.952 | -8.435
015430X | MV/LV Substation MU***430X |  | 20 kV | _ | LV | 50 kVA :Pole Substation | 0.05 | --> | 0.05 | 0 | 0 | Constrained, otherwise capacity available =42 kVA | --> | 0.048 | 0 | 0 | 0 | 0 | Constrained, otherwise capacity available =46 kW | --> | E13 ex BLESSINGTON | Blessington [T421,T422] | KILTEEL |  | 53.1484 | -6.6306
005795 | MV/LV Substation GO***795 |  | 10 kV | _ | LV | 50 kVA :Pole Substation | 0.05 | --> | 0.05 | 0.027 | 3.03 |  | --> | 0.048 | 0 | 0.005 | 0 | 0 | Constrained, otherwise capacity available =41 kW | --> | C24 ex RAMSTOWN | Ramstown [T41,T42] | CRANE |  | 52.6733 | -6.3071
165860X | MV/LV Substation GO***860X |  | 10 kV | _ | LV | 200 kVA :Kiosk Substation | 0.2 | --> | 0.2 | 0 | 0 | Constrained, otherwise capacity available =140 kVA | --> | 0.19 | 0 | 0.005 | 0 | 0 | Constrained, otherwise capacity available =178 kW | --> | C14 ex CLONAKILTY | Clonakilty [T41,T42] | DUNMANWAY |  | 51.6177 | -8.9047
1544166 | MV/LV Substation BA***4166 |  | 10 kV | _ | LV | 630 kVA :Kiosk Substation | 0.63 | --> | 0.63 | 0 | 0 | Constrained, otherwise capacity available =570 kVA | --> | 0.598 | 0 | 0.159 | 0.472 | 0 |  | --> | C39 ex COLLEGE PARK | College Park [T101,T102,T103] | COLLEGE PARK |  | 53.4227 | -6.3686
426829 | MV/LV Substation TH***829 |  | 20 kV | _ | LV | 400 kVA :Kiosk Substation | 0.4 | --> | 0.4 | 0 | 0 | Constrained, otherwise capacity available =394 kVA | --> | 0.38 | 0 | 0.01 | 0 | 0 | Constrained, otherwise capacity available =372 kW | --> | E17 ex DINGLE | Dingle [T421,T422] | OUGHTRAGH |  | 52.1413 | -10.2866
365516X | MV/LV Substation WE***516X |  | 10 kV | _ | LV | 400 kVA :Building Structure | 0.4 | --> | 0.4 | 0 | 0 | Constrained, otherwise capacity available =385 kVA | --> | 0.38 | 0 | 0 | 0.378 | 0 |  | --> | C22 ex BALLYMOUNT | Ballymount [T41,T42] | INCHICORE 220KV |  | 53.3222 | -6.3686
0684249 | MV/LV Substation EX***4249 |  | 10 kV | _ | LV | 1000 kVA :Building Structure | 1 | --> | 1 | 0.5 | 7.61 |  | --> | 0.95 | 0 | 0 | 0.5 | 0 |  | --> | C12 ex SHERIFF STREET | Sheriff Street [T41,T42] | FRANCIS STREET |  | 53.349 | -6.2466
066085 | MV/LV Substation SE***085 |  | 20 kV | _ | LV | 50 kVA :Pole Substation | 0.05 | --> | 0.05 | 0 | 0 | Constrained, otherwise capacity available =40 kVA | --> | 0.048 | 0 | 0 | 0 | 0 | Constrained, otherwise capacity available =46 kW | --> | E11 ex GLASMORE | Glasmore [T421,T422] | GLASMORE |  | 53.4725 | -6.177
023287 | MV/LV Substation AR***287 |  | 20 kV | _ | LV | 50 kVA :Pole Substation | 0.05 | --> | 0.05 | 0.048 | 0.22 |  | --> | 0.048 | 0 | 0 | 0 | 0 | Constrained, otherwise capacity available =47 kW | --> | C16 ex KILSHANNY | Kilshanny [T41,T42] | CAHIR |  | 52.2077 | -8.1085
015331 | MV/LV Substation SA***331 |  | 10 kV | _ | LV | 630 kVA :Kiosk Substation | 0.63 | --> | 0.63 | 0.5 | 12.6 |  | --> | 0.598 | 0 | 0 | 0.5 | 0 |  | --> | C23 ex MONREAD | Monread [T101,T102] | MONREAD |  | 53.2523 | -6.6666
027038 | MV/LV Substation BA***038 |  | 10 kV | _ | LV | 100 kVA :Pole Substation | 0.1 | --> | 0.1 | 0.056 | 7.79 |  | --> | 0.095 | 0 | 0.003 | 0 | 0 | Constrained, otherwise capacity available =86 kW | --> | C11 ex DUNMANWAY | Dunmanway [T422,T43] | DUNMANWAY |  | 51.716 | -9.1177
426858 | MV/LV Substation CN***858 |  | 20 kV | _ | LV | 400 kVA :Kiosk Substation | 0.4 | --> | 0.4 | 0 | 0 | Constrained, otherwise capacity available =368 kVA | --> | 0.38 | 0 | 0.014 | 0 | 0 | Constrained, otherwise capacity available =365 kW | --> | E17 ex DINGLE | Dingle [T421,T422] | OUGHTRAGH |  | 52.145 | -10.2687
0074214 | MV/LV Substation VI***4214 |  | 10 kV | _ | LV | 400 kVA :Building Structure | 0.4 | --> | 0.4 | 0.359 | 0.9 |  | --> | 0.38 | 0 | 0 | 0 | 0 | Constrained, otherwise capacity available =374 kW | --> | C15 ex CLONARD | Clonard [T41,T42] | WEXFORD |  | 52.3304 | -6.486
095669 | MV/LV Substation BE***669 |  | 10 kV | _ | LV | 50 kVA :Pole Substation | 0.05 | --> | 0.05 | 0.047 | 1.1 |  | --> | 0.048 | 0 | 0 | 0 | 0 | Constrained, otherwise capacity available =47 kW | --> | C26 ex KILKEE | Kilkee [T41] | TULLABRACK |  | 52.7236 | -9.5727
154255 | MV/LV Substation BR***255 |  | 10 kV | _ | LV | 400 kVA :Kiosk Substation | 0.4 | --> | 0.4 | 0 | 0 | Constrained, otherwise capacity available =336 kVA | --> | 0.38 | 0 | 0.021 | 0 | 0 | Constrained, otherwise capacity available =356 kW | --> | C24 ex BALLYCOOLIN | Ballycoolin [T41,T42,T43] | FINGLAS |  | 53.3978 | -6.3858
064610Y | MV/LV Substation WH***610Y |  | 10 kV | _ | LV | 400 kVA :Kiosk Substation | 0.4 | --> | 0.4 | 0 | 0 | Constrained, otherwise capacity available =317 kVA | --> | 0.38 | 0 | 0 | 0 | 0 | Constrained, otherwise capacity available =368 kW | --> | C12 ex MORNINGTON ROAD | Mornington Road [T41,T42] | DRYBRIDGE |  | 53.7094 | -6.3292
368634 | MV/LV Substation DR***634 |  | 20 kV | _ | LV | 50 kVA :Pole Substation | 0.05 | --> | 0.05 | 0 | 0 | Constrained, otherwise capacity available =45 kVA | --> | 0.048 | 0 | 0 | 0 | 0 | Constrained, otherwise capacity available =47 kW | --> | C12 ex BALLYHAUNIS | Ballyhaunis [T41,T42] | DALTON |  | 53.7525 | -8.7662
154319Z | MV/LV Substation 12***319Z |  | 10 kV | _ | LV | 200 kVA :Kiosk Substation | 0.2 | --> | 0.2 | 0.183 | 7.91 |  | --> | 0.19 | 0 | 0.005 | 0.184 | 0 |  | --> | C23 ex PELLETSTOWN | Pelletstown [T101,T102] | FINGLAS |  | 53.3822 | -6.3657
014010 | MV/LV Substation NE***010 |  | 20 kV | _ | LV | 100 kVA :Pole Substation | 0.1 | --> | 0.1 | 0 | 0 | Constrained, otherwise capacity available =77 kVA | --> | 0.095 | 0 | 0 | 0 | 0 | Constrained, otherwise capacity available =92 kW | --> | C14 ex KILDARE | Kildare [T41,T42] | NEWBRIDGE |  | 53.2235 | -6.99
111058Z | MV/LV Substation CE***058Z |  | 10 kV | _ | LV | 400 kVA :Building Structure | 0.4 | --> | 0.4 | 0.159 | 3.64 |  | --> | 0.38 | 0 | 0 | 0 | 0 | Constrained, otherwise capacity available =346 kW | --> | C18 ex CASTLETOWNBERE | Castletownbere [T42] | BALLYLICKY |  | 51.6475 | -9.9066
041352Y | MV/LV Substation SW***352Y |  | 10 kV | _ | LV | 400 kVA :Building Structure | 0.4 | --> | 0.4 | 0 | 0 | Constrained, otherwise capacity available =255 kVA | --> | 0.38 | 0 | 0 | 0 | 0 | Constrained, otherwise capacity available =360 kW | --> | E13 ex DALTON | Dalton [T421,T422] | DALTON |  | 53.7219 | -8.9966
243081X | MV/LV Substation TR***081X |  | 20 kV | _ | LV | 200 kVA :Pole Substation | 0.2 | --> | 0.2 | 0 | 0 | Constrained, otherwise capacity available =186 kVA | --> | 0.19 | 0 | 0 | 0 | 0 | Constrained, otherwise capacity available =188 kW | --> | E17 ex INCH | Inch [T421,T422] | OUGHTRAGH |  | 52.2704 | -10.0269
014593Z | MV/LV Substation CA***593Z |  | 10 kV | _ | LV | 200 kVA :Kiosk Substation | 0.2 | --> | 0.2 | 0.148 | 0.63 |  | --> | 0.19 | 0 | 0.017 | 0 | 0 | Constrained, otherwise capacity available =170 kW | --> | C17 ex KILCULLEN | Kilcullen [T41,T42,T424] | STRATFORD |  | 53.131 | -6.7583
2504096 | MV/LV Substation LI***4096 |  | 10 kV | _ | LV | 50 kVA :Pole Substation | 0.05 | --> | 0.05 | 0.05 | 1.26 |  | --> | 0.048 | 0 | 0 | 0 | 0 | Constrained, otherwise capacity available =48 kW | --> | C27 ex BALLYCROSSAUN | Ballycrossaun [T421,T422] | SOMERSET |  | 53.1544 | -8.3372
365072 | MV/LV Substation DR***072 |  | 10 kV | _ | LV | 400 kVA :Kiosk Substation | 0.4 | --> | 0.4 | 0 | 0 | Constrained, otherwise capacity available =332 kVA | --> | 0.38 | 0 | 0 | 0.371 | 0 |  | --> | C17 ex WHITESTOWN | Whitestown [T41,T42] | COOKSTOWN |  | 53.2898 | -6.3934
011330X | MV/LV Substation SC***330X |  | 10 kV | _ | LV | 400 kVA :Kiosk Substation | 0.4 | --> | 0.4 | 0.365 | 2.8 |  | --> | 0.38 | 0 | 0.007 | 0 | 0 | Constrained, otherwise capacity available =370 kW | --> | C13 ex PURCELLS INCH | Purcells Inch [T41,T42] | KILKENNY |  | 52.6382 | -7.2362
053576Y | MV/LV Substation GE***576Y |  | 10 kV | _ | LV | 630 kVA :Building Structure | 0.63 | --> | 0.63 | 0.483 | 3.28 |  | --> | 0.598 | 0 | 0 | 0.5 | 0 |  | --> | C25 ex SRAH | Srah [T43] | THORNSBERRY |  | 53.2826 | -7.5064
095001 | MV/LV Substation EN***001 |  | 10 kV | _ | LV | 200 kVA :Kiosk Substation | 0.2 | --> | 0.2 | 0.055 | 0.7 |  | --> | 0.19 | 0 | 0.012 | 0 | 0 | Constrained, otherwise capacity available =160 kW | --> | C15 ex KILRUSH | Kilrush [T41,T42] | TULLABRACK |  | 52.6412 | -9.4828
015845Z | MV/LV Substation BL***845Z |  | 20 kV | _ | LV | 400 kVA :Kiosk Substation | 0.4 | --> | 0.4 | 0 | 0 | Constrained, otherwise capacity available =274 kVA | --> | 0.38 | 0 | 0.04 | 0 | 0 | Constrained, otherwise capacity available =333 kW | --> | E13 ex BLESSINGTON | Blessington [T421,T422] | KILTEEL |  | 53.1668 | -6.5459
054569Y | MV/LV Substation QU***569Y |  | 20 kV | _ | LV | 50 kVA :Pole Substation | 0.05 | --> | 0.05 | 0 | 0 | Constrained, otherwise capacity available =47 kVA | --> | 0.048 | 0 | 0 | 0 | 0 | Constrained, otherwise capacity available =47 kW | --> | E12 ex PORTLAOISE | Portlaoise [T423,T424] | PORTLAOISE |  | 52.9427 | -7.247
031095 | MV/LV Substation SE***095 |  | 10 kV | _ | LV | 200 kVA :Kiosk Substation | 0.2 | --> | 0.2 | 0 | 0 | Constrained, otherwise capacity available =90 kVA | --> | 0.19 | 0 | 0.038 | 0 | 0 | Constrained, otherwise capacity available =146 kW | --> | C14 ex COLLIGAN | Colligan [T41,T42] | DUNGARVAN |  | 52.0946 | -7.6018
161763 | MV/LV Substation CR***763 |  | 10 kV | _ | LV | 400 kVA :Kiosk Substation | 0.4 | --> | 0.4 | 0.297 | 6.53 |  | --> | 0.38 | 0 | 0.014 | 0.355 | 0 |  | --> | C17 ex OUGHTERARD | Oughterard [T41,T42] | SCREEB |  | 53.428 | -9.3208
056721X | MV/LV Substation HA***721X |  | 10 kV | _ | LV | 50 kVA :Pole Substation | 0.05 | --> | 0.05 | 0.017 | 0.89 |  | --> | 0.048 | 0 | 0.006 | 0 | 0 | Constrained, otherwise capacity available =38 kW | --> | C21 ex BIRR | Birr [T41,T422] | DALLOW |  | 53.0792 | -7.9024
055322X | MV/LV Substation MO***322X |  | 10 kV | _ | LV | 1000 kVA :Building Structure | 1 | --> | 1 | 0 | 0 | Constrained, otherwise capacity available =998 kVA | --> | 0.95 | 0 | 0 | 0 | 0 | Constrained, otherwise capacity available =950 kW | --> | C16 ex RATHDOWNEY | Rathdowney [T42] | IKERRIN |  | 52.8505 | -7.5882
253086X | MV/LV Substation SE***086X |  | 10 kV | _ | LV | 400 kVA :Building Structure | 0.4 | --> | 0.4 | 0 | 0 | Constrained, otherwise capacity available =358 kVA | --> | 0.38 | 0 | 0 | 0 | 0 | Constrained, otherwise capacity available =374 kW | --> | C16 ex TUAM NORTH | Tuam North [T41,T42] | CLOON |  | 53.5162 | -8.8805
161632 | MV/LV Substation BA***632 |  | 20 kV | _ | LV | 400 kVA :Kiosk Substation | 0.4 | --> | 0.4 | 0.129 | 11.03 |  | --> | 0.38 | 0 | 0.154 | 0.227 | 0 |  | --> | C27 ex SALTHILL | Salthill [T101,T102] | SALTHILL |  | 53.337 | -9.1802
1274415 | MV/LV Substation MO***4415 |  | 10 kV | _ | LV | 50 kVA :Pole Substation | 0.05 | --> | 0.05 | 0 | 0 | Constrained, otherwise capacity available =49 kVA | --> | 0.048 | 0 | 0 | 0 | 0 | Constrained, otherwise capacity available =47 kW | --> | C16 ex LOUGHTAGALLA | Loughtagalla [T41,T42] | THURLES |  | 52.7417 | -7.8029
019046X | MV/LV Substation CL***046X |  | 10 kV | _ | LV | 200 kVA :Kiosk Substation | 0.2 | --> | 0.2 | 0.143 | 1.54 |  | --> | 0.19 | 0 | 0 | 0 | 0 | Constrained, otherwise capacity available =182 kW | --> | C17 ex BALLYARD | Ballyard [T41,T42] | TRALEE |  | 52.2594 | -9.6916
031653X | MV/LV Substation GA***653X |  | 20 kV | _ | LV | 50 kVA :Pole Substation | 0.05 | --> | 0.05 | 0 | 0 | Constrained, otherwise capacity available =45 kVA | --> | 0.048 | 0 | 0 | 0 | 0 | Constrained, otherwise capacity available =47 kW | --> | E17 ex SPRINGS | Springs [T421,T422] | DUNGARVAN |  | 52.1215 | -7.5626
1394155 | MV/LV Substation SE***4155 |  | 20 kV | _ | LV | 50 kVA :Pole Substation | 0.05 | --> | 0.05 | 0 | 0 | Constrained, otherwise capacity available =50 kVA | --> | 0.048 | 0 | 0 | 0 | 0 | Constrained, otherwise capacity available =48 kW | --> | E16 ex FINEA | Finea [T421,T422] | SHANKILL |  | 53.8745 | -7.5312
082475 | MV/LV Substation CA***475 |  | 20 kV | _ | LV | 100 kVA :Pole Substation | 0.1 | --> | 0.1 | 0 | 0 | Constrained, otherwise capacity available =96 kVA | --> | 0.095 | 0 | 0.076 | 0 | 0 | Constrained, otherwise capacity available =38 kW | --> | E17 ex DULEEK | Duleek [T421,T422] | DRYBRIDGE |  | 53.6513 | -6.5783
0094372 | MV/LV Substation BU***4372 |  | 10 kV | _ | LV | 400 kVA :Kiosk Substation | 0.4 | --> | 0.4 | 0.4 | 0.95 |  | --> | 0.38 | 0 | 0 | 0 | 0 | Constrained, otherwise capacity available =380 kW | --> | C22 ex TYCOR | Tycor [T41,T42] | WATERFORD |  | 52.2589 | -7.1561
007140X | MV/LV Substation WH***140X |  | 10 kV | _ | LV | 400 kVA :Kiosk Substation | 0.4 | --> | 0.4 | 0 | 0 | Constrained, otherwise capacity available =295 kVA | --> | 0.38 | 0 | 0.041 | 0 | 0 | Constrained, otherwise capacity available =335 kW | --> | C20 ex MULGANNON | Mulgannon [T41,T42] | WEXFORD |  | 52.3198 | -6.4796
1324055 | MV/LV Substation DU***4055 |  | 20 kV | _ | LV | 50 kVA :Pole Substation | 0.05 | --> | 0.05 | 0.05 | 1.62 |  | --> | 0.048 | 0 | 0 | 0 | 0 | Constrained, otherwise capacity available =48 kW | --> | C17 ex CURRA | Curra [T41] | SOMERSET |  | 53.1308 | -8.4089
015941X | MV/LV Substation LE***941X |  | 10 kV | _ | LV | 400 kVA :Kiosk Substation | 0.4 | --> | 0.4 | 0.386 | 12.6 |  | --> | 0.38 | 0 | 0.02 | 0.363 | 0 |  | --> | C18 ex MONREAD | Monread [T101,T102] | MONREAD |  | 53.2353 | -6.6741
067143 | MV/LV Substation LI***143 |  | 10 kV | _ | LV | 400 kVA :Kiosk Substation | 0.4 | --> | 0.4 | 0 | 0 | Constrained, otherwise capacity available =270 kVA | --> | 0.38 | 0 | 0.019 | 0 | 0 | Constrained, otherwise capacity available =348 kW | --> | C11 ex DOCK ROAD | Dock Road [T41,T42] | LIMERICK |  | 52.6472 | -8.6421
066115X | MV/LV Substation SE***115X |  | 10 kV | _ | LV | 400 kVA :Kiosk Substation | 0.4 | --> | 0.4 | 0 | 0 | Constrained, otherwise capacity available =359 kVA | --> | 0.38 | 0 | 0 | 0.374 | 0 |  | --> | C12 ex SUTTON | Sutton [T41,T42] | GRANGE (DR) |  | 53.396 | -6.1371
050801X | MV/LV Substation AR***801X |  | 20 kV | _ | LV | 50 kVA :Pole Substation | 0.05 | --> | 0.05 | 0.038 | 6.49 |  | --> | 0.048 | 0 | 0.006 | 0 | 0 | Constrained, otherwise capacity available =42 kW | --> | C22 ex BUSHFIELD | Bushfield [T41,T42] | ATHLONE |  | 53.4835 | -7.7895
013640Y | MV/LV Substation SH***640Y |  | 10 kV | _ | LV | 50 kVA :Pole Substation | 0.05 | --> | 0.05 | 0.044 | 0.12 |  | --> | 0.048 | 0 | 0.01 | 0.039 | 0 |  | --> | C23 ex ATHY | Athy [T101,T102] | ATHY |  | 52.9538 | -6.993
151032 | MV/LV Substation KI***032 |  | 10 kV | _ | LV | 200 kVA :Pole Substation | 0.2 | --> | 0.2 | 0 | 0 | Constrained, otherwise capacity available =179 kVA | --> | 0.19 | 0 | 0.012 | 0 | 0 | Constrained, otherwise capacity available =178 kW | --> | C16 ex GARRYSPILLANE | Garryspillane [T41] | TIPPERARY |  | 52.3607 | -8.4627
429345X | MV/LV Substation EL***345X |  | 10 kV | _ | LV | 400 kVA :Kiosk Substation | 0.4 | --> | 0.4 | 0.328 | 0.33 | Constrained, otherwise capacity available =389 kVA | --> | 0.38 | 0 | 0 | 0 | 0 | Constrained, otherwise capacity available =379 kW | --> | C12 ex ABBEYFEALE | Abbeyfeale [T42] | TRIEN |  | 52.3746 | -9.3076
081401Z | MV/LV Substation ST***401Z |  | 10 kV | _ | LV | 200 kVA :Kiosk Substation | 0.2 | --> | 0.2 | 0 | 0 | Constrained, otherwise capacity available =131 kVA | --> | 0.19 | 0 | 0.056 | 0 | 0 | Constrained, otherwise capacity available =139 kW | --> | C19 ex CELBRIDGE | Celbridge [T41,T42] | GRIFFINRATH |  | 53.3139 | -6.6056
050767Y | MV/LV Substation CA***767Y |  | 20 kV | _ | LV | 50 kVA :Pole Substation | 0.05 | --> | 0.05 | 0 | 0 | Constrained, otherwise capacity available =50 kVA | --> | 0.048 | 0 | 0 | 0 | 0 | Constrained, otherwise capacity available =48 kW | --> | C22 ex ATHLONE | Athlone [T41,T42] | ATHLONE |  | 53.4914 | -8.0324
068718X | MV/LV Substation CL***718X |  | 10 kV | _ | LV | 1000 kVA :Building Structure | 1 | --> | 1 | 0.5 | 14.34 |  | --> | 0.95 | 0 | 0 | 0.5 | 0 |  | --> | C24 ex NORTH QUAYS | North Quays [T101,T102,T103] | POOLBEG |  | 53.3483 | -6.2432
093314 | MV/LV Substation DO***314 |  | 10 kV | _ | LV | 400 kVA :Kiosk Substation | 0.4 | --> | 0.4 | 0 | 0 | Constrained, otherwise capacity available =276 kVA | --> | 0.38 | 0 | 0 | 0.363 | 0 |  | --> | C20 ex POPPINTREE | Poppintree [T101,T102] | FINGLAS |  | 53.403 | -6.2776
233995 | MV/LV Substation TO***995 |  | 20 kV | _ | LV | 200 kVA :Pole Substation | 0.2 | --> | 0.2 | 0 | 0 | Constrained, otherwise capacity available =182 kVA | --> | 0.19 | 0 | 0 | 0 | 0 | Constrained, otherwise capacity available =188 kW | --> | C21 ex CASTLEISLAND | Castleisland [T41,T42] | TRALEE |  | 52.224 | -9.4592
021994 | MV/LV Substation GR***994 |  | 20 kV | _ | LV | 200 kVA :Pole Substation | 0.2 | --> | 0.2 | 0 | 0 | Constrained, otherwise capacity available =144 kVA | --> | 0.19 | 0 | 0.011 | 0 | 0 | Constrained, otherwise capacity available =174 kW | --> | E18 ex WHITECHURCH | Whitechurch [T421,T422] | KILBARRY |  | 52.0099 | -8.6096
047154X | MV/LV Substation MI***154X |  | 10 kV | _ | LV | 630 kVA :Kiosk Substation | 0.63 | --> | 0.63 | 0.5 | 1.04 |  | --> | 0.598 | 0 | 0 | 0 | 0 | Constrained, otherwise capacity available =592 kW | --> | C15 ex BOYLE | Boyle [T41,T42] | CARRICK ON SHANNON |  | 53.9734 | -8.2982
153041X | MV/LV Substation OB***041X |  | 20 kV | _ | LV | 200 kVA :Pole Substation | 0.2 | --> | 0.2 | 0 | 0 | Constrained, otherwise capacity available =176 kVA | --> | 0.19 | 0 | 0 | 0 | 0 | Constrained, otherwise capacity available =187 kW | --> | E13 ex BIRDHILL | Birdhill [T421,T422] | ARDNACRUSHA |  | 52.7547 | -8.4981
164488 | MV/LV Substation DE***488 |  | 10 kV | _ | LV | 50 kVA :Pole Substation | 0.05 | --> | 0.05 | 0.03 | 0.88 |  | --> | 0.048 | 0 | 0 | 0 | 0 | Constrained, otherwise capacity available =45 kW | --> | C22 ex ROSS CARBERY | Ross Carbery [T41,T42] | DUNMANWAY |  | 51.5829 | -9.0491
001997 | MV/LV Substation BL***997 |  | 10 kV | _ | LV | 1000 kVA :Building Structure | 1 | --> | 1 | 0.5 | 4.37 |  | --> | 0.95 | 0 | 0 | 0.5 | 0 |  | --> | C17 ex DUN LAOGHAIRE | Dun Laoghaire [T41,T42] | BLACKROCK |  | 53.2925 | -6.1385
029514Y | MV/LV Substation PA***514Y |  | 10 kV | _ | LV | 400 kVA :Kiosk Substation | 0.4 | --> | 0.4 | 0 | 0 | Constrained, otherwise capacity available =147 kVA | --> | 0.38 | 0 | 0.031 | 0 | 0 | Constrained, otherwise capacity available =321 kW | --> | C32 ex CLOYNE | Cloyne [T41] | MIDLETON |  | 51.8653 | -8.1192
001637 | MV/LV Substation SH***637 |  | 10 kV | _ | LV | 200 kVA :Kiosk Substation | 0.2 | --> | 0.2 | 0 | 0 | Constrained, otherwise capacity available =118 kVA | --> | 0.19 | 0 | 0.012 | 0.17 | 0 |  | --> | C11 ex LOUGHLINSTOWN | Loughlinstown [T41,T42] | CARRICKMINES |  | 53.2482 | -6.1248
014539Z | MV/LV Substation OL***539Z |  | 20 kV | _ | LV | 50 kVA :Pole Substation | 0.05 | --> | 0.05 | 0.044 | 0.63 |  | --> | 0.048 | 0 | 0 | 0 | 0 | Constrained, otherwise capacity available =47 kW | --> | E11 ex KILCULLEN | Kilcullen [T41,T42,T424] | STRATFORD |  | 53.1108 | -6.7491
0814156 | MV/LV Substation SO***4156 |  | 20 kV | _ | LV | 400 kVA :Kiosk Substation | 0.4 | --> | 0.4 | 0 | 0 | Constrained, otherwise capacity available =252 kVA | --> | 0.38 | 0 | 0.32 | 0.122 | 0 |  | --> | E20 ex ADAMSTOWN | Adamstown [T121,T122] | INCHICORE 220KV |  | 53.3423 | -6.4532
050020 | MV/LV Substation CA***020 |  | 10 kV | _ | LV | 400 kVA :Kiosk Substation | 0.4 | --> | 0.4 | 0 | 0 | Constrained, otherwise capacity available =30 kVA | --> | 0.38 | 0 | 0 | 0 | 0 | Constrained, otherwise capacity available =326 kW | --> | C23 ex ATHLONE | Athlone [T41,T42] | ATHLONE |  | 53.4237 | -7.9428
068123 | MV/LV Substation ST***123 |  | 10 kV | _ | LV | 630 kVA :Building Structure | 0.63 | --> | 0.63 | 0 | 4.6 |  | --> | 0.598 | 0 | 0.026 | 0.485 | 0 |  | --> | C17 ex KINGSBRIDGE | Kingsbridge [T41,T42] | INCHICORE 220KV |  | 53.3514 | -6.2905
0654073 | MV/LV Substation AR***4073 |  | 10 kV | _ | LV | 400 kVA :Building Structure | 0.4 | --> | 0.4 | 0 | 0 | Constrained, otherwise capacity available =367 kVA | --> | 0.38 | 0 | 0 | 0.376 | 0 |  | --> | C24 ex STEPHENSTOWN | Stephenstown [T101,T102] | FINGLAS |  | 53.6003 | -6.179
164638 | MV/LV Substation HA***638 |  | 10 kV | _ | LV | 100 kVA :Pole Substation | 0.1 | --> | 0.1 | 0 | 0 | Constrained, otherwise capacity available =96 kVA | --> | 0.095 | 0 | 0 | 0 | 0 | Constrained, otherwise capacity available =94 kW | --> | C11 ex SKIBBEREEN | Skibbereen [T41,T42] | DUNMANWAY |  | 51.6273 | -9.2669
111613Y | MV/LV Substation MI***613Y |  | 20 kV | _ | LV | 50 kVA :Pole Substation | 0.05 | --> | 0.05 | 0.035 | 0.94 |  | --> | 0.048 | 0 | 0.012 | 0 | 0 | Constrained, otherwise capacity available =36 kW | --> | E21 ex CASTLETOWNBERE | Castletownbere [T421] | BALLYLICKY |  | 51.6599 | -9.8655
014025X | MV/LV Substation L/***025X |  | 10 kV | _ | LV | 50 kVA :Pole Substation | 0.05 | --> | 0.05 | 0 | 0 | Constrained, otherwise capacity available =50 kVA | --> | 0.048 | 0 | 0 | 0 | 0 | Constrained, otherwise capacity available =48 kW | --> | C14 ex ATHGARVAN | Athgarvan [T41,T44] | NEWBRIDGE |  | 53.1885 | -6.7729
067934Y | MV/LV Substation WA***934Y |  | 10 kV | _ | LV | 400 kVA :Building Structure | 0.4 | --> | 0.4 | 0 | 0 | Constrained, otherwise capacity available =176 kVA | --> | 0.38 | 0 | 0 | 0 | 0 | Constrained, otherwise capacity available =352 kW | --> | C14 ex MOYLISH | Moylish [T41,T42] | ARDNACRUSHA |  | 52.6781 | -8.6391
0184047 | MV/LV Substation LE***4047 |  | 20 kV | _ | LV | 50 kVA :Pole Substation | 0.05 | --> | 0.05 | 0.045 | 3.75 |  | --> | 0.048 | 0 | 0 | 0 | 0 | Constrained, otherwise capacity available =47 kW | --> | C14 ex SMEARLA | Smearla [T41,T42] | TRIEN |  | 52.5225 | -9.3657
176862 | MV/LV Substation TH***862 |  | 20 kV | _ | LV | 200 kVA :Pole Substation | 0.2 | --> | 0.2 | 0.146 | 18.78 |  | --> | 0.19 | 0 | 0.01 | 0.175 | 0 |  | --> | E17 ex HARTNETTS CROSS | Hartnetts Cross [T121,T422] | HARTNETTS CROSS |  | 51.9462 | -9.1702
1274614 | MV/LV Substation AU***4614 |  | 10 kV | _ | LV | 100 kVA :Pole Substation | 0.1 | --> | 0.1 | 0 | 0 | Constrained, otherwise capacity available =100 kVA | --> | 0.095 | 0 | 0 | 0 | 0 | Constrained, otherwise capacity available =95 kW | --> | C17 ex HOLYCROSS ROAD | Holycross Road [T41,T42] | THURLES |  | 52.7457 | -7.9454
011491Y | MV/LV Substation GA***491Y |  | 10 kV | _ | LV | 200 kVA :Pole Substation | 0.2 | --> | 0.2 | 0.152 | 2.8 |  | --> | 0.19 | 0 | 0 | 0 | 0 | Constrained, otherwise capacity available =183 kW | --> | C13 ex PURCELLS INCH | Purcells Inch [T41,T42] | KILKENNY |  | 52.6378 | -7.2351
067138 | MV/LV Substation BO***138 |  | 10 kV | _ | LV | 630 kVA :Building Structure | 0.63 | --> | 0.63 | 0.5 | 6.81 |  | --> | 0.598 | 0 | 0 | 0.5 | 0 |  | --> | C07 ex AHANE | Ahane [T102] | AHANE |  | 52.6662 | -8.5021
068654X | MV/LV Substation AR***654X |  | 10 kV | _ | LV | 1000 kVA :Building Structure | 1 | --> | 1 | 0 | 0 | Constrained, otherwise capacity available =932 kVA | --> | 0.95 | 0 | 0 | 0.5 | 0 |  | --> | C17 ex CAMDEN ROW | Camden Row [T41] | FRANCIS STREET |  | 53.3391 | -6.2792
075200Y | MV/LV Substation ME***200Y |  | 20 kV | _ | LV | 200 kVA :Kiosk Substation | 0.2 | --> | 0.2 | 0.178 | 4.38 |  | --> | 0.19 | 0 | 0.003 | 0.185 | 0 |  | --> | E17 ex CRANE | Crane [T122] | CRANE |  | 52.5554 | -6.3487
136188Y | MV/LV Substation GL***188Y |  | 10 kV | _ | LV | 100 kVA :Pole Substation | 0.1 | --> | 0.1 | 0 | 0 | Constrained, otherwise capacity available =66 kVA | --> | 0.095 | 0 | 0.012 | 0 | 0 | Constrained, otherwise capacity available =81 kW | --> | C17 ex ROSCOMMON | Roscommon [T41,T42] | LANESBORO |  | 53.6171 | -8.1941
216011X | MV/LV Substation MA***011X |  | 10 kV | _ | LV | 50 kVA :Pole Substation | 0.05 | --> | 0.05 | 0 | 0 | Constrained, otherwise capacity available =47 kVA | --> | 0.048 | 0 | 0 | 0 | 0 | Constrained, otherwise capacity available =47 kW | --> | C26 ex GLENTIES | Glenties [T41,T42] | BINBANE |  | 54.8434 | -8.4254
046085X | MV/LV Substation OC***085X |  | 10 kV | _ | LV | 200 kVA :Kiosk Substation | 0.2 | --> | 0.2 | 0.132 | 5.78 |  | --> | 0.19 | 0 | 0.02 | 0.166 | 0 |  | --> | C20 ex OAKFIELD | Oakfield [T41,T42] | SLIGO |  | 54.2752 | -8.5118
014670X | MV/LV Substation GR***670X |  | 10 kV | _ | LV | 100 kVA :Pole Substation | 0.1 | --> | 0.1 | 0 | 0 | Constrained, otherwise capacity available =75 kVA | --> | 0.095 | 0 | 0 | 0 | 0 | Constrained, otherwise capacity available =92 kW | --> | C11 ex ATHGARVAN | Athgarvan [T41,T44] | NEWBRIDGE |  | 53.1631 | -6.8052
068592 | MV/LV Substation GR***592 |  | 10 kV | _ | LV | 630 kVA :Building Structure | 0.63 | --> | 0.63 | 0 | 0 | Constrained, otherwise capacity available =484 kVA | --> | 0.598 | 0 | 0.058 | 0.5 | 0 |  | --> | C14 ex WHITEHALL | Whitehall [T41] | FINGLAS |  | 53.3787 | -6.2377
196820 | MV/LV Substation MO***820 |  | 10 kV | _ | LV | 200 kVA :Kiosk Substation | 0.2 | --> | 0.2 | 0 | 0 | Constrained, otherwise capacity available =139 kVA | --> | 0.19 | 0 | 0.006 | 0 | 0 | Constrained, otherwise capacity available =177 kW | --> | C18 ex TRIM | Trim [T41,T42] | NAVAN |  | 53.5483 | -6.7914
4334218 | MV/LV Substation CR***4218 |  | 10 kV | _ | LV | 50 kVA :Pole Substation | 0.05 | --> | 0.05 | 0 | 0 | Constrained, otherwise capacity available =49 kVA | --> | 0.048 | 0 | 0 | 0 | 0 | Constrained, otherwise capacity available =47 kW | --> | C14 ex CHARLESTOWN | Charlestown [T41] | TONROE |  | 53.9406 | -8.6967
365100 | MV/LV Substation BA***100 |  | 10 kV | _ | LV | 1000 kVA :Building Structure | 1 | --> | 1 | 0 | 0 | Constrained, otherwise capacity available =876 kVA | --> | 0.95 | 0 | 0 | 0.5 | 0 |  | --> | C22 ex FORTUNESTOWN | Fortunestown [T101,T102] | INCHICORE 220KV |  | 53.2944 | -6.4421
0344033 | MV/LV Substation AN***4033 |  | 20 kV | _ | LV | 100 kVA :Pole Substation | 0.1 | --> | 0.1 | 0.055 | 5.88 |  | --> | 0.095 | 0 | 0 | 0 | 0 | Constrained, otherwise capacity available =89 kW | --> | C14 ex ARDGEEHA | Ardgeeha [T41,T42] | DOON |  | 52.3979 | -7.6584
034863X | MV/LV Substation PR***863X |  | 10 kV | _ | LV | 400 kVA :Kiosk Substation | 0.4 | --> | 0.4 | 0.368 | 0.95 |  | --> | 0.38 | 0 | 0 | 0 | 0 | Constrained, otherwise capacity available =376 kW | --> | C16 ex SPA ROAD | Spa Road [T41,T42] | DOON |  | 52.3543 | -7.7009
365144Y | MV/LV Substation JO***144Y |  | 10 kV | _ | LV | 1000 kVA :Building Structure | 1 | --> | 1 | 0 | 0 | Constrained, otherwise capacity available =677 kVA | --> | 0.95 | 0 | 0.063 | 0.5 | 0 |  | --> | C19 ex CLONDALKIN | Clondalkin [T41,T42,T44] | INCHICORE 220KV |  | 53.3154 | -6.3848
046236X | MV/LV Substation ST***236X |  | 10 kV | _ | LV | 630 kVA :Kiosk Substation | 0.63 | --> | 0.63 | 0.5 | 5.48 |  | --> | 0.598 | 0 | 0 | 0.5 | 0 |  | --> | C11 ex BALLYTIVNAN | Ballytivnan [T41,T42] | SLIGO |  | 54.2776 | -8.4601
167405 | MV/LV Substation LI***405 |  | 20 kV | _ | LV | 50 kVA :Pole Substation | 0.05 | --> | 0.05 | 0 | 0 | Constrained, otherwise capacity available =24 kVA | --> | 0.048 | 0 | 0.004 | 0 | 0 | Constrained, otherwise capacity available =41 kW | --> | E15 ex WHITECHURCH | Whitechurch [T421,T422] | KILBARRY |  | 51.9675 | -8.5229
3054065 | MV/LV Substation MU***4065 |  | 10 kV | _ | LV | 50 kVA :Pole Substation | 0.05 | --> | 0.05 | 0.041 | 4.61 |  | --> | 0.048 | 0 | 0 | 0 | 0 | Constrained, otherwise capacity available =46 kW | --> | E11 ex LUMCLOON | Lumcloon [T421,T422] | DALLOW |  | 53.197 | -7.9588
0144228 | MV/LV Substation GO***4228 |  | 10 kV | _ | LV | 50 kVA :Pole Substation | 0.05 | --> | 0.05 | 0 | 0 | Constrained, otherwise capacity available =49 kVA | --> | 0.048 | 0 | 0 | 0 | 0 | Constrained, otherwise capacity available =47 kW | --> | C16 ex MORRISTOWN | Morristown [T41,T42] | NEWBRIDGE |  | 53.2078 | -6.7891
244876 | MV/LV Substation LA***876 |  | 20 kV | _ | LV | 200 kVA :Pole Substation | 0.2 | --> | 0.2 | 0 | 0 | Constrained, otherwise capacity available =184 kVA | --> | 0.19 | 0 | 0 | 0 | 0 | Constrained, otherwise capacity available =188 kW | --> | E16 ex MILLTOWN (SR) | Milltown (sr) [T421,T422] | OUGHTRAGH |  | 52.1032 | -9.8058
050985 | MV/LV Substation MI***985 |  | 20 kV | _ | LV | 100 kVA :Pole Substation | 0.1 | --> | 0.1 | 0 | 0 | Constrained, otherwise capacity available =92 kVA | --> | 0.095 | 0 | 0 | 0 | 0 | Constrained, otherwise capacity available =94 kW | --> | C22 ex ATHLONE | Athlone [T41,T42] | ATHLONE |  | 53.4261 | -8.0151
033030 | MV/LV Substation WO***030 |  | 10 kV | _ | LV | 100 kVA :Pole Substation | 0.1 | --> | 0.1 | 0 | 0 | Constrained, otherwise capacity available =82 kVA | --> | 0.095 | 0 | 0 | 0 | 0 | Constrained, otherwise capacity available =92 kW | --> | C12 ex PORTLAW | Portlaw [T41,T42] | BUTLERSTOWN |  | 52.2943 | -7.3103
125192Y | MV/LV Substation CU***192Y |  | 20 kV | _ | LV | 50 kVA :Pole Substation | 0.05 | --> | 0.05 | 0 | 0 | Constrained, otherwise capacity available =48 kVA | --> | 0.048 | 0 | 0 | 0 | 0 | Constrained, otherwise capacity available =47 kW | --> | C15 ex CLOONLOUGH | Cloonlough [T41,T42] | BARRYMORE |  | 52.2474 | -8.3011
041029 | MV/LV Substation CA***029 |  | 10 kV | _ | LV | 200 kVA :Kiosk Substation | 0.2 | --> | 0.2 | 0 | 0 | Constrained, otherwise capacity available =96 kVA | --> | 0.19 | 0 | 0.006 | 0 | 0 | Constrained, otherwise capacity available =171 kW | --> | E13 ex DALTON | Dalton [T421,T422] | DALTON |  | 53.7225 | -8.9988
031479 | MV/LV Substation BA***479 |  | 20 kV | _ | LV | 200 kVA :Kiosk Substation | 0.2 | --> | 0.2 | 0 | 0 | Constrained, otherwise capacity available =149 kVA | --> | 0.19 | 0 | 0.006 | 0 | 0 | Constrained, otherwise capacity available =178 kW | --> | E18 ex SPRINGS | Springs [T421,T422] | DUNGARVAN |  | 52.048 | -7.5674
0824223 | MV/LV Substation DU***4223 |  | 20 kV | _ | LV | 400 kVA :Kiosk Substation | 0.4 | --> | 0.4 | 0 | 0 | Constrained, otherwise capacity available =312 kVA | --> | 0.38 | 0 | 0.045 | 0 | 0 | Constrained, otherwise capacity available =334 kW | --> | E12 ex ACADEMY STREET | Academy Street [T421,T422,T44] | NAVAN |  | 53.6453 | -6.6525
041726X | MV/LV Substation BA***726X |  | 20 kV | _ | LV | 50 kVA :Pole Substation | 0.05 | --> | 0.05 | 0 | 0 | Constrained, otherwise capacity available =43 kVA | --> | 0.048 | 0 | 0 | 0 | 0 | Constrained, otherwise capacity available =46 kW | --> | E18 ex DALTON | Dalton [T421,T422] | DALTON |  | 53.668 | -8.952
154264Z | MV/LV Substation ST***264Z |  | 10 kV | _ | LV | 400 kVA :Kiosk Substation | 0.4 | --> | 0.4 | 0 | 0 | Constrained, otherwise capacity available =346 kVA | --> | 0.38 | 0 | 0 | 0.373 | 0 |  | --> | C22 ex MACETOWN | Macetown [T101,T102] | MACETOWN |  | 53.3926 | -6.4322
034039 | MV/LV Substation JA***039 |  | 10 kV | _ | LV | 200 kVA :Pole Substation | 0.2 | --> | 0.2 | 0.122 | 0.57 |  | --> | 0.19 | 0 | 0.023 | 0 | 0 | Constrained, otherwise capacity available =162 kW | --> | C16 ex LAWLESSTOWN | Lawlesstown [T42,T421] | DOON |  | 52.3566 | -7.729
071789 | MV/LV Substation DE***789 |  | 10 kV | _ | LV | 400 kVA :Kiosk Substation | 0.4 | --> | 0.4 | 0 | 0 | Constrained, otherwise capacity available =280 kVA | --> | 0.38 | 0 | 0.059 | 0.32 | 0 |  | --> | C11 ex GREYSTONES | Greystones [T41,T42] | FASSAROE |  | 53.1373 | -6.0804
138076 | MV/LV Substation TU***076 |  | 10 kV | _ | LV | 50 kVA :Pole Substation | 0.05 | --> | 0.05 | 0.049 | 2.18 |  | --> | 0.048 | 0 | 0 | 0 | 0 | Constrained, otherwise capacity available =47 kW | --> | C18 ex BAILIEBORO | Bailieboro [T41,T42] | MEATH HILL |  | 53.8799 | -6.9648
0684094 | MV/LV Substation SH***4094 |  | 10 kV | _ | LV | 1000 kVA :Building Structure | 1 | --> | 1 | 0.5 | 1.37 |  | --> | 0.95 | 0 | 0 | 0.5 | 0 |  | --> | C18 ex SOUTH KING STREET | South King Street [T41,T42] | FRANCIS STREET |  | 53.3413 | -6.2673
154001Z | MV/LV Substation TH***001Z |  | 10 kV | _ | LV | 200 kVA :Kiosk Substation | 0.2 | --> | 0.2 | 0.144 | 7.91 |  | --> | 0.19 | 0 | 0.024 | 0.164 | 0 |  | --> | C23 ex PELLETSTOWN | Pelletstown [T101,T102] | FINGLAS |  | 53.383 | -6.3668
288004 | MV/LV Substation TH***004 |  | 10 kV | _ | LV | 400 kVA :Kiosk Substation | 0.4 | --> | 0.4 | 0 | 0 | Constrained, otherwise capacity available =281 kVA | --> | 0.38 | 0 | 0.068 | 0.313 | 0 |  | --> | C14 ex SANDYFORD | Sandyford [T41,T42] | CARRICKMINES |  | 53.2774 | -6.2468
136861Y | MV/LV Substation CH***861Y |  | 20 kV | _ | LV | 100 kVA :Pole Substation | 0.1 | --> | 0.1 | 0 | 0 | Constrained, otherwise capacity available =78 kVA | --> | 0.095 | 0 | 0.005 | 0 | 0 | Constrained, otherwise capacity available =88 kW | --> | C20 ex ROSCOMMON | Roscommon [T41,T42] | LANESBORO |  | 53.7773 | -8.2447
062206Y | MV/LV Substation SE***206Y |  | 10 kV | _ | LV | 630 kVA :Kiosk Substation | 0.63 | --> | 0.63 | 0.5 | 3.12 |  | --> | 0.598 | 0 | 0 | 0 | 0 | Constrained, otherwise capacity available =592 kW | --> | C15 ex MARSHES | Marshes [T41,T42] | DUNDALK |  | 53.979 | -6.3769
001827 | MV/LV Substation DU***827 |  | 10 kV | _ | LV | 400 kVA :Kiosk Substation | 0.4 | --> | 0.4 | 0.316 | 1.23 |  | --> | 0.38 | 0 | 0.016 | 0.356 | 0 |  | --> | C16 ex SALLYNOGGIN ROAD | Sallynoggin Road [T41,T42] | CHERRYWOOD |  | 53.2834 | -6.1173
0704089 | MV/LV Substation DU***4089 |  | 20 kV | _ | LV | 400 kVA :Building Structure | 0.4 | --> | 0.4 | 0 | 2.24 |  | --> | 0.38 | 0 | 0 | 0.221 | 0 | Constrained, otherwise capacity available =338 kW | --> | E11 ex CLOONBANNIN | Cloonbannin [T421] | GLENLARA |  | 52.0614 | -9.0599
026514X | MV/LV Substation CA***514X |  | 10 kV | _ | LV | 50 kVA :Pole Substation | 0.05 | --> | 0.05 | 0 | 0 | Constrained, otherwise capacity available =43 kVA | --> | 0.048 | 0 | 0 | 0 | 0 | Constrained, otherwise capacity available =47 kW | --> | C13 ex TIMOLEAGUE | Timoleague [T41] | BANDON |  | 51.6573 | -8.6671
125840X | MV/LV Substation BA***840X |  | 20 kV | _ | LV | 50 kVA :Pole Substation | 0.05 | --> | 0.05 | 0 | 0 | Constrained, otherwise capacity available =46 kVA | --> | 0.048 | 0 | 0 | 0 | 0 | Constrained, otherwise capacity available =47 kW | --> | C15 ex CLOONLOUGH | Cloonlough [T41,T42] | BARRYMORE |  | 52.237 | -8.3383
164888X | MV/LV Substation AR***888X |  | 10 kV | _ | LV | 100 kVA :Pole Substation | 0.1 | --> | 0.1 | 0 | 0 | Constrained, otherwise capacity available =78 kVA | --> | 0.095 | 0 | 0 | 0 | 0 | Constrained, otherwise capacity available =92 kW | --> | C15 ex SKIBBEREEN | Skibbereen [T41,T42] | DUNMANWAY |  | 51.5496 | -9.2536
034941 | MV/LV Substation HI***941 |  | 20 kV | _ | LV | 50 kVA :Pole Substation | 0.05 | --> | 0.05 | 0.037 | 5.88 |  | --> | 0.048 | 0 | 0 | 0 | 0 | Constrained, otherwise capacity available =46 kW | --> | C14 ex ARDGEEHA | Ardgeeha [T41,T42] | DOON |  | 52.4505 | -7.6926
180026 | MV/LV Substation CI***026 |  | 10 kV | _ | LV | 200 kVA :Pole Substation | 0.2 | --> | 0.2 | 0.086 | 3.27 |  | --> | 0.19 | 0 | 0 | 0 | 0 | Constrained, otherwise capacity available =174 kW | --> | C12 ex LLOYD | Lloyd [T41,T42] | NAVAN |  | 53.7288 | -6.8846
368505X | MV/LV Substation CA***505X |  | 20 kV | _ | LV | 50 kVA :Pole Substation | 0.05 | --> | 0.05 | 0 | 0 | Constrained, otherwise capacity available =45 kVA | --> | 0.048 | 0 | 0 | 0 | 0 | Constrained, otherwise capacity available =47 kW | --> | C12 ex BALLYHAUNIS | Ballyhaunis [T41,T42] | DALTON |  | 53.8459 | -8.7999
039895 | MV/LV Substation SC***895 |  | 10 kV | _ | LV | 100 kVA :Pole Substation | 0.1 | --> | 0.1 | 0.099 | 11.03 |  | --> | 0.095 | 0 | 0 | 0.095 | 0 |  | --> | C36 ex SALTHILL | Salthill [T101,T102] | SALTHILL |  | 53.2897 | -9.0843
041825 | MV/LV Substation GA***825 |  | 20 kV | _ | LV | 100 kVA :Pole Substation | 0.1 | --> | 0.1 | 0 | 0 | Constrained, otherwise capacity available =93 kVA | --> | 0.095 | 0 | 0 | 0 | 0 | Constrained, otherwise capacity available =94 kW | --> | E18 ex DALTON | Dalton [T421,T422] | DALTON |  | 53.634 | -8.8285
003935 | MV/LV Substation BA***935 |  | 10 kV | _ | LV | 50 kVA :Pole Substation | 0.05 | --> | 0.05 | 0.04 | 18.08 |  | --> | 0.048 | 0 | 0.005 | 0.042 | 0 |  | --> | C18 ex ARKLOW | Arklow [T101,T102] | ARKLOW |  | 52.8885 | -6.1106
081639X | MV/LV Substation WO***639X |  | 10 kV | _ | LV | 400 kVA :Kiosk Substation | 0.4 | --> | 0.4 | 0 | 0 | Constrained, otherwise capacity available =332 kVA | --> | 0.38 | 0 | 0.023 | 0 | 0 | Constrained, otherwise capacity available =354 kW | --> | C17 ex CASTLEKNOCK | Castleknock [T41,T42] | FINGLAS |  | 53.3748 | -6.3781
111476Z | MV/LV Substation BA***476Z |  | 20 kV | _ | LV | 50 kVA :Pole Substation | 0.05 | --> | 0.05 | 0 | 0 | Constrained, otherwise capacity available =50 kVA | --> | 0.048 | 0 | 0 | 0 | 0 | Constrained, otherwise capacity available =47 kW | --> | E16 ex BALLYDEHOB | Ballydehob [T421] | DUNMANWAY |  | 51.5069 | -9.7012
144875 | MV/LV Substation PA***875 |  | 20 kV | _ | LV | 50 kVA :Pole Substation | 0.05 | --> | 0.05 | 0.045 | 2.78 |  | --> | 0.048 | 0 | 0 | 0 | 0 | Constrained, otherwise capacity available =47 kW | --> | E13 ex BALLYRAGGET | Ballyragget [T421,T422] | BALLYRAGGET |  | 52.7897 | -7.3532
019019X | MV/LV Substation KI***019X |  | 10 kV | _ | LV | 200 kVA :Kiosk Substation | 0.2 | --> | 0.2 | 0.047 | 0.05 | Constrained, otherwise capacity available =128 kVA | --> | 0.19 | 0 | 0.007 | 0 | 0 | Constrained, otherwise capacity available =175 kW | --> | C14 ex BALLYBEGGAN | Ballybeggan [T43,T44] | TRALEE |  | 52.2852 | -9.6961
081426X | MV/LV Substation GR***426X |  | 10 kV | _ | LV | 200 kVA :Kiosk Substation | 0.2 | --> | 0.2 | 0 | 0 | Constrained, otherwise capacity available =132 kVA | --> | 0.19 | 0 | 0.005 | 0.177 | 0 |  | --> | C14 ex LIFFEY VALLEY | Liffey Valley [T41,T42] | INCHICORE 220KV |  | 53.3496 | -6.4043
119283Y | MV/LV Substation NA***283Y |  | 20 kV | _ | LV | 50 kVA :Pole Substation | 0.05 | --> | 0.05 | 0 | 0 | Constrained, otherwise capacity available =46 kVA | --> | 0.048 | 0 | 0 | 0 | 0 | Constrained, otherwise capacity available =47 kW | --> | C18 ex KANTURK | Kanturk [T41,T42] | GLENLARA |  | 52.0713 | -8.8359
012692X | MV/LV Substation CA***692X |  | 20 kV | _ | LV | 100 kVA :Pole Substation | 0.1 | --> | 0.1 | 0.073 | 2.83 |  | --> | 0.095 | 0 | 0.096 | 0 | 0 | Constrained, otherwise capacity available =20 kW | --> | E11 ex BAGENALSTOWN | Bagenalstown [T421,T422] | CARLOW |  | 52.7038 | -6.9443
365623X | MV/LV Substation MI***623X |  | 10 kV | _ | LV | 630 kVA :Building Structure | 0.63 | --> | 0.63 | 0 | 0 | Constrained, otherwise capacity available =449 kVA | --> | 0.598 | 0 | 0 | 0.5 | 0 |  | --> | C12 ex TYMON | Tymon [T41,T42] | COOKSTOWN |  | 53.3085 | -6.3574
032198 | MV/LV Substation WA***198 |  | 10 kV | _ | LV | 200 kVA :Pole Substation | 0.2 | --> | 0.2 | 0 | 0 | Constrained, otherwise capacity available =198 kVA | --> | 0.19 | 0 | 0 | 0 | 0 | Constrained, otherwise capacity available =190 kW | --> | C20 ex KILMEADEN | Kilmeaden [T42] | BUTLERSTOWN |  | 52.2292 | -7.2266
2204070 | MV/LV Substation CH***4070 |  | 20 kV | _ | LV | 50 kVA :Pole Substation | 0.05 | --> | 0.05 | 0.05 | 2.33 |  | --> | 0.048 | 0 | 0 | 0 | 0 | Constrained, otherwise capacity available =47 kW | --> | E14 ex MOY | Moy [T421,T422] | MOY |  | 54.2152 | -9.2238
149619 | MV/LV Substation HA***619 |  | 10 kV | _ | LV | 400 kVA :Building Structure | 0.4 | --> | 0.4 | 0 | 0 | Constrained, otherwise capacity available =272 kVA | --> | 0.38 | 0 | 0 | 0 | 0 | Constrained, otherwise capacity available =362 kW | --> | C13 ex DONEGAL | Donegal [T41,T42] | CATHALEENS FALL |  | 54.6967 | -8.0556
237208X | MV/LV Substation MI***208X |  | 10 kV | _ | LV | 50 kVA :Pole Substation | 0.05 | --> | 0.05 | 0 | 0 | Constrained, otherwise capacity available =50 kVA | --> | 0.048 | 0 | 0 | 0 | 0 | Constrained, otherwise capacity available =48 kW | --> | C11 ex KILSARAN | Kilsaran [T42] | DRYBRIDGE |  | 53.8831 | -6.3855
063278X | MV/LV Substation FE***278X |  | 10 kV | _ | LV | 200 kVA :Kiosk Substation | 0.2 | --> | 0.2 | 0 | 0 | Constrained, otherwise capacity available =102 kVA | --> | 0.19 | 0 | 0.004 | 0 | 0 | Constrained, otherwise capacity available =173 kW | --> | C19 ex BALLYBAILIE | Ballybailie [T41,T42] | DUNDALK |  | 53.8601 | -6.5469
012244Y | MV/LV Substation TA***244Y |  | 10 kV | _ | LV | 400 kVA :Kiosk Substation | 0.4 | --> | 0.4 | 0 | 0 | Constrained, otherwise capacity available =389 kVA | --> | 0.38 | 0 | 0.005 | 0 | 0 | Constrained, otherwise capacity available =375 kW | --> | C17 ex POLLERTON | Pollerton [T41,T42] | CARLOW |  | 52.8454 | -6.9294
066778Z | MV/LV Substation TH***778Z |  | 20 kV | _ | LV | 200 kVA :Kiosk Substation | 0.2 | --> | 0.2 | 0 | 0 | Constrained, otherwise capacity available =121 kVA | --> | 0.19 | 0 | 0.035 | 0 | 0 | Constrained, otherwise capacity available =153 kW | --> | E17 ex BALTRASNA | Baltrasna [T121,T122] | BALTRASNA |  | 53.5125 | -6.5349
253820X | MV/LV Substation AG***820X |  | 10 kV | _ | LV | 200 kVA :Pole Substation | 0.2 | --> | 0.2 | 0 | 0 | Constrained, otherwise capacity available =197 kVA | --> | 0.19 | 0 | 0.005 | 0 | 0 | Constrained, otherwise capacity available =186 kW | --> | C16 ex TUAM NORTH | Tuam North [T41,T42] | CLOON |  | 53.47 | -8.9686
0684350 | MV/LV Substation WA***4350 |  | 10 kV | _ | LV | 1000 kVA :Building Structure | 1 | --> | 1 | 0 | 0 | Constrained, otherwise capacity available =898 kVA | --> | 0.95 | 0 | 0 | 0.5 | 0 |  | --> | C16 ex WATLING STREET | Watling Street [T41,T42] | FRANCIS STREET |  | 53.3459 | -6.284
046108X | MV/LV Substation RE***108X |  | 10 kV | _ | LV | 200 kVA :Pole Substation | 0.2 | --> | 0.2 | 0.151 | 5.78 |  | --> | 0.19 | 0 | 0.04 | 0.154 | 0 |  | --> | C14 ex OAKFIELD | Oakfield [T41,T42] | SLIGO |  | 54.2408 | -8.4761
266444 | MV/LV Substation UR***444 |  | 20 kV | _ | LV | 50 kVA :Pole Substation | 0.05 | --> | 0.05 | 0 | 0 | Constrained, otherwise capacity available =50 kVA | --> | 0.048 | 0 | 0 | 0 | 0 | Constrained, otherwise capacity available =48 kW | --> | E12 ex CARNDONAGH | Carndonagh [T421,T422] | TRILLICK |  | 55.334 | -7.2843
064954 | MV/LV Substation CO***954 |  | 20 kV | _ | LV | 50 kVA :Pole Substation | 0.05 | --> | 0.05 | 0 | 0 | Constrained, otherwise capacity available =39 kVA | --> | 0.048 | 0 | 0 | 0 | 0 | Constrained, otherwise capacity available =46 kW | --> | E14 ex DULEEK | Duleek [T421,T422] | DRYBRIDGE |  | 53.6759 | -6.4613
081130 | MV/LV Substation CL***130 |  | 10 kV | _ | LV | 630 kVA :Building Structure | 0.63 | --> | 0.63 | 0 | 0 | Constrained, otherwise capacity available =324 kVA | --> | 0.598 | 0 | 0.034 | 0.5 | 0 |  | --> | C12 ex SEMPERIT | Semperit [T41,T42,T43] | GRANGE CASTLE |  | 53.342 | -6.3663
062333Y | MV/LV Substation VI***333Y |  | 20 kV | _ | LV | 200 kVA :Kiosk Substation | 0.2 | --> | 0.2 | 0.15 | 4.25 |  | --> | 0.19 | 0 | 0.005 | 0 | 0 | Constrained, otherwise capacity available =179 kW | --> | E18 ex JENKINSTOWN | Jenkinstown [T421,T422] | DUNDALK |  | 54.0866 | -6.2546
039863X | MV/LV Substation CA***863X |  | 10 kV | _ | LV | 400 kVA :Kiosk Substation | 0.4 | --> | 0.4 | 0 | 0 | Constrained, otherwise capacity available =355 kVA | --> | 0.38 | 0 | 0 | 0.374 | 0 |  | --> | C21 ex GALWAY 110KV | Galway 110kv [T102,T103] | GALWAY 110KV |  | 53.283 | -8.9899
007356 | MV/LV Substation BA***356 |  | 20 kV | _ | LV | 100 kVA :Pole Substation | 0.1 | --> | 0.1 | 0.074 | 0.2 |  | --> | 0.095 | 0 | 0 | 0 | 0 | Constrained, otherwise capacity available =92 kW | --> | E15 ex BEALISTOWN | Bealistown [T421,T422] | GREAT ISLAND |  | 52.2287 | -6.7474
030160X | MV/LV Substation RA***160X |  | 20 kV | _ | LV | 630 kVA :Kiosk Substation | 0.63 | --> | 0.63 | 0 | 0 | Constrained, otherwise capacity available =425 kVA | --> | 0.598 | 0 | 0.009 | 0 | 0 | Constrained, otherwise capacity available =563 kW | --> | E14 ex FOXHOLE | Foxhole [T421,T422] | DUNGARVAN |  | 51.9515 | -7.8546
011535Z | MV/LV Substation MI***535Z |  | 10 kV | _ | LV | 50 kVA :Pole Substation | 0.05 | --> | 0.05 | 0 | 0 | Constrained, otherwise capacity available =37 kVA | --> | 0.048 | 0 | 0 | 0 | 0 | Constrained, otherwise capacity available =46 kW | --> | C11 ex ROSEHILL | Rosehill [T41,T42] | KILKENNY |  | 52.6455 | -7.282
013041 | MV/LV Substation TO***041 |  | 10 kV | _ | LV | 200 kVA :Kiosk Substation | 0.2 | --> | 0.2 | 0.121 | 0.12 | Constrained, otherwise capacity available =167 kVA | --> | 0.19 | 0 | 0 | 0.185 | 0 |  | --> | C20 ex ATHY | Athy [T101,T102] | ATHY |  | 52.9955 | -6.9905
1384103 | MV/LV Substation DR***4103 |  | 10 kV | _ | LV | 50 kVA :Pole Substation | 0.05 | --> | 0.05 | 0.05 | 2.18 |  | --> | 0.048 | 0 | 0 | 0 | 0 | Constrained, otherwise capacity available =48 kW | --> | C19 ex BAILIEBORO | Bailieboro [T41,T42] | MEATH HILL |  | 53.9181 | -7.0228
015818Z | MV/LV Substation KN***818Z |  | 20 kV | _ | LV | 50 kVA :Pole Substation | 0.05 | --> | 0.05 | 0 | 0 | Constrained, otherwise capacity available =47 kVA | --> | 0.048 | 0 | 0 | 0 | 0 | Constrained, otherwise capacity available =47 kW | --> | E17 ex BLESSINGTON | Blessington [T421,T422] | KILTEEL |  | 53.162 | -6.5148
0074448 | MV/LV Substation ED***4448 |  | 20 kV | _ | LV | 50 kVA :Pole Substation | 0.05 | --> | 0.05 | 0.05 | 16.12 |  | --> | 0.048 | 0 | 0 | 0.048 | 0 |  | --> | E20 ex WEXFORD | Wexford [T121,T122] | WEXFORD |  | 52.2685 | -6.5191
035752X | MV/LV Substation CA***752X |  | 10 kV | _ | LV | 400 kVA :Kiosk Substation | 0.4 | --> | 0.4 | 0.321 | 6.17 |  | --> | 0.38 | 0 | 0.02 | 0 | 0 | Constrained, otherwise capacity available =354 kW | --> | C17 ex CAHIR | Cahir [T41,T42] | CAHIR |  | 52.3864 | -7.9317
046129 | MV/LV Substation AR***129 |  | 10 kV | _ | LV | 400 kVA :Building Structure | 0.4 | --> | 0.4 | 0 | 0 | Constrained, otherwise capacity available =321 kVA | --> | 0.38 | 0 | 0.01 | 0.362 | 0 |  | --> | C11 ex FINISKLIN | Finisklin [T41,T42] | SLIGO |  | 54.2777 | -8.4899
013785Y | MV/LV Substation RA***785Y |  | 10 kV | _ | LV | 400 kVA :Kiosk Substation | 0.4 | --> | 0.4 | 0.121 | 0.12 | Constrained, otherwise capacity available =282 kVA | --> | 0.38 | 0 | 0.019 | 0.35 | 0 |  | --> | C23 ex ATHY | Athy [T101,T102] | ATHY |  | 52.9842 | -6.9876
032226 | MV/LV Substation AD***226 |  | 10 kV | _ | LV | 400 kVA :Kiosk Substation | 0.4 | --> | 0.4 | 0 | 0 | Constrained, otherwise capacity available =400 kVA | --> | 0.38 | 0 | 0 | 0 | 0 | Constrained, otherwise capacity available =380 kW | --> | C20 ex KILMEADEN | Kilmeaden [T42] | BUTLERSTOWN |  | 52.2302 | -7.2384
033744 | MV/LV Substation B/***744 |  | 10 kV | _ | LV | 50 kVA :Pole Substation | 0.05 | --> | 0.05 | 0 | 0 | Constrained, otherwise capacity available =40 kVA | --> | 0.048 | 0 | 0 | 0 | 0 | Constrained, otherwise capacity available =46 kW | --> | C18 ex BALLYHALE | Ballyhale [T42,T421] | KILKENNY |  | 52.4505 | -7.3013
068853X | MV/LV Substation GE***853X |  | 10 kV | _ | LV | 1000 kVA :Building Structure | 1 | --> | 1 | 0.5 | 2.6 |  | --> | 0.95 | 0 | 0 | 0.5 | 0 |  | --> | C31 ex WOLFE TONE STREET | Wolfe Tone Street [T101,T102] | FINGLAS |  | 53.3497 | -6.2789
116055 | MV/LV Substation WO***055 |  | 10 kV | _ | LV | 200 kVA :Kiosk Substation | 0.2 | --> | 0.2 | 0.147 | 7.32 |  | --> | 0.19 | 0 | 0 | 0.183 | 0 |  | --> | C11 ex CARROWBEG | Carrowbeg [T41,T42] | CARROWBEG |  | 53.7966 | -9.5413
1384119 | MV/LV Substation CO***4119 |  | 10 kV | _ | LV | 50 kVA :Pole Substation | 0.05 | --> | 0.05 | 0.05 | 1.52 |  | --> | 0.048 | 0 | 0 | 0 | 0 | Constrained, otherwise capacity available =48 kW | --> | C18 ex SHERCOCK | Shercock [T41,T42] | MEATH HILL |  | 53.9937 | -6.8588
249017Z | MV/LV Substation VI***017Z |  | 10 kV | _ | LV | 50 kVA :Pole Substation | 0.05 | --> | 0.05 | 0 | 0 | Constrained, otherwise capacity available =41 kVA | --> | 0.048 | 0 | 0 | 0 | 0 | Constrained, otherwise capacity available =46 kW | --> | C15 ex KILCLOHER | Kilcloher [T41,T42] | DUNGARVAN |  | 52.0853 | -7.8571
067283X | MV/LV Substation LI***283X |  | 10 kV | _ | LV | 400 kVA :Kiosk Substation | 0.4 | --> | 0.4 | 0 | 0 | Constrained, otherwise capacity available =309 kVA | --> | 0.38 | 0 | 0.016 | 0 | 0 | Constrained, otherwise capacity available =356 kW | --> | C11 ex DOCK ROAD | Dock Road [T41,T42] | LIMERICK |  | 52.6489 | -8.6409
012865 | MV/LV Substation TH***865 |  | 10 kV | _ | LV | 200 kVA :Kiosk Substation | 0.2 | --> | 0.2 | 0 | 0 | Constrained, otherwise capacity available =160 kVA | --> | 0.19 | 0 | 0.035 | 0 | 0 | Constrained, otherwise capacity available =158 kW | --> | C20 ex POLLERTON | Pollerton [T41,T42] | CARLOW |  | 52.8299 | -6.9036
082223Z | MV/LV Substation FI***223Z |  | 10 kV | _ | LV | 400 kVA :Kiosk Substation | 0.4 | --> | 0.4 | 0 | 0 | Constrained, otherwise capacity available =368 kVA | --> | 0.38 | 0 | 0 | 0 | 0 | Constrained, otherwise capacity available =376 kW | --> | C28 ex ACADEMY STREET | Academy Street [T421,T422,T44] | NAVAN |  | 53.65 | -6.6857
120665 | MV/LV Substation LU***665 |  | 20 kV | _ | LV | 50 kVA :Pole Substation | 0.05 | --> | 0.05 | 0 | 0 | Constrained, otherwise capacity available =44 kVA | --> | 0.048 | 0 | 0.006 | 0 | 0 | Constrained, otherwise capacity available =42 kW | --> | E20 ex EDENDERRY | Edenderry [T421,T422] | BLAKE |  | 53.3249 | -7.1387
001024 | MV/LV Substation ST***024 |  | 10 kV | _ | LV | 630 kVA :Kiosk Substation | 0.63 | --> | 0.63 | 0.5 | 15.18 |  | --> | 0.598 | 0 | 0 | 0.5 | 0 |  | --> | C21 ex CENTRAL PARK | Central Park [T101,T102] | CARRICKMINES |  | 53.2882 | -6.1975
377067Y | MV/LV Substation AT***067Y |  | 20 kV | _ | LV | 100 kVA :Pole Substation | 0.1 | --> | 0.1 | 0.1 | 0.76 |  | --> | 0.095 | 0 | 0 | 0 | 0 | Constrained, otherwise capacity available =95 kW | --> | E19 ex KENMARE | Kenmare [T421] | KNOCKEARAGH |  | 51.8364 | -9.9084
060067 | MV/LV Substation LA***067 |  | 20 kV | _ | LV | 630 kVA :Kiosk Substation | 0.63 | --> | 0.63 | 0 | 0 | Constrained, otherwise capacity available =612 kVA | --> | 0.598 | 0 | 0 | 0 | 0 | Constrained, otherwise capacity available =596 kW | --> | C18 ex CLONES | Clones [T41,T42] | SHANKILL |  | 54.1123 | -7.3008
051552X | MV/LV Substation TO***552X |  | 20 kV | _ | LV | 50 kVA :Pole Substation | 0.05 | --> | 0.05 | 0.041 | 2.22 |  | --> | 0.048 | 0 | 0 | 0.046 | 0 |  | --> | E21 ex CLARA | Clara [T421,T422] | THORNSBERRY |  | 53.3849 | -7.6818
237164X | MV/LV Substation BE***164X |  | 10 kV | _ | LV | 200 kVA :Kiosk Substation | 0.2 | --> | 0.2 | 0 | 0 | Constrained, otherwise capacity available =135 kVA | --> | 0.19 | 0 | 0.005 | 0 | 0 | Constrained, otherwise capacity available =177 kW | --> | C12 ex KILSARAN | Kilsaran [T42] | DRYBRIDGE |  | 53.8963 | -6.3921
252500 | MV/LV Substation CO***500 |  | 20 kV | _ | LV | 100 kVA :Pole Substation | 0.1 | --> | 0.1 | 0.1 | 1.32 |  | --> | 0.095 | 0 | 0 | 0.095 | 0 |  | --> | C24 ex CLIFDEN | Clifden [T41,T42] | SCREEB |  | 53.5101 | -10.032
046118X | MV/LV Substation OA***118X |  | 10 kV | _ | LV | 200 kVA :Kiosk Substation | 0.2 | --> | 0.2 | 0.179 | 5.78 |  | --> | 0.19 | 0 | 0 | 0.187 | 0 |  | --> | C11 ex OAKFIELD | Oakfield [T41,T42] | SLIGO |  | 54.2549 | -8.4726
093292Z | MV/LV Substation TE***292Z |  | 10 kV | _ | LV | 1000 kVA :Building Structure | 1 | --> | 1 | 0 | 0 | Constrained, otherwise capacity available =908 kVA | --> | 0.95 | 0 | 0 | 0.5 | 0 |  | --> | C22 ex GRANGE (DR) | Grange (dr) [T41,T42] | GRANGE (DR) |  | 53.4018 | -6.18
022050 | MV/LV Substation SO***050 |  | 10 kV | _ | LV | 100 kVA :Pole Substation | 0.1 | --> | 0.1 | 0.098 | 2.24 |  | --> | 0.095 | 0 | 0 | 0 | 0 | Constrained, otherwise capacity available =95 kW | --> | C19 ex CASTLETOWNROCHE | Castletownroche [T41] | MALLOW |  | 52.1847 | -8.4967
068021 | MV/LV Substation SC***021 |  | 10 kV | _ | LV | 1000 kVA :Building Structure | 1 | --> | 1 | 0.371 | 1.37 |  | --> | 0.95 | 0 | 0 | 0.5 | 0 |  | --> | C11 ex SOUTH KING STREET | South King Street [T41,T42] | FRANCIS STREET |  | 53.3403 | -6.2568
1514076 | MV/LV Substation BA***4076 |  | 10 kV | _ | LV | 100 kVA :Pole Substation | 0.1 | --> | 0.1 | 0 | 0 | Constrained, otherwise capacity available =100 kVA | --> | 0.095 | 0 | 0 | 0 | 0 | Constrained, otherwise capacity available =95 kW | --> | C16 ex GARRYSPILLANE | Garryspillane [T41] | TIPPERARY |  | 52.3571 | -8.4646
017938 | MV/LV Substation GA***938 |  | 20 kV | _ | LV | 50 kVA :Pole Substation | 0.05 | --> | 0.05 | 0.044 | 7.48 |  | --> | 0.048 | 0 | 0.01 | 0 | 0 | Constrained, otherwise capacity available =39 kW | --> | E12 ex CHURCHTOWN | Churchtown [T422] | RATHKEALE |  | 52.4342 | -9.1138
059516 | MV/LV Substation DR***516 |  | 10 kV | _ | LV | 50 kVA :Pole Substation | 0.05 | --> | 0.05 | 0 | 0 | Constrained, otherwise capacity available =47 kVA | --> | 0.048 | 0 | 0.011 | 0 | 0 | Constrained, otherwise capacity available =39 kW | --> | C11 ex DERRYCRAMPH | Derrycramph [T41,T42] | SHANKILL |  | 53.9519 | -7.1952
050300X | MV/LV Substation RI***300X |  | 10 kV | _ | LV | 50 kVA :Pole Substation | 0.05 | --> | 0.05 | 0 | 0 | Constrained, otherwise capacity available =30 kVA | --> | 0.048 | 0 | 0.009 | 0 | 0 | Constrained, otherwise capacity available =38 kW | --> | C23 ex ATHLONE | Athlone [T41,T42] | ATHLONE |  | 53.4378 | -7.9424
0814071 | MV/LV Substation CL***4071 |  | 10 kV | _ | LV | 400 kVA :Kiosk Substation | 0.4 | --> | 0.4 | 0 | 0 | Constrained, otherwise capacity available =341 kVA | --> | 0.38 | 0 | 0 | 0 | 0 | Constrained, otherwise capacity available =372 kW | --> | C22 ex LEIXLIP | Leixlip [T41,T42] | GRIFFINRATH |  | 53.3643 | -6.5108
074014X | MV/LV Substation MA***014X |  | 20 kV | _ | LV | 630 kVA :Kiosk Substation | 0.63 | --> | 0.63 | 0.5 | 2.03 |  | --> | 0.598 | 0 | 0 | 0 | 0 | Constrained, otherwise capacity available =598 kW | --> | E16 ex MOHILL | Mohill [T421,T422] | CARRICK ON SHANNON |  | 53.9147 | -7.986
293779Y | MV/LV Substation CR***779Y |  | 20 kV | _ | LV | 50 kVA :Pole Substation | 0.05 | --> | 0.05 | 0.044 | 0.43 |  | --> | 0.048 | 0 | 0 | 0 | 0 | Constrained, otherwise capacity available =47 kW | --> | E13 ex TULLOW | Tullow [T421,T422] | CARLOW |  | 52.725 | -6.7579
324689X | MV/LV Substation TY***689X |  | 20 kV | _ | LV | 50 kVA :Pole Substation | 0.05 | --> | 0.05 | 0 | 0 | Constrained, otherwise capacity available =50 kVA | --> | 0.048 | 0 | 0 | 0 | 0 | Constrained, otherwise capacity available =48 kW | --> | C17 ex BALLYGAR | Ballygar [T41,T42] | ATHLONE |  | 53.4908 | -8.4479
069830 | MV/LV Substation TH***830 |  | 10 kV | _ | LV | 1000 kVA :Building Structure | 1 | --> | 1 | 0 | 0 | Constrained, otherwise capacity available =103 kVA | --> | 0.95 | 0 | 0 | 0.5 | 0 |  | --> | C20 ex DONNYBROOK | Donnybrook [T41,T42] | MILLTOWN (DR) |  | 53.3316 | -6.2303
0744049 | MV/LV Substation LE***4049 |  | 10 kV | _ | LV | 400 kVA :Kiosk Substation | 0.4 | --> | 0.4 | 0 | 0 | Constrained, otherwise capacity available =347 kVA | --> | 0.38 | 0 | 0 | 0 | 0 | Constrained, otherwise capacity available =373 kW | --> | C14 ex CARRICK ON SHANNON | Carrick On Shannon [T41,T42] | CARRICK ON SHANNON |  | 53.9491 | -8.0912
064007Z | MV/LV Substation N ***007Z |  | 10 kV | _ | LV | 200 kVA :Building Structure | 0.2 | --> | 0.2 | 0 | 0 | Constrained, otherwise capacity available =128 kVA | --> | 0.19 | 0 | 0.01 | 0 | 0 | Constrained, otherwise capacity available =172 kW | --> | C16 ex RATHMULLAN | Rathmullan [T41,T42] | DRYBRIDGE |  | 53.7099 | -6.3734
349105 | MV/LV Substation AL***105 |  | 10 kV | _ | LV | 100 kVA :Pole Substation | 0.1 | --> | 0.1 | 0.084 | 2.35 |  | --> | 0.095 | 0 | 0 | 0 | 0 | Constrained, otherwise capacity available =93 kW | --> | C15 ex KILTIMAGH | Kiltimagh [T41] | CASTLEBAR |  | 53.8458 | -9.0078
0674159 | MV/LV Substation TO***4159 |  | 10 kV | _ | LV | 400 kVA :Building Structure | 0.4 | --> | 0.4 | 0.118 | 13.8 |  | --> | 0.38 | 0 | 0 | 0.34 | 0 |  | --> | C21 ex SINGLAND | Singland [T101,T102] | SINGLAND |  | 52.653 | -8.5938
0054246 | MV/LV Substation RI***4246 |  | 20 kV | _ | LV | 400 kVA :Kiosk Substation | 0.4 | --> | 0.4 | 0.4 | 17.8 |  | --> | 0.38 | 0 | 0 | 0.38 | 0 |  | --> | E13 ex BANOGE | Banoge [T121,T122] | BANOGE |  | 52.6401 | -6.2375
074030X | MV/LV Substation SU***030X |  | 10 kV | _ | LV | 630 kVA :Kiosk Substation | 0.63 | --> | 0.63 | 0 | 0 | Constrained, otherwise capacity available =520 kVA | --> | 0.598 | 0 | 0.004 | 0 | 0 | Constrained, otherwise capacity available =580 kW | --> | C13 ex CARRICK ON SHANNON | Carrick On Shannon [T41,T42] | CARRICK ON SHANNON |  | 53.9475 | -8.0869
069306 | MV/LV Substation ST***306 |  | 10 kV | _ | LV | 630 kVA :Kiosk Substation | 0.63 | --> | 0.63 | 0.401 | 4.91 |  | --> | 0.598 | 0 | 0.069 | 0.5 | 0 |  | --> | C14 ex CRUMLIN | Crumlin [T41,T42] | INCHICORE 220KV |  | 53.3234 | -6.3199
007541Y | MV/LV Substation BA***541Y |  | 20 kV | _ | LV | 50 kVA :Pole Substation | 0.05 | --> | 0.05 | 0.026 | 1.4 |  | --> | 0.048 | 0 | 0.005 | 0 | 0 | Constrained, otherwise capacity available =40 kW | --> | E20 ex KILLINICK | Killinick [T421,T422] | WEXFORD |  | 52.2363 | -6.5832
067101Y | MV/LV Substation ST***101Y |  | 10 kV | _ | LV | 630 kVA :Building Structure | 0.63 | --> | 0.63 | 0 | 0 | Constrained, otherwise capacity available =436 kVA | --> | 0.598 | 0 | 0 | 0.5 | 0 |  | --> | C20 ex BALLINACURRA | Ballinacurra [T41,T42] | LIMERICK |  | 52.6603 | -8.6354
255271X | MV/LV Substation AR***271X |  | 10 kV | _ | LV | 200 kVA :Pole Substation | 0.2 | --> | 0.2 | 0.183 | 2.09 |  | --> | 0.19 | 0 | 0 | 0 | 0 | Constrained, otherwise capacity available =188 kW | --> | C17 ex KILCAR | Kilcar [T41] | BINBANE |  | 54.6591 | -8.635
0154305 | MV/LV Substation NE***4305 |  | 10 kV | _ | LV | 200 kVA :Kiosk Substation | 0.2 | --> | 0.2 | 0 | 0 | Constrained, otherwise capacity available =200 kVA | --> | 0.19 | 0 | 0 | 0 | 0 | Constrained, otherwise capacity available =190 kW | --> | C17 ex NAAS | Naas [T41,T42] | KILTEEL |  | 53.2094 | -6.7049
006001 | MV/LV Substation AB***001 |  | 10 kV | _ | LV | 630 kVA :Kiosk Substation | 0.63 | --> | 0.63 | 0.252 | 3.12 |  | --> | 0.598 | 0 | 0 | 0 | 0 | Constrained, otherwise capacity available =545 kW | --> | C22 ex BELLFIELD | Bellfield [T41,T42] | CRANE |  | 52.5012 | -6.5662
0694093 | MV/LV Substation SC***4093 |  | 10 kV | _ | LV | 630 kVA :Kiosk Substation | 0.63 | --> | 0.63 | 0 | 0 | Constrained, otherwise capacity available =531 kVA | --> | 0.598 | 0 | 0.01 | 0.5 | 0 |  | --> | C12 ex BALLYBODEN | Ballyboden [T41,T42] | COOKSTOWN |  | 53.2797 | -6.3011
156497X | MV/LV Substation PO***497X |  | 20 kV | _ | LV | 200 kVA :Pole Substation | 0.2 | --> | 0.2 | 0.085 | 2.47 |  | --> | 0.19 | 0 | 0 | 0 | 0 | Constrained, otherwise capacity available =174 kW | --> | E19 ex TELAYDON | Telaydon [T42,T421] | LISDRUM |  | 54.264 | -6.9814
0524356 | MV/LV Substation ST***4356 |  | 20 kV | _ | LV | 100 kVA :Pole Substation | 0.1 | --> | 0.1 | 0 | 0 | Constrained, otherwise capacity available =82 kVA | --> | 0.095 | 0 | 0.005 | 0 | 0 | Constrained, otherwise capacity available =89 kW | --> | E19 ex EDENDERRY | Edenderry [T421,T422] | BLAKE |  | 53.5049 | -7.132
1184203 | MV/LV Substation WE***4203 |  | 10 kV | _ | LV | 400 kVA :Kiosk Substation | 0.4 | --> | 0.4 | 0.285 | 2 |  | --> | 0.38 | 0 | 0 | 0 | 0 | Constrained, otherwise capacity available =364 kW | --> | C17 ex BALLINASLOE | Ballinasloe [T41,T42] | SOMERSET |  | 53.3189 | -8.2222
052040Y | MV/LV Substation CL***040Y |  | 10 kV | _ | LV | 100 kVA :Pole Substation | 0.1 | --> | 0.1 | 0 | 0 | Constrained, otherwise capacity available =100 kVA | --> | 0.095 | 0 | 0 | 0 | 0 | Constrained, otherwise capacity available =95 kW | --> | C17 ex DELVIN | Delvin [T41,T42] | MULLINGAR |  | 53.6091 | -7.0875
433005X | MV/LV Substation ST***005X |  | 10 kV | _ | LV | 50 kVA :Pole Substation | 0.05 | --> | 0.05 | 0 | 0 | Constrained, otherwise capacity available =47 kVA | --> | 0.048 | 0 | 0 | 0 | 0 | Constrained, otherwise capacity available =47 kW | --> | C15 ex BALLAGHADERREEN | Ballaghaderreen [T41,T42] | TONROE |  | 53.8879 | -8.4894
1444192 | MV/LV Substation GA***4192 |  | 10 kV | _ | LV | 50 kVA :Pole Substation | 0.05 | --> | 0.05 | 0 | 0 | Constrained, otherwise capacity available =41 kVA | --> | 0.048 | 0 | 0.02 | 0 | 0 | Constrained, otherwise capacity available =32 kW | --> | C15 ex CASTLECOMER | Castlecomer [T41,T42] | BALLYRAGGET |  | 52.8405 | -7.1123
081317X | MV/LV Substation DR***317X |  | 10 kV | _ | LV | 200 kVA :Pole Substation | 0.2 | --> | 0.2 | 0 | 0 | Constrained, otherwise capacity available =153 kVA | --> | 0.19 | 0 | 0.004 | 0 | 0 | Constrained, otherwise capacity available =180 kW | --> | C18 ex PALMERSTOWN | Palmerstown [T41,T42] | FINGLAS |  | 53.3461 | -6.3683
014106 | MV/LV Substation ST***106 |  | 10 kV | _ | LV | 200 kVA :Pole Substation | 0.2 | --> | 0.2 | 0 | 0 | Constrained, otherwise capacity available =116 kVA | --> | 0.19 | 0 | 0 | 0 | 0 | Constrained, otherwise capacity available =178 kW | --> | C13 ex KILDARE | Kildare [T41,T42] | NEWBRIDGE |  | 53.1554 | -6.9128
039034 | MV/LV Substation KI***034 |  | 10 kV | _ | LV | 50 kVA :Pole Substation | 0.05 | --> | 0.05 | 0.031 | 11.03 |  | --> | 0.048 | 0 | 0 | 0.045 | 0 |  | --> | C33 ex SALTHILL | Salthill [T101,T102] | SALTHILL |  | 53.2675 | -9.0981
066090Z | MV/LV Substation LA***090Z |  | 20 kV | _ | LV | 50 kVA :Pole Substation | 0.05 | --> | 0.05 | 0 | 0 | Constrained, otherwise capacity available =42 kVA | --> | 0.048 | 0 | 0 | 0 | 0 | Constrained, otherwise capacity available =46 kW | --> | E17 ex BALTRASNA | Baltrasna [T121,T122] | BALTRASNA |  | 53.5161 | -6.4904
022351 | MV/LV Substation KE***351 |  | 10 kV | _ | LV | 100 kVA :Pole Substation | 0.1 | --> | 0.1 | 0.061 | 4.55 |  | --> | 0.095 | 0 | 0.035 | 0 | 0 | Constrained, otherwise capacity available =64 kW | --> | C13 ex MALLOW | Mallow [T41,T42] | MALLOW |  | 52.141 | -8.6316
009017Y | MV/LV Substation MA***017Y |  | 10 kV | _ | LV | 200 kVA :Kiosk Substation | 0.2 | --> | 0.2 | 0 | 0 | Constrained, otherwise capacity available =127 kVA | --> | 0.19 | 0 | 0.021 | 0 | 0 | Constrained, otherwise capacity available =164 kW | --> | C16 ex GRANGE (SR) | Grange (sr) [T41,T42] | BUTLERSTOWN |  | 52.2447 | -7.0893
495747X | MV/LV Substation BC***747X |  | 20 kV | _ | LV | 100 kVA :Pole Substation | 0.1 | --> | 0.1 | 0.083 | 1.5 |  | --> | 0.095 | 0 | 0 | 0.093 | 0 |  | --> | E18 ex ACHILL | Achill [T422] | CARROWBEG |  | 53.9706 | -9.7384
276673 | MV/LV Substation LI***673 |  | 10 kV | _ | LV | 50 kVA :Pole Substation | 0.05 | --> | 0.05 | 0.048 | 0.76 |  | --> | 0.048 | 0 | 0 | 0 | 0 | Constrained, otherwise capacity available =47 kW | --> | C18 ex WOODFORD | Woodford [T41,T42] | KNOCKEARAGH |  | 52.0515 | -9.4617
093593Z | MV/LV Substation IK***593Z |  | 10 kV | _ | LV | 400 kVA :Building Structure | 0.4 | --> | 0.4 | 0 | 0 |  | --> | 0.38 | 0 | 0 | 0.258 | 0 |  | --> | C20 ex POPPINTREE | Poppintree [T101,T102] | FINGLAS |  | 53.4079 | -6.2758
253165 | MV/LV Substation LA***165 |  | 10 kV | _ | LV | 200 kVA :Pole Substation | 0.2 | --> | 0.2 | 0 | 0 | Constrained, otherwise capacity available =193 kVA | --> | 0.19 | 0 | 0 | 0 | 0 | Constrained, otherwise capacity available =189 kW | --> | C16 ex TUAM NORTH | Tuam North [T41,T42] | CLOON |  | 53.522 | -8.8818
0074137 | MV/LV Substation KI***4137 |  | 20 kV | _ | LV | 200 kVA :Kiosk Substation | 0.2 | --> | 0.2 | 0 | 0 | Constrained, otherwise capacity available =200 kVA | --> | 0.19 | 0 | 0 | 0 | 0 | Constrained, otherwise capacity available =190 kW | --> | E14 ex KILLINICK |  |  |  | 52.2577 | -6.4316
244528 | MV/LV Substation BA***528 |  | 20 kV | _ | LV | 50 kVA :Pole Substation | 0.05 | --> | 0.05 | 0 | 0 | Constrained, otherwise capacity available =42 kVA | --> | 0.048 | 0 | 0 | 0 | 0 | Constrained, otherwise capacity available =46 kW | --> | E21 ex MILLTOWN (SR) | Milltown (sr) [T421,T422] | OUGHTRAGH |  | 52.102 | -9.6839
071814 | MV/LV Substation HU***814 |  | 10 kV | _ | LV | 50 kVA :Pole Substation | 0.05 | --> | 0.05 | 0.042 | 5.58 |  | --> | 0.048 | 0 | 0 | 0.046 | 0 |  | --> | C14 ex KILCOOLE | Kilcoole [T41,T42] | FASSAROE |  | 53.1132 | -6.0836
068986 | MV/LV Substation GE***986 |  | 10 kV | _ | LV | 630 kVA :Building Structure | 0.63 | --> | 0.63 | 0.5 | 9.02 |  | --> | 0.598 | 0 | 0 | 0.5 | 0 |  | --> | C17 ex MISERY HILL | Misery Hill [T101,T102] | POOLBEG |  | 53.3472 | -6.2523
118094 | MV/LV Substation DE***094 |  | 20 kV | _ | LV | 50 kVA :Pole Substation | 0.05 | --> | 0.05 | 0 | 0 | Constrained, otherwise capacity available =40 kVA | --> | 0.048 | 0 | 0.016 | 0 | 0 | Constrained, otherwise capacity available =34 kW | --> | E18 ex CREAGH | Creagh [T421,T422] | ATHLONE |  | 53.342 | -8.2464
054098Z | MV/LV Substation CI***098Z |  | 10 kV | _ | LV | 200 kVA :Kiosk Substation | 0.2 | --> | 0.2 | 0.121 | 0.12 | Constrained, otherwise capacity available =144 kVA | --> | 0.19 | 0 | 0.017 | 0.17 | 0 |  | --> | C21 ex ATHY | Athy [T101,T102] | ATHY |  | 53.0111 | -7.1348
127742Y | MV/LV Substation BA***742Y |  | 10 kV | _ | LV | 630 kVA :Building Structure | 0.63 | --> | 0.63 | 0.462 | 5.89 |  | --> | 0.598 | 0 | 0.008 | 0 | 0 | Constrained, otherwise capacity available =569 kW | --> | C20 ex CASHEL | Cashel [T41,T42] | CAHIR |  | 52.5175 | -7.8875
365928X | MV/LV Substation SH***928X |  | 10 kV | _ | LV | 400 kVA :Building Structure | 0.4 | --> | 0.4 | 0 | 13.91 |  | --> | 0.38 | 0 | 0.058 | 0.278 | 0 |  | --> | C11 ex COOKSTOWN | Cookstown [T101,T102] | CARRICKMINES |  | 53.2827 | -6.3742
281426 | MV/LV Substation CA***426 |  | 10 kV | _ | LV | 200 kVA :Building Structure | 0.2 | --> | 0.2 | 0.105 | 4.3 |  | --> | 0.19 | 0 | 0.02 | 0.162 | 0 |  | --> | C19 ex RINGASKIDDY 110KV | Ringaskiddy 110kv [T42] | BARNAHELY |  | 51.8464 | -8.3357
109510 | MV/LV Substation BA***510 |  | 10 kV | _ | LV | 630 kVA :Kiosk Substation | 0.63 | --> | 0.63 | 0 | 0 | Constrained, otherwise capacity available =516 kVA | --> | 0.598 | 0 | 0 | 0 | 0 | Constrained, otherwise capacity available =583 kW | --> | E16 ex DRUMLINE | Drumline [T421,T422] | DRUMLINE |  | 52.7132 | -8.8673
029101 | MV/LV Substation DY***101 |  | 10 kV | _ | LV | 630 kVA :Building Structure | 0.63 | --> | 0.63 | 0 | 0 | Constrained, otherwise capacity available =540 kVA | --> | 0.598 | 0 | 0.035 | 0.5 | 0 |  | --> | C17 ex MIDLETON | Midleton [T101,T102] | MIDLETON |  | 51.9139 | -8.1793
0084162 | MV/LV Substation AR***4162 |  | 10 kV | _ | LV | 100 kVA :Pole Substation | 0.1 | --> | 0.1 | 0.1 | 0.2 |  | --> | 0.095 | 0 | 0 | 0 | 0 | Constrained, otherwise capacity available =95 kW | --> | E16 ex BEALISTOWN | Bealistown [T421,T422] | GREAT ISLAND |  | 52.2422 | -6.9472
109425 | MV/LV Substation RO***425 |  | 10 kV | _ | LV | 400 kVA :Kiosk Substation | 0.4 | --> | 0.4 | 0 | 0 | Constrained, otherwise capacity available =348 kVA | --> | 0.38 | 0 | 0.043 | 0 | 0 | Constrained, otherwise capacity available =341 kW | --> | E16 ex DRUMLINE | Drumline [T421,T422] | DRUMLINE |  | 52.7146 | -8.86
111606Z | MV/LV Substation BE***606Z |  | 10 kV | _ | LV | 200 kVA :Kiosk Substation | 0.2 | --> | 0.2 | 0 | 0 | Constrained, otherwise capacity available =180 kVA | --> | 0.19 | 0 | 0 | 0 | 0 | Constrained, otherwise capacity available =187 kW | --> | C16 ex BANTRY | Bantry [T41,T42] | BALLYLICKY |  | 51.6752 | -9.4894
069654 | MV/LV Substation LO***654 |  | 10 kV | _ | LV | 400 kVA :Kiosk Substation | 0.4 | --> | 0.4 | 0.292 | 3 |  | --> | 0.38 | 0 | 0 | 0.365 | 0 |  | --> | C40 ex INCHICORE CENTRAL | Inchicore Central [T43,T45] | INCHICORE 220KV |  | 53.3245 | -6.3421
130244X | MV/LV Substation RA***244X |  | 20 kV | _ | LV | 400 kVA :Kiosk Substation | 0.4 | --> | 0.4 | 0 | 0 | Constrained, otherwise capacity available =342 kVA | --> | 0.38 | 0 | 0.01 | 0 | 0 | Constrained, otherwise capacity available =365 kW | --> | E12 ex FINEA | Finea [T421,T422] | SHANKILL |  | 53.7651 | -7.4476
049179Z | MV/LV Substation TH***179Z |  | 20 kV | _ | LV | 400 kVA :Building Structure | 0.4 | --> | 0.4 | 0.213 | 0.21 | Constrained, otherwise capacity available =359 kVA | --> | 0.38 | 0 | 0 | 0 | 0 | Constrained, otherwise capacity available =374 kW | --> | E20 ex LONGFORD | Longford [T421,T422] | RICHMOND |  | 53.7416 | -7.8037
008068Z | MV/LV Substation LI***068Z |  | 10 kV | _ | LV | 400 kVA :Kiosk Substation | 0.4 | --> | 0.4 | 0 | 0 | Constrained, otherwise capacity available =298 kVA | --> | 0.38 | 0 | 0 | 0 | 0 | Constrained, otherwise capacity available =366 kW | --> | C18 ex KNOCKMULLEN | Knockmullen [T42,T421] | GREAT ISLAND |  | 52.3917 | -6.949
022007 | MV/LV Substation FA***007 |  | 10 kV | _ | LV | 630 kVA :Kiosk Substation | 0.63 | --> | 0.63 | 0.448 | 4.55 |  | --> | 0.598 | 0 | 0.008 | 0 | 0 | Constrained, otherwise capacity available =567 kW | --> | C13 ex MALLOW | Mallow [T41,T42] | MALLOW |  | 52.1405 | -8.643
1514060 | MV/LV Substation GA***4060 |  | 10 kV | _ | LV | 50 kVA :Pole Substation | 0.05 | --> | 0.05 | 0 | 0 | Constrained, otherwise capacity available =50 kVA | --> | 0.048 | 0 | 0 | 0 | 0 | Constrained, otherwise capacity available =48 kW | --> | C15 ex GARRYSPILLANE | Garryspillane [T41] | TIPPERARY |  | 52.3845 | -8.305
1604408 | MV/LV Substation MO***4408 |  | 10 kV | _ | LV | 100 kVA :Pole Substation | 0.1 | --> | 0.1 | 0 | 0 | Constrained, otherwise capacity available =100 kVA | --> | 0.095 | 0 | 0 | 0 | 0 | Constrained, otherwise capacity available =95 kW | --> | C11 ex PORTARLINGTON | Portarlington [T41,T42] | PORTLAOISE |  | 53.2091 | -7.2447
0934122 | MV/LV Substation DU***4122 |  | 10 kV | _ | LV | 400 kVA :Kiosk Substation | 0.4 | --> | 0.4 | 0.332 | 7.91 |  | --> | 0.38 | 0 | 0 | 0.371 | 0 |  | --> | C26 ex PELLETSTOWN | Pelletstown [T101,T102] | FINGLAS |  | 53.3811 | -6.3347
004238Y | MV/LV Substation WO***238Y |  | 10 kV | _ | LV | 200 kVA :Kiosk Substation | 0.2 | --> | 0.2 | 0.115 | 18.08 |  | --> | 0.19 | 0 | 0.026 | 0.159 | 0 |  | --> | C22 ex ARKLOW | Arklow [T101,T102] | ARKLOW |  | 52.7982 | -6.1766
237030X | MV/LV Substation DU***030X |  | 10 kV | _ | LV | 100 kVA :Pole Substation | 0.1 | --> | 0.1 | 0 | 0 | Constrained, otherwise capacity available =12 kVA | --> | 0.095 | 0 | 0.013 | 0 | 0 | Constrained, otherwise capacity available =73 kW | --> | C18 ex DUNLEER | Dunleer [T41,T42] | DRYBRIDGE |  | 53.8296 | -6.4005
069566 | MV/LV Substation SE***566 |  | 10 kV | _ | LV | 630 kVA :Kiosk Substation | 0.63 | --> | 0.63 | 0.441 | 4.47 |  | --> | 0.598 | 0 | 0.104 | 0.495 | 0 |  | --> | C20 ex TEMPLEOGUE | Templeogue [T41,T42] | MILLTOWN (DR) |  | 53.2814 | -6.3204
081644Z | MV/LV Substation TO***644Z |  | 20 kV | _ | LV | 630 kVA :Building Structure | 0.63 | --> | 0.63 | 0 | 0 | Constrained, otherwise capacity available =564 kVA | --> | 0.598 | 0 | 0 | 0.5 | 0 |  | --> | E20 ex ADAMSTOWN | Adamstown [T121,T122] | INCHICORE 220KV |  | 53.3499 | -6.4733
067227X | MV/LV Substation HE***227X |  | 10 kV | _ | LV | 630 kVA :Building Structure | 0.63 | --> | 0.63 | 0.5 | 13.8 |  | --> | 0.598 | 0 | 0 | 0.5 | 0 |  | --> | C21 ex SINGLAND | Singland [T101,T102] | SINGLAND |  | 52.6529 | -8.5927
081408X | MV/LV Substation LU***408X |  | 20 kV | _ | LV | 100 kVA :Pole Substation | 0.1 | --> | 0.1 | 0 | 0 | Constrained, otherwise capacity available =61 kVA | --> | 0.095 | 0 | 0 | 0.09 | 0 |  | --> | E20 ex ADAMSTOWN | Adamstown [T121,T122] | INCHICORE 220KV |  | 53.351 | -6.474
055326X | MV/LV Substation RA***326X |  | 10 kV | _ | LV | 100 kVA :Pole Substation | 0.1 | --> | 0.1 | 0 | 0 | Constrained, otherwise capacity available =96 kVA | --> | 0.095 | 0 | 0.005 | 0 | 0 | Constrained, otherwise capacity available =91 kW | --> | C16 ex RATHDOWNEY | Rathdowney [T42] | IKERRIN |  | 52.8475 | -7.5871
2884165 | MV/LV Substation RO***4165 |  | 10 kV | _ | LV | 1000 kVA :Building Structure | 1 | --> | 1 | 0.041 | 0.04 | Constrained, otherwise capacity available =1000 kVA | --> | 0.95 | 0 | 0 | 0.5 | 0 |  | --> | C11 ex LITTLE BRAY | Little Bray [T41,T42] | FASSAROE |  | 53.2242 | -6.1237
065158Z | MV/LV Substation LI***158Z |  | 10 kV | _ | LV | 200 kVA :Kiosk Substation | 0.2 | --> | 0.2 | 0 | 0 | Constrained, otherwise capacity available =133 kVA | --> | 0.19 | 0 | 0.006 | 0 | 0 | Constrained, otherwise capacity available =176 kW | --> | C18 ex LOUGHSHINNY | Loughshinny [T41,T42] | GLASMORE |  | 53.5223 | -6.1067
125762X | MV/LV Substation CO***762X |  | 10 kV | _ | LV | 200 kVA :Pole Substation | 0.2 | --> | 0.2 | 0 | 0 | Constrained, otherwise capacity available =174 kVA | --> | 0.19 | 0 | 0 | 0 | 0 | Constrained, otherwise capacity available =186 kW | --> | C20 ex CLOONLOUGH | Cloonlough [T41,T42] | BARRYMORE |  | 52.204 | -8.2683
206590 | MV/LV Substation CO***590 |  | 20 kV | _ | LV | 50 kVA :Pole Substation | 0.05 | --> | 0.05 | 0.043 | 7.61 |  | --> | 0.048 | 0 | 0 | 0 | 0 | Constrained, otherwise capacity available =46 kW | --> | E14 ex BELLACORICK | Bellacorick [T122] | BELLACORICK |  | 54.2076 | -9.9306
1194213 | MV/LV Substation LI***4213 |  | 10 kV | _ | LV | 400 kVA :Kiosk Substation | 0.4 | --> | 0.4 | 0 | 0 | Constrained, otherwise capacity available =398 kVA | --> | 0.38 | 0 | 0 | 0 | 0 | Constrained, otherwise capacity available =380 kW | --> | C12 ex KANTURK | Kanturk [T41,T42] | GLENLARA |  | 52.1723 | -8.9028
030324 | MV/LV Substation BA***324 |  | 20 kV | _ | LV | 50 kVA :Pole Substation | 0.05 | --> | 0.05 | 0 | 0 | Constrained, otherwise capacity available =37 kVA | --> | 0.048 | 0 | 0.006 | 0 | 0 | Constrained, otherwise capacity available =41 kW | --> | C13 ex CLOYNE | Cloyne [T41] | MIDLETON |  | 51.8784 | -7.9918
118401Y | MV/LV Substation PA***401Y |  | 20 kV | _ | LV | 50 kVA :Pole Substation | 0.05 | --> | 0.05 | 0 | 0 | Constrained, otherwise capacity available =34 kVA | --> | 0.048 | 0 | 0 | 0 | 0 | Constrained, otherwise capacity available =45 kW | --> | E18 ex CREAGH | Creagh [T421,T422] | ATHLONE |  | 53.4368 | -8.431
065357Z | MV/LV Substation CO***357Z |  | 20 kV | _ | LV | 50 kVA :Pole Substation | 0.05 | --> | 0.05 | 0 | 0 | Constrained, otherwise capacity available =48 kVA | --> | 0.048 | 0 | 0 | 0 | 0 | Constrained, otherwise capacity available =47 kW | --> | E23 ex BALTRASNA | Baltrasna [T121,T122] | BALTRASNA |  | 53.5582 | -6.4327
017732Y | MV/LV Substation WO***732Y |  | 10 kV | _ | LV | 400 kVA :Kiosk Substation | 0.4 | --> | 0.4 | 0.306 | 1.05 |  | --> | 0.38 | 0 | 0.01 | 0 | 0 | Constrained, otherwise capacity available =360 kW | --> | C19 ex NEWCASTLEWEST | Newcastlewest [T41,T42] | RATHKEALE |  | 52.4418 | -9.0465
253521X | MV/LV Substation BE***521X |  | 10 kV | _ | LV | 1000 kVA :Building Structure | 1 | --> | 1 | 0 | 0 | Constrained, otherwise capacity available =968 kVA | --> | 0.95 | 0 | 0 | 0 | 0 | Constrained, otherwise capacity available =946 kW | --> | C16 ex TUAM NORTH | Tuam North [T41,T42] | CLOON |  | 53.5297 | -8.8787
0234211 | MV/LV Substation WO***4211 |  | 10 kV | _ | LV | 50 kVA :Pole Substation | 0.05 | --> | 0.05 | 0 | 0 | Constrained, otherwise capacity available =50 kVA | --> | 0.048 | 0 | 0 | 0 | 0 | Constrained, otherwise capacity available =48 kW | --> | C18 ex FERMOY NORTH | Fermoy North [T41,T42] | BARRYMORE |  | 52.1555 | -8.3452
1164123 | MV/LV Substation CA***4123 |  | 20 kV | _ | LV | 50 kVA :Pole Substation | 0.05 | --> | 0.05 | 0.048 | 8.1 |  | --> | 0.048 | 0 | 0 | 0 | 0 | Constrained, otherwise capacity available =47 kW | --> | E11 ex WESTPORT | Westport [T421,T422] | CASTLEBAR |  | 53.7785 | -9.5268
0624255 | MV/LV Substation ST***4255 |  | 10 kV | _ | LV | 200 kVA :Kiosk Substation | 0.2 | --> | 0.2 | 0.169 | 0.72 |  | --> | 0.19 | 0 | 0.05 | 0 | 0 | Constrained, otherwise capacity available =149 kW | --> | C12 ex COES ROAD | Coes Road [T41,T42] | DUNDALK |  | 54.0037 | -6.389
082827Y | MV/LV Substation KE***827Y |  | 10 kV | _ | LV | 50 kVA :Pole Substation | 0.05 | --> | 0.05 | 0 | 0 | Constrained, otherwise capacity available =50 kVA | --> | 0.048 | 0 | 0 | 0 | 0 | Constrained, otherwise capacity available =48 kW | --> | E17 ex ACADEMY STREET | Academy Street [T421,T422,T44] | NAVAN |  | 53.6249 | -6.8567
021816 | MV/LV Substation TH***816 |  | 10 kV | _ | LV | 200 kVA :Pole Substation | 0.2 | --> | 0.2 | 0 | 0 | Constrained, otherwise capacity available =145 kVA | --> | 0.19 | 0 | 0.006 | 0.178 | 0 |  | --> | C15 ex MAYFIELD | Mayfield [T41,T42] | KILBARRY |  | 51.9191 | -8.3972
064091 | MV/LV Substation BE***091 |  | 10 kV | _ | LV | 630 kVA :Building Structure | 0.63 | --> | 0.63 | 0 | 0 | Constrained, otherwise capacity available =573 kVA | --> | 0.598 | 0 | 0 | 0 | 0 | Constrained, otherwise capacity available =591 kW | --> | C15 ex TERMONFECKIN ROAD | Termonfeckin Road [T41,T42] | DRYBRIDGE |  | 53.7153 | -6.3467
001748 | MV/LV Substation BI***748 |  | 10 kV | _ | LV | 400 kVA :Kiosk Substation | 0.4 | --> | 0.4 | 0.296 | 4.37 |  | --> | 0.38 | 0 | 0.009 | 0.359 | 0 |  | --> | C14 ex DUN LAOGHAIRE | Dun Laoghaire [T41,T42] | BLACKROCK |  | 53.2911 | -6.1439
093089Z | MV/LV Substation CO***089Z |  | 10 kV | _ | LV | 630 kVA :Kiosk Substation | 0.63 | --> | 0.63 | 0 | 0 | Constrained, otherwise capacity available =566 kVA | --> | 0.598 | 0 | 0 | 0.5 | 0 |  | --> | C11 ex SUTTON | Sutton [T41,T42] | GRANGE (DR) |  | 53.3904 | -6.0942
0544083 | MV/LV Substation PR***4083 |  | 10 kV | _ | LV | 400 kVA :Building Structure | 0.4 | --> | 0.4 | 0 | 0 | Constrained, otherwise capacity available =400 kVA | --> | 0.38 | 0 | 0 | 0 | 0 | Constrained, otherwise capacity available =380 kW | --> | C23 ex PORTLAOISE | Portlaoise [T41,T42] | PORTLAOISE |  | 53.0325 | -7.2957
503864 | MV/LV Substation ST***864 |  | 20 kV | _ | LV | 100 kVA :Pole Substation | 0.1 | --> | 0.1 | 0.039 | 1.69 |  | --> | 0.095 | 0 | 0.014 | 0 | 0 | Constrained, otherwise capacity available =76 kW | --> | C18 ex NEWTOWNCUNNINGHAM | Newtowncunningham [T41,T42] | LETTERKENNY |  | 55.0392 | -7.3808
3494008 | MV/LV Substation SE***4008 |  | 10 kV | _ | LV | 200 kVA :Pole Substation | 0.2 | --> | 0.2 | 0.167 | 2.35 |  | --> | 0.19 | 0 | 0 | 0 | 0 | Constrained, otherwise capacity available =185 kW | --> | C15 ex KILTIMAGH | Kiltimagh [T41] | CASTLEBAR |  | 53.8491 | -9.0058
049507Z | MV/LV Substation GE***507Z |  | 10 kV | _ | LV | 50 kVA :Pole Substation | 0.05 | --> | 0.05 | 0.049 | 1.31 |  | --> | 0.048 | 0 | 0 | 0 | 0 | Constrained, otherwise capacity available =47 kW | --> | C17 ex ROOSKY | Roosky [T41] | RICHMOND |  | 53.8301 | -7.9176
014969Z | MV/LV Substation CR***969Z |  | 10 kV | _ | LV | 200 kVA :Kiosk Substation | 0.2 | --> | 0.2 | 0 | 0 | Constrained, otherwise capacity available =168 kVA | --> | 0.19 | 0 | 0.014 | 0 | 0 | Constrained, otherwise capacity available =175 kW | --> | C13 ex ATHGARVAN | Athgarvan [T41,T44] | NEWBRIDGE |  | 53.1609 | -6.8062
1094018 | MV/LV Substation MI***4018 |  | 10 kV | _ | LV | 630 kVA :Building Structure | 0.63 | --> | 0.63 | 0 | 0 | Constrained, otherwise capacity available =526 kVA | --> | 0.598 | 0 | 0.12 | 0 | 0 | Constrained, otherwise capacity available =495 kW | --> | E16 ex DRUMLINE | Drumline [T421,T422] | DRUMLINE |  | 52.7186 | -8.8716
039429X | MV/LV Substation SC***429X |  | 10 kV | _ | LV | 400 kVA :Kiosk Substation | 0.4 | --> | 0.4 | 0 | 0 | Constrained, otherwise capacity available =278 kVA | --> | 0.38 | 0 | 0.012 | 0 | 0 | Constrained, otherwise capacity available =354 kW | --> | C18 ex HEADFORD ROAD | Headford Road [T41,T42] | GALWAY 110KV |  | 53.2942 | -9.039
015863Y | MV/LV Substation MY***863Y |  | 10 kV | _ | LV | 100 kVA :Pole Substation | 0.1 | --> | 0.1 | 0 | 0 | Constrained, otherwise capacity available =98 kVA | --> | 0.095 | 0 | 0 | 0 | 0 | Constrained, otherwise capacity available =95 kW | --> | C18 ex NAAS | Naas [T41,T42] | KILTEEL |  | 53.1734 | -6.6841
0294415 | MV/LV Substation EL***4415 |  | 10 kV | _ | LV | 630 kVA :Kiosk Substation | 0.63 | --> | 0.63 | 0 | 0 | Constrained, otherwise capacity available =630 kVA | --> | 0.598 | 0 | 0 | 0 | 0 | Constrained, otherwise capacity available =598 kW | --> | C12 ex KILLACLOYNE | Killacloyne [T41,T42] | MIDLETON |  | 51.9128 | -8.2448
069349 | MV/LV Substation MO***349 |  | 10 kV | _ | LV | 1000 kVA :Building Structure | 1 | --> | 1 | 0.5 | 3 |  | --> | 0.95 | 0 | 0.03 | 0.5 | 0 |  | --> | C40 ex INCHICORE CENTRAL | Inchicore Central [T43,T45] | INCHICORE 220KV |  | 53.3227 | -6.3393
503959 | MV/LV Substation BR***959 |  | 20 kV | _ | LV | 200 kVA :Pole Substation | 0.2 | --> | 0.2 | 0.143 | 1.69 |  | --> | 0.19 | 0 | 0.065 | 0 | 0 | Constrained, otherwise capacity available =134 kW | --> | C18 ex NEWTOWNCUNNINGHAM | Newtowncunningham [T41,T42] | LETTERKENNY |  | 55.0423 | -7.3776
154029Y | MV/LV Substation DU***029Y |  | 10 kV | _ | LV | 200 kVA :Kiosk Substation | 0.2 | --> | 0.2 | 0 | 0 |  | --> | 0.19 | 0 | 0.005 | 0.155 | 0 |  | --> | C23 ex MACETOWN | Macetown [T101,T102] | MACETOWN |  | 53.4198 | -6.4741
4294130 | MV/LV Substation MC***4130 |  | 10 kV | _ | LV | 50 kVA :Pole Substation | 0.05 | --> | 0.05 | 0.044 | 0.33 |  | --> | 0.048 | 0 | 0 | 0 | 0 | Constrained, otherwise capacity available =47 kW | --> | C12 ex ABBEYFEALE | Abbeyfeale [T42] | TRIEN |  | 52.3142 | -9.2817
243198X | MV/LV Substation GO***198X |  | 20 kV | _ | LV | 50 kVA :Pole Substation | 0.05 | --> | 0.05 | 0 | 0 | Constrained, otherwise capacity available =42 kVA | --> | 0.048 | 0 | 0 | 0 | 0 | Constrained, otherwise capacity available =46 kW | --> | E18 ex INCH | Inch [T421,T422] | OUGHTRAGH |  | 52.169 | -10.0085
077655 | MV/LV Substation BA***655 |  | 20 kV | _ | LV | 50 kVA :Pole Substation | 0.05 | --> | 0.05 | 0 | 0 | Constrained, otherwise capacity available =46 kVA | --> | 0.048 | 0 | 0.004 | 0 | 0 | Constrained, otherwise capacity available =44 kW | --> | E18 ex PATRICKSWELL | Patrickswell [T421,T422] | LIMERICK |  | 52.5929 | -8.7282
120867X | MV/LV Substation KI***867X |  | 20 kV | _ | LV | 50 kVA :Pole Substation | 0.05 | --> | 0.05 | 0.045 | 3.5 |  | --> | 0.048 | 0 | 0 | 0 | 0 | Constrained, otherwise capacity available =47 kW | --> | E11 ex DUNFIRTH | Dunfirth [T122] | DUNFIRTH |  | 53.3895 | -6.8797
2444076 | MV/LV Substation PR***4076 |  | 20 kV | _ | LV | 200 kVA :Kiosk Substation | 0.2 | --> | 0.2 | 0 | 0 | Constrained, otherwise capacity available =200 kVA | --> | 0.19 | 0 | 0 | 0 | 0 | Constrained, otherwise capacity available =190 kW | --> | E11 ex MILLTOWN (SR) | Milltown (sr) [T421,T422] | OUGHTRAGH |  | 52.1455 | -9.7128
071530 | MV/LV Substation RO***530 |  | 10 kV | _ | LV | 50 kVA :Pole Substation | 0.05 | --> | 0.05 | 0.045 | 5.58 |  | --> | 0.048 | 0 | 0.006 | 0.042 | 0 |  | --> | C14 ex KILCOOLE | Kilcoole [T41,T42] | FASSAROE |  | 53.1177 | -6.0807
013845Y | MV/LV Substation BA***845Y |  | 20 kV | _ | LV | 50 kVA :Pole Substation | 0.05 | --> | 0.05 | 0.044 | 0.12 |  | --> | 0.048 | 0 | 0 | 0.047 | 0 |  | --> | E64 ex ATHY | Athy [T101,T102] | ATHY |  | 53.0221 | -7.0772
064902Y | MV/LV Substation MO***902Y |  | 20 kV | _ | LV | 400 kVA :Kiosk Substation | 0.4 | --> | 0.4 | 0 | 0 | Constrained, otherwise capacity available =317 kVA | --> | 0.38 | 0 | 0.023 | 0 | 0 | Constrained, otherwise capacity available =351 kW | --> | C13 ex MORNINGTON ROAD | Mornington Road [T41,T42] | DRYBRIDGE |  | 53.7223 | -6.2618
064744Y | MV/LV Substation KN***744Y |  | 10 kV | _ | LV | 400 kVA :Kiosk Substation | 0.4 | --> | 0.4 | 0 | 0 | Constrained, otherwise capacity available =283 kVA | --> | 0.38 | 0 | 0.012 | 0 | 0 | Constrained, otherwise capacity available =355 kW | --> | C18 ex RATHMULLAN | Rathmullan [T41,T42] | DRYBRIDGE |  | 53.7008 | -6.3664
043115X | MV/LV Substation CO***115X |  | 10 kV | _ | LV | 200 kVA :Kiosk Substation | 0.2 | --> | 0.2 | 0.162 | 0.43 |  | --> | 0.19 | 0 | 0.003 | 0 | 0 | Constrained, otherwise capacity available =182 kW | --> | C19 ex SWINFORD | Swinford [T41,T42] | CASTLEBAR |  | 53.9448 | -8.9408
139153Y | MV/LV Substation LA***153Y |  | 10 kV | _ | LV | 100 kVA :Pole Substation | 0.1 | --> | 0.1 | 0 | 0 | Constrained, otherwise capacity available =56 kVA | --> | 0.095 | 0 | 0 | 0 | 0 | Constrained, otherwise capacity available =89 kW | --> | C17 ex VIRGINIA | Virginia [T41,T42] | MEATH HILL |  | 53.819 | -7.0531
293234Y | MV/LV Substation AR***234Y |  | 20 kV | _ | LV | 50 kVA :Pole Substation | 0.05 | --> | 0.05 | 0.049 | 0.43 |  | --> | 0.048 | 0 | 0 | 0 | 0 | Constrained, otherwise capacity available =47 kW | --> | E16 ex TULLOW | Tullow [T421,T422] | CARLOW |  | 52.783 | -6.6879
031378Y | MV/LV Substation CF***378Y |  | 20 kV | _ | LV | 100 kVA :Pole Substation | 0.1 | --> | 0.1 | 0 | 0 | Constrained, otherwise capacity available =91 kVA | --> | 0.095 | 0 | 0 | 0 | 0 | Constrained, otherwise capacity available =94 kW | --> | E13 ex FOXHOLE | Foxhole [T421,T422] | DUNGARVAN |  | 51.9503 | -7.731
067112X | MV/LV Substation OA***112X |  | 10 kV | _ | LV | 400 kVA :Kiosk Substation | 0.4 | --> | 0.4 | 0 | 0 | Constrained, otherwise capacity available =285 kVA | --> | 0.38 | 0 | 0.004 | 0 | 0 | Constrained, otherwise capacity available =361 kW | --> | C15 ex CASTLETROY | Castletroy [T41,T42] | ARDNACRUSHA |  | 52.6699 | -8.558
0014160 | MV/LV Substation KI***4160 |  | 10 kV | _ | LV | 1000 kVA :Building Structure | 1 | --> | 1 | 0 | 0 | Constrained, otherwise capacity available =1000 kVA | --> | 0.95 | 0 | 0 | 0.5 | 0 |  | --> | C13 ex DUNDRUM | Dundrum [T41,T42] | BLACKROCK |  | 53.2877 | -6.2302
0524029 | MV/LV Substation GA***4029 |  | 20 kV | _ | LV | 50 kVA :Pole Substation | 0.05 | --> | 0.05 | 0 | 0 | Constrained, otherwise capacity available =50 kVA | --> | 0.048 | 0 | 0 | 0 | 0 | Constrained, otherwise capacity available =48 kW | --> | E14 ex BALLINDERRY | Ballinderry [T41,T422] | MULLINGAR |  | 53.4802 | -7.2927
111780Y | MV/LV Substation SH***780Y |  | 20 kV | _ | LV | 100 kVA :Pole Substation | 0.1 | --> | 0.1 | 0 | 0 | Constrained, otherwise capacity available =82 kVA | --> | 0.095 | 0 | 0.033 | 0 | 0 | Constrained, otherwise capacity available =68 kW | --> | C12 ex BANTRY | Bantry [T41,T42] | BALLYLICKY |  | 51.6791 | -9.433
0424180 | MV/LV Substation CO***4180 |  | 20 kV | _ | LV | 50 kVA :Pole Substation | 0.05 | --> | 0.05 | 0 | 0 | Constrained, otherwise capacity available =50 kVA | --> | 0.048 | 0 | 0 | 0 | 0 | Constrained, otherwise capacity available =48 kW | --> | C18 ex KNOCKAPHUNTA | Knockaphunta [T41,T42] | CASTLEBAR |  | 53.8575 | -9.3836
293386Z | MV/LV Substation DA***386Z |  | 20 kV | _ | LV | 50 kVA :Pole Substation | 0.05 | --> | 0.05 | 0 | 0 | Constrained, otherwise capacity available =50 kVA | --> | 0.048 | 0 | 0 | 0 | 0 | Constrained, otherwise capacity available =48 kW | --> | E13 ex BALTINGLASS | Baltinglass [T421,T422] | STRATFORD |  | 52.8846 | -6.821
009607X | MV/LV Substation BA***607X |  | 10 kV | _ | LV | 50 kVA :Pole Substation | 0.05 | --> | 0.05 | 0 | 0 | Constrained, otherwise capacity available =42 kVA | --> | 0.048 | 0 | 0.004 | 0 | 0 | Constrained, otherwise capacity available =43 kW | --> | C12 ex GRANAGH | Granagh [T41,T42] | WATERFORD |  | 52.2996 | -7.2176
081340X | MV/LV Substation A ***340X |  | 10 kV | _ | LV | 400 kVA :Kiosk Substation | 0.4 | --> | 0.4 | 0 | 0 | Constrained, otherwise capacity available =323 kVA | --> | 0.38 | 0 | 0.007 | 0.364 | 0 |  | --> | C20 ex BALGADDY | Balgaddy [T41,T42] | GRANGE CASTLE |  | 53.3457 | -6.443
007687Y | MV/LV Substation HA***687Y |  | 10 kV | _ | LV | 200 kVA :Pole Substation | 0.2 | --> | 0.2 | 0.176 | 1.4 |  | --> | 0.19 | 0 | 0.011 | 0 | 0 | Constrained, otherwise capacity available =179 kW | --> | E17 ex KILLINICK | Killinick [T421,T422] | WEXFORD |  | 52.2511 | -6.3414
001143X | MV/LV Substation GR***143X |  | 10 kV | _ | LV | 400 kVA :Kiosk Substation | 0.4 | --> | 0.4 | 0.272 | 1.16 |  | --> | 0.38 | 0 | 0.023 | 0.345 | 0 |  | --> | C21 ex DEANSGRANGE | Deansgrange [T41,T42] | CARRICKMINES |  | 53.2663 | -6.1801
001564 | MV/LV Substation ST***564 |  | 10 kV | _ | LV | 400 kVA :Kiosk Substation | 0.4 | --> | 0.4 | 0 | 0 | Constrained, otherwise capacity available =346 kVA | --> | 0.38 | 0 | 0 | 0.372 | 0 |  | --> | C13 ex LOUGHLINSTOWN | Loughlinstown [T41,T42] | CARRICKMINES |  | 53.2603 | -6.1176
210416X | MV/LV Substation KI***416X |  | 20 kV | _ | LV | 50 kVA :Pole Substation | 0.05 | --> | 0.05 | 0 | 0 | Constrained, otherwise capacity available =33 kVA | --> | 0.048 | 0 | 0.025 | 0 | 0 | Constrained, otherwise capacity available =27 kW | --> | C17 ex CARRICKMACROSS | Carrickmacross [T41,T42] | MEATH HILL |  | 53.9928 | -6.6086
118202 | MV/LV Substation KI***202 |  | 20 kV | _ | LV | 50 kVA :Pole Substation | 0.05 | --> | 0.05 | 0 | 0 | Constrained, otherwise capacity available =48 kVA | --> | 0.048 | 0 | 0 | 0 | 0 | Constrained, otherwise capacity available =47 kW | --> | E17 ex CREAGH | Creagh [T421,T422] | ATHLONE |  | 53.3297 | -8.3954
0684537 | MV/LV Substation PR***4537 |  | 10 kV | _ | LV | 1000 kVA :Building Structure | 1 | --> | 1 | 0.5 | 1.37 |  | --> | 0.95 | 0 | 0 | 0.5 | 0 |  | --> | C22 ex SOUTH KING STREET | South King Street [T41,T42] | FRANCIS STREET |  | 53.3372 | -6.2648
461041 | MV/LV Substation FE***041 |  | 10 kV | _ | LV | 630 kVA :Kiosk Substation | 0.63 | --> | 0.63 | 0.472 | 2.33 |  | --> | 0.598 | 0 | 0 | 0 | 0 | Constrained, otherwise capacity available =577 kW | --> | E17 ex MOY | Moy [T421,T422] | MOY |  | 54.1142 | -9.171
156256 | MV/LV Substation MO***256 |  | 10 kV | _ | LV | 100 kVA :Pole Substation | 0.1 | --> | 0.1 | 0 | 0 | Constrained, otherwise capacity available =34 kVA | --> | 0.095 | 0 | 0.05 | 0 | 0 | Constrained, otherwise capacity available =48 kW | --> | C15 ex DRUMBEAR | Drumbear [T41,T42] | LISDRUM |  | 54.1835 | -6.8666
037084 | MV/LV Substation MA***084 |  | 10 kV | _ | LV | 400 kVA :Kiosk Substation | 0.4 | --> | 0.4 | 0.286 | 13.05 |  | --> | 0.38 | 0 | 0.012 | 0.355 | 0 |  | --> | C20 ex ENNIS | Ennis [T101,T102] | ENNIS |  | 52.848 | -8.9826
039672 | MV/LV Substation CA***672 |  | 10 kV | _ | LV | 200 kVA :Kiosk Substation | 0.2 | --> | 0.2 | 0 | 0 | Constrained, otherwise capacity available =152 kVA | --> | 0.19 | 0 | 0.063 | 0 | 0 | Constrained, otherwise capacity available =137 kW | --> | C18 ex HEADFORD ROAD | Headford Road [T41,T42] | GALWAY 110KV |  | 53.2951 | -9.0523
031480Y | MV/LV Substation CL***480Y |  | 20 kV | _ | LV | 400 kVA :Building Structure | 0.4 | --> | 0.4 | 0 | 0 | Constrained, otherwise capacity available =226 kVA | --> | 0.38 | 0 | 0 | 0 | 0 | Constrained, otherwise capacity available =356 kW | --> | E13 ex FOXHOLE | Foxhole [T421,T422] | DUNGARVAN |  | 51.9486 | -7.7154
050246X | MV/LV Substation RA***246X |  | 20 kV | _ | LV | 50 kVA :Pole Substation | 0.05 | --> | 0.05 | 0 | 0 | Constrained, otherwise capacity available =42 kVA | --> | 0.048 | 0 | 0 | 0 | 0 | Constrained, otherwise capacity available =46 kW | --> | C22 ex ATHLONE | Athlone [T41,T42] | ATHLONE |  | 53.4792 | -8.0788
068012X | MV/LV Substation VH***012X |  | 10 kV | _ | LV | 630 kVA :Kiosk Substation | 0.63 | --> | 0.63 | 0.416 | 2.6 |  | --> | 0.598 | 0 | 0.04 | 0.5 | 0 |  | --> | C27 ex WOLFE TONE STREET | Wolfe Tone Street [T101,T102] | FINGLAS |  | 53.3486 | -6.2556
0684543 | MV/LV Substation TH***4543 |  | 10 kV | _ | LV | 1000 kVA :Building Structure | 1 | --> | 1 | 0.5 | 7.91 |  | --> | 0.95 | 0 | 0 | 0.5 | 0 |  | --> | C28 ex PELLETSTOWN | Pelletstown [T101,T102] | FINGLAS |  | 53.3764 | -6.3097
1544165 | MV/LV Substation BA***4165 |  | 10 kV | _ | LV | 630 kVA :Kiosk Substation | 0.63 | --> | 0.63 | 0 | 0 | Constrained, otherwise capacity available =566 kVA | --> | 0.598 | 0 | 0.122 | 0.499 | 0 |  | --> | C39 ex COLLEGE PARK | College Park [T101,T102,T103] | COLLEGE PARK |  | 53.4223 | -6.3726
024693 | MV/LV Substation MA***693 |  | 10 kV | _ | LV | 100 kVA :Pole Substation | 0.1 | --> | 0.1 | 0.057 | 2.14 |  | --> | 0.095 | 0 | 0.01 | 0 | 0 | Constrained, otherwise capacity available =82 kW | --> | C13 ex BUTTEVANT | Buttevant [T41,T42] | MALLOW |  | 52.2147 | -8.5882
006512Y | MV/LV Substation GL***512Y |  | 20 kV | _ | LV | 100 kVA :Pole Substation | 0.1 | --> | 0.1 | 0.093 | 4.38 |  | --> | 0.095 | 0 | 0.005 | 0.09 | 0 |  | --> | E13 ex CRANE | Crane [T122] | CRANE |  | 52.4772 | -6.4148
281400Z | MV/LV Substation BR***400Z |  | 20 kV | _ | LV | 50 kVA :Pole Substation | 0.05 | --> | 0.05 | 0 | 0 | Constrained, otherwise capacity available =46 kVA | --> | 0.048 | 0 | 0 | 0 | 0 | Constrained, otherwise capacity available =47 kW | --> | C15 ex KILMONEY | Kilmoney [T41,T42] | TRABEG |  | 51.8267 | -8.5405
042829X | MV/LV Substation LE***829X |  | 10 kV | _ | LV | 200 kVA :Kiosk Substation | 0.2 | --> | 0.2 | 0.13 | 1.93 |  | --> | 0.19 | 0 | 0.031 | 0 | 0 | Constrained, otherwise capacity available =157 kW | --> | C18 ex TURLOUGH ROAD | Turlough Road [T41,T42] | CASTLEBAR |  | 53.8823 | -9.2223
064126Z | MV/LV Substation DR***126Z |  | 20 kV | _ | LV | 50 kVA :Pole Substation | 0.05 | --> | 0.05 | 0 | 0 | Constrained, otherwise capacity available =40 kVA | --> | 0.048 | 0 | 0 | 0 | 0 | Constrained, otherwise capacity available =46 kW | --> | C21 ex TERMONFECKIN ROAD | Termonfeckin Road [T41,T42] | DRYBRIDGE |  | 53.7842 | -6.3394
031287 | MV/LV Substation KI***287 |  | 20 kV | _ | LV | 50 kVA :Pole Substation | 0.05 | --> | 0.05 | 0 | 0 | Constrained, otherwise capacity available =47 kVA | --> | 0.048 | 0 | 0 | 0 | 0 | Constrained, otherwise capacity available =47 kW | --> | E12 ex KILMACTHOMAS | Kilmacthomas [T421,T422] | DUNGARVAN |  | 52.2035 | -7.4204
014883 | MV/LV Substation BR***883 |  | 20 kV | _ | LV | 200 kVA :Kiosk Substation | 0.2 | --> | 0.2 | 0.147 | 0.63 |  | --> | 0.19 | 0 | 0.012 | 0 | 0 | Constrained, otherwise capacity available =174 kW | --> | E11 ex KILCULLEN | Kilcullen [T41,T42,T424] | STRATFORD |  | 53.122 | -6.6979
021650Z | MV/LV Substation SH***650Z |  | 10 kV | _ | LV | 630 kVA :Kiosk Substation | 0.63 | --> | 0.63 | 0 | 0 | Constrained, otherwise capacity available =525 kVA | --> | 0.598 | 0 | 0.012 | 0.5 | 0 |  | --> | C15 ex BISHOPSTOWN | Bishopstown [T41,T42] | KILBARRY |  | 51.8999 | -8.512
377882 | MV/LV Substation PO***882 |  | 20 kV | _ | LV | 200 kVA :Pole Substation | 0.2 | --> | 0.2 | 0 | 0 | Constrained, otherwise capacity available =189 kVA | --> | 0.19 | 0 | 0.005 | 0 | 0 | Constrained, otherwise capacity available =185 kW | --> | E18 ex GURRANEBANE | Gurranebane [T421,T422] | OUGHTRAGH |  | 51.8823 | -10.3755
0064337 | MV/LV Substation BA***4337 |  | 20 kV | _ | LV | 200 kVA :Pole Substation | 0.2 | --> | 0.2 | 0 | 0 | Constrained, otherwise capacity available =99 kVA | --> | 0.19 | 0 | 0.011 | 0 | 0 | Constrained, otherwise capacity available =179 kW | --> | E18 ex CLONROCHE | Clonroche [T421,T422] | WEXFORD |  | 52.4408 | -6.6503
039203 | MV/LV Substation CO***203 |  | 10 kV | _ | LV | 400 kVA :Kiosk Substation | 0.4 | --> | 0.4 | 0.332 | 11.03 |  | --> | 0.38 | 0 | 0.049 | 0.334 | 0 |  | --> | C31 ex SALTHILL | Salthill [T101,T102] | SALTHILL |  | 53.28 | -9.0752
281749 | MV/LV Substation TR***749 |  | 10 kV | _ | LV | 50 kVA :Pole Substation | 0.05 | --> | 0.05 | 0 | 0 | Constrained, otherwise capacity available =18 kVA | --> | 0.048 | 0 | 0 | 0 | 0 | Constrained, otherwise capacity available =43 kW | --> | C21 ex KILMONEY | Kilmoney [T41,T42] | TRABEG |  | 51.7609 | -8.3918
017132Y | MV/LV Substation SO***132Y |  | 20 kV | _ | LV | 200 kVA :Pole Substation | 0.2 | --> | 0.2 | 0.045 | 1.58 |  | --> | 0.19 | 0 | 0.011 | 0 | 0 | Constrained, otherwise capacity available =160 kW | --> | C17 ex FOYNES | Foynes [T41,T42] | RATHKEALE |  | 52.5679 | -9.2821
1424051 | MV/LV Substation LI***4051 |  | 20 kV | _ | LV | 100 kVA :Pole Substation | 0.1 | --> | 0.1 | 0 | 0 | Constrained, otherwise capacity available =90 kVA | --> | 0.095 | 0 | 0 | 0 | 0 | Constrained, otherwise capacity available =94 kW | --> | E21 ex ATHENRY | Athenry [T423] | GALWAY 110KV |  | 53.4227 | -8.5358
062617Y | MV/LV Substation HA***617Y |  | 10 kV | _ | LV | 630 kVA :Building Structure | 0.63 | --> | 0.63 | 0.5 | 3.12 |  | --> | 0.598 | 0 | 0 | 0 | 0 | Constrained, otherwise capacity available =581 kW | --> | C18 ex MARSHES | Marshes [T41,T42] | DUNDALK |  | 53.9907 | -6.3767
0344046 | MV/LV Substation CO***4046 |  | 10 kV | _ | LV | 100 kVA :Pole Substation | 0.1 | --> | 0.1 | 0.076 | 0.57 |  | --> | 0.095 | 0 | 0 | 0 | 0 | Constrained, otherwise capacity available =92 kW | --> | C16 ex LAWLESSTOWN | Lawlesstown [T42,T421] | DOON |  | 52.3571 | -7.7151
0524642 | MV/LV Substation MA***4642 |  | 20 kV | _ | LV | 50 kVA :Pole Substation | 0.05 | --> | 0.05 | 0 | 0 | Constrained, otherwise capacity available =50 kVA | --> | 0.048 | 0 | 0 | 0 | 0 | Constrained, otherwise capacity available =48 kW | --> | C18 ex DELVIN | Delvin [T41,T42] | MULLINGAR |  | 53.6353 | -7.1545
074768 | MV/LV Substation LO***768 |  | 20 kV | _ | LV | 50 kVA :Pole Substation | 0.05 | --> | 0.05 | 0 | 0 | Constrained, otherwise capacity available =47 kVA | --> | 0.048 | 0 | 0.005 | 0 | 0 | Constrained, otherwise capacity available =43 kW | --> | C14 ex CARRICK ON SHANNON | Carrick On Shannon [T41,T42] | CARRICK ON SHANNON |  | 54.0017 | -8.027
015420Z | MV/LV Substation GR***420Z |  | 10 kV | _ | LV | 400 kVA :Kiosk Substation | 0.4 | --> | 0.4 | 0 | 0 | Constrained, otherwise capacity available =267 kVA | --> | 0.38 | 0 | 0.052 | 0 | 0 | Constrained, otherwise capacity available =323 kW | --> | C16 ex JOHNSTOWN | Johnstown [T41,T42] | KILTEEL |  | 53.2355 | -6.619
007977Z | MV/LV Substation ST***977Z |  | 10 kV | _ | LV | 400 kVA :Kiosk Substation | 0.4 | --> | 0.4 | 0 | 0 | Constrained, otherwise capacity available =327 kVA | --> | 0.38 | 0 | 0.031 | 0 | 0 | Constrained, otherwise capacity available =347 kW | --> | C18 ex MULGANNON | Mulgannon [T41,T42] | WEXFORD |  | 52.3138 | -6.4526
035412 | MV/LV Substation DE***412 |  | 10 kV | _ | LV | 50 kVA :Pole Substation | 0.05 | --> | 0.05 | 0.047 | 6.17 |  | --> | 0.048 | 0 | 0 | 0 | 0 | Constrained, otherwise capacity available =47 kW | --> | C24 ex CAHIR | Cahir [T41,T42] | CAHIR |  | 52.3683 | -7.8148
281214Y | MV/LV Substation LA***214Y |  | 10 kV | _ | LV | 50 kVA :Pole Substation | 0.05 | --> | 0.05 | 0.037 | 4.3 |  | --> | 0.048 | 0 | 0 | 0.046 | 0 |  | --> | C11 ex RINGASKIDDY 110KV | Ringaskiddy 110kv [T42] | BARNAHELY |  | 51.859 | -8.3433
093086 | MV/LV Substation EL***086 |  | 10 kV | _ | LV | 400 kVA :Kiosk Substation | 0.4 | --> | 0.4 | 0.276 | 12.96 |  | --> | 0.38 | 0 | 0.041 | 0.332 | 0 |  | --> | C20 ex ARTANE | Artane [T101,T102] | FINGLAS |  | 53.3813 | -6.2272
042789X | MV/LV Substation DU***789X |  | 20 kV | _ | LV | 50 kVA :Pole Substation | 0.05 | --> | 0.05 | 0 | 0 | Constrained, otherwise capacity available =36 kVA | --> | 0.048 | 0 | 0 | 0 | 0 | Constrained, otherwise capacity available =46 kW | --> | E17 ex WINDSOR | Windsor [T421,T422] | CASTLEBAR |  | 53.8432 | -9.2448
093053 | MV/LV Substation ST***053 |  | 10 kV | _ | LV | 400 kVA :Kiosk Substation | 0.4 | --> | 0.4 | 0.173 | 12.96 |  | --> | 0.38 | 0 | 0.054 | 0.308 | 0 |  | --> | C17 ex ARTANE | Artane [T101,T102] | FINGLAS |  | 53.3863 | -6.1992
012521 | MV/LV Substation KI***521 |  | 10 kV | _ | LV | 50 kVA :Pole Substation | 0.05 | --> | 0.05 | 0 | 0 | Constrained, otherwise capacity available =46 kVA | --> | 0.048 | 0 | 0.005 | 0 | 0 | Constrained, otherwise capacity available =43 kW | --> | C20 ex POLLERTON | Pollerton [T41,T42] | CARLOW |  | 52.8128 | -6.8886
350040 | MV/LV Substation TO***040 |  | 10 kV | _ | LV | 630 kVA :Kiosk Substation | 0.63 | --> | 0.63 | 0.297 | 1.57 |  | --> | 0.598 | 0 | 0 | 0 | 0 | Constrained, otherwise capacity available =551 kW | --> | C13 ex BUNDORAN | Bundoran [T41,T42] | CATHALEENS FALL |  | 54.4779 | -8.2805
007855Z | MV/LV Substation WH***855Z |  | 10 kV | _ | LV | 400 kVA :Kiosk Substation | 0.4 | --> | 0.4 | 0 | 0 | Constrained, otherwise capacity available =271 kVA | --> | 0.38 | 0 | 0.042 | 0 | 0 | Constrained, otherwise capacity available =331 kW | --> | C20 ex MULGANNON | Mulgannon [T41,T42] | WEXFORD |  | 52.3215 | -6.4796
021121 | MV/LV Substation AL***121 |  | 10 kV | _ | LV | 630 kVA :Building Structure | 0.63 | --> | 0.63 | 0.361 | 4.67 |  | --> | 0.598 | 0 | 0 | 0.5 | 0 |  | --> | C17 ex CENTRE PARK ROAD | Marina [T105,T106] | MARINA |  | 51.901 | -8.4633
281330Y | MV/LV Substation OV***330Y |  | 20 kV | _ | LV | 50 kVA :Pole Substation | 0.05 | --> | 0.05 | 0.022 | 17.47 |  | --> | 0.048 | 0 | 0.044 | 0.011 | 0 |  | --> | E13 ex COOLROE | Coolroe [T121,T122] | COOLROE |  | 51.8738 | -8.6647
244871X | MV/LV Substation CA***871X |  | 20 kV | _ | LV | 630 kVA :Kiosk Substation | 0.63 | --> | 0.63 | 0 | 0 | Constrained, otherwise capacity available =594 kVA | --> | 0.598 | 0 | 0 | 0 | 0 | Constrained, otherwise capacity available =594 kW | --> | E16 ex MILLTOWN (SR) | Milltown (sr) [T421,T422] | OUGHTRAGH |  | 52.0969 | -9.7885
075355 | MV/LV Substation BI***355 |  | 20 kV | _ | LV | 100 kVA :Pole Substation | 0.1 | --> | 0.1 | 0.081 | 0.58 |  | --> | 0.095 | 0 | 0 | 0 | 0 | Constrained, otherwise capacity available =92 kW | --> | E15 ex FERNS | Ferns [T421] | CRANE |  | 52.5873 | -6.4832
0684505 | MV/LV Substation GR***4505 |  | 10 kV | _ | LV | 1000 kVA :Building Structure | 1 | --> | 1 | 0.5 | 1.86 |  | --> | 0.95 | 0 | 0 | 0.5 | 0 |  | --> | C20 ex FAIRVIEW | Fairview [T41] | MCDERMOTT |  | 53.3717 | -6.2327
136032Y | MV/LV Substation BA***032Y |  | 20 kV | _ | LV | 50 kVA :Pole Substation | 0.05 | --> | 0.05 | 0 | 0 | Constrained, otherwise capacity available =31 kVA | --> | 0.048 | 0 | 0.01 | 0 | 0 | Constrained, otherwise capacity available =37 kW | --> | C20 ex ROSCOMMON | Roscommon [T41,T42] | LANESBORO |  | 53.7035 | -8.2072
069691 | MV/LV Substation NE***691 |  | 10 kV | _ | LV | 630 kVA :Kiosk Substation | 0.63 | --> | 0.63 | 0 | 0 | Constrained, otherwise capacity available =515 kVA | --> | 0.598 | 0 | 0.033 | 0.5 | 0 |  | --> | C21 ex BALLYBODEN | Ballyboden [T41,T42] | COOKSTOWN |  | 53.2816 | -6.2898
426714 | MV/LV Substation CL***714 |  | 20 kV | _ | LV | 630 kVA :Kiosk Substation | 0.63 | --> | 0.63 | 0 | 0 | Constrained, otherwise capacity available =548 kVA | --> | 0.598 | 0 | 0.006 | 0 | 0 | Constrained, otherwise capacity available =583 kW | --> | E17 ex DINGLE | Dingle [T421,T422] | OUGHTRAGH |  | 52.146 | -10.2636
154412Z | MV/LV Substation LA***412Z |  | 10 kV | _ | LV | 630 kVA :Kiosk Substation | 0.63 | --> | 0.63 | 0 | 0 | Constrained, otherwise capacity available =494 kVA | --> | 0.598 | 0 | 0.011 | 0.5 | 0 |  | --> | C11 ex MACETOWN | Macetown [T101,T102] | MACETOWN |  | 53.3969 | -6.4328
182196 | MV/LV Substation SC***196 |  | 20 kV | _ | LV | 200 kVA :Kiosk Substation | 0.2 | --> | 0.2 | 0 | 0 | Constrained, otherwise capacity available =162 kVA | --> | 0.19 | 0 | 0.002 | 0 | 0 | Constrained, otherwise capacity available =183 kW | --> | C12 ex SCARIFF | Scariff [T42] | ENNIS |  | 52.9162 | -8.5328
184008X | MV/LV Substation CL***008X |  | 10 kV | _ | LV | 100 kVA :Pole Substation | 0.1 | --> | 0.1 | 0.096 | 3.38 |  | --> | 0.095 | 0 | 0 | 0 | 0 | Constrained, otherwise capacity available =94 kW | --> | C21 ex CASTLEBLAYNEY | Castleblayney [T41,T42] | DUNDALK |  | 54.1673 | -6.8336
1184263 | MV/LV Substation AN***4263 |  | 10 kV | _ | LV | 400 kVA :Kiosk Substation | 0.4 | --> | 0.4 | 0.386 | 2 |  | --> | 0.38 | 0 | 0 | 0 | 0 | Constrained, otherwise capacity available =378 kW | --> | C11 ex BALLINASLOE | Ballinasloe [T41,T42] | SOMERSET |  | 53.3294 | -8.1988
026727X | MV/LV Substation ME***727X |  | 10 kV | _ | LV | 100 kVA :Pole Substation | 0.1 | --> | 0.1 | 0 | 0 | Constrained, otherwise capacity available =90 kVA | --> | 0.095 | 0 | 0 | 0 | 0 | Constrained, otherwise capacity available =94 kW | --> | C15 ex KINSALE | Kinsale [T41,T42] | BANDON |  | 51.7122 | -8.5143
095013 | MV/LV Substation CH***013 |  | 10 kV | _ | LV | 630 kVA :Kiosk Substation | 0.63 | --> | 0.63 | 0.437 | 1.1 |  | --> | 0.598 | 0 | 0.065 | 0 | 0 | Constrained, otherwise capacity available =524 kW | --> | C25 ex KILKEE | Kilkee [T41] | TULLABRACK |  | 52.6771 | -9.6507
058925X | MV/LV Substation BU***925X |  | 20 kV | _ | LV | 200 kVA :Pole Substation | 0.2 | --> | 0.2 | 0 | 0 | Constrained, otherwise capacity available =164 kVA | --> | 0.19 | 0 | 0 | 0 | 0 | Constrained, otherwise capacity available =185 kW | --> | C17 ex KYLEERAGH | Kyleeragh [T41,T42] | NENAGH |  | 52.9977 | -8.1248
0014137 | MV/LV Substation TA***4137 |  | 10 kV | _ | LV | 1000 kVA :Building Structure | 1 | --> | 1 | 0.5 | 1.16 |  | --> | 0.95 | 0 | 0 | 0.5 | 0 |  | --> | C14 ex MOUNT MERRION | Mount Merrion [T41,T42] | CARRICKMINES |  | 53.3126 | -6.2023
0494562 | MV/LV Substation TU***4562 |  | 20 kV | _ | LV | 50 kVA :Pole Substation | 0.05 | --> | 0.05 | 0.05 | 0.21 |  | --> | 0.048 | 0 | 0 | 0 | 0 | Constrained, otherwise capacity available =48 kW | --> | E17 ex LONGFORD | Longford [T421,T422] | RICHMOND |  | 53.7907 | -7.5536
074560X | MV/LV Substation TH***560X |  | 10 kV | _ | LV | 630 kVA :Building Structure | 0.63 | --> | 0.63 | 0 | 0 | Constrained, otherwise capacity available =554 kVA | --> | 0.598 | 0 | 0 | 0 | 0 | Constrained, otherwise capacity available =588 kW | --> | C13 ex CARRICK ON SHANNON | Carrick On Shannon [T41,T42] | CARRICK ON SHANNON |  | 53.9466 | -8.0919
066107Z | MV/LV Substation FI***107Z |  | 10 kV | _ | LV | 200 kVA :Kiosk Substation | 0.2 | --> | 0.2 | 0 | 0 | Constrained, otherwise capacity available =158 kVA | --> | 0.19 | 0 | 0 | 0 | 0 | Constrained, otherwise capacity available =184 kW | --> | C18 ex MALAHIDE | Malahide [T41,T42] | GLASMORE |  | 53.4423 | -6.1473
031758 | MV/LV Substation RA***758 |  | 20 kV | _ | LV | 50 kVA :Pole Substation | 0.05 | --> | 0.05 | 0 | 0 | Constrained, otherwise capacity available =47 kVA | --> | 0.048 | 0 | 0 | 0 | 0 | Constrained, otherwise capacity available =47 kW | --> | E16 ex KILMACTHOMAS | Kilmacthomas [T421,T422] | DUNGARVAN |  | 52.1576 | -7.4448
028485 | MV/LV Substation TH***485 |  | 10 kV | _ | LV | 200 kVA :Kiosk Substation | 0.2 | --> | 0.2 | 0.168 | 19.7 |  | --> | 0.19 | 0 | 0.028 | 0.165 | 0 |  | --> | C11 ex COW CROSS | Cow Cross [T102,T41] | N/A |  | 51.8447 | -8.3135
039050Y | MV/LV Substation TU***050Y |  | 10 kV | _ | LV | 400 kVA :Kiosk Substation | 0.4 | --> | 0.4 | 0 | 0 | Constrained, otherwise capacity available =364 kVA | --> | 0.38 | 0 | 0.005 | 0 | 0 | Constrained, otherwise capacity available =371 kW | --> | C12 ex MONEENAGEISHA | Moneenageisha [T41,T42] | GALWAY 110KV |  | 53.2766 | -9.0397
056305X | MV/LV Substation KI***305X |  | 20 kV | _ | LV | 100 kVA :Pole Substation | 0.1 | --> | 0.1 | 0.1 | 0.89 |  | --> | 0.095 | 0 | 0 | 0 | 0 | Constrained, otherwise capacity available =95 kW | --> | E18 ex BIRR | Birr [T41,T422] | DALLOW |  | 53.0939 | -7.9355
160133Y | MV/LV Substation BA***133Y |  | 20 kV | _ | LV | 50 kVA :Pole Substation | 0.05 | --> | 0.05 | 0 | 0 | Constrained, otherwise capacity available =30 kVA | --> | 0.048 | 0 | 0 | 0 | 0 | Constrained, otherwise capacity available =45 kW | --> | E11 ex PORTLAOISE |  |  |  | 53.0506 | -7.2452
052727X | MV/LV Substation CU***727X |  | 10 kV | _ | LV | 50 kVA :Pole Substation | 0.05 | --> | 0.05 | 0.044 | 10.9 |  | --> | 0.048 | 0 | 0 | 0.047 | 0 |  | --> | C13 ex MULLINGAR | Mullingar [T101,T102] | MULLINGAR |  | 53.5603 | -7.3285
0644422 | MV/LV Substation BO***4422 |  | 10 kV | _ | LV | 400 kVA :Kiosk Substation | 0.4 | --> | 0.4 | 0 | 0 | Constrained, otherwise capacity available =354 kVA | --> | 0.38 | 0 | 0.011 | 0 | 0 | Constrained, otherwise capacity available =365 kW | --> | C11 ex DRYBRIDGE | Drybridge [T41,T42] | DRYBRIDGE |  | 53.7205 | -6.374
161927X | MV/LV Substation UI***927X |  | 20 kV | _ | LV | 400 kVA :Kiosk Substation | 0.4 | --> | 0.4 | 0.345 | 11.03 |  | --> | 0.38 | 0 | 0.021 | 0.357 | 0 |  | --> | C27 ex SALTHILL | Salthill [T101,T102] | SALTHILL |  | 53.3383 | -9.1767
276736 | MV/LV Substation SH***736 |  | 10 kV | _ | LV | 50 kVA :Pole Substation | 0.05 | --> | 0.05 | 0.048 | 0.76 |  | --> | 0.048 | 0 | 0.01 | 0 | 0 | Constrained, otherwise capacity available =40 kW | --> | C18 ex WOODFORD | Woodford [T41,T42] | KNOCKEARAGH |  | 52.0465 | -9.4785
048123 | MV/LV Substation CA***123 |  | 20 kV | _ | LV | 50 kVA :Pole Substation | 0.05 | --> | 0.05 | 0.042 | 2.03 |  | --> | 0.048 | 0 | 0 | 0 | 0 | Constrained, otherwise capacity available =46 kW | --> | E16 ex MOHILL | Mohill [T421,T422] | CARRICK ON SHANNON |  | 53.8997 | -7.8558
0644266 | MV/LV Substation ST***4266 |  | 10 kV | _ | LV | 400 kVA :Kiosk Substation | 0.4 | --> | 0.4 | 0 | 0 | Constrained, otherwise capacity available =391 kVA | --> | 0.38 | 0 | 0 | 0 | 0 | Constrained, otherwise capacity available =379 kW | --> | C19 ex DRYBRIDGE | Drybridge [T41,T42] | DRYBRIDGE |  | 53.7283 | -6.3556
0824278 | MV/LV Substation CO***4278 |  | 20 kV | _ | LV | 200 kVA :Kiosk Substation | 0.2 | --> | 0.2 | 0 | 0 | Constrained, otherwise capacity available =158 kVA | --> | 0.19 | 0 | 0.076 | 0 | 0 | Constrained, otherwise capacity available =128 kW | --> | E12 ex ACADEMY STREET | Academy Street [T421,T422,T44] | NAVAN |  | 53.6376 | -6.6572
110650 | MV/LV Substation FI***650 |  | 20 kV | _ | LV | 200 kVA :Pole Substation | 0.2 | --> | 0.2 | 0.18 | 0.76 |  | --> | 0.19 | 0 | 0.007 | 0 | 0 | Constrained, otherwise capacity available =182 kW | --> | E19 ex KENMARE | Kenmare [T421] | KNOCKEARAGH |  | 51.8938 | -9.5798
1624058 | MV/LV Substation FO***4058 |  | 20 kV | _ | LV | 50 kVA :Pole Substation | 0.05 | --> | 0.05 | 0.05 | 0.25 |  | --> | 0.048 | 0 | 0 | 0 | 0 | Constrained, otherwise capacity available =48 kW | --> | C12 ex ROSSGEIR | Rossgeir [T41,T42] | LETTERKENNY |  | 54.7846 | -7.5731
0094024 | MV/LV Substation SL***4024 |  | 20 kV | _ | LV | 50 kVA :Pole Substation | 0.05 | --> | 0.05 | 0.049 | 8.16 |  | --> | 0.048 | 0 | 0 | 0 | 0 | Constrained, otherwise capacity available =47 kW | --> | C17 ex MOUNT MISERY | Mount Misery [T41,T42] | WATERFORD |  | 52.2868 | -7.0677
014515Z | MV/LV Substation SI***515Z |  | 10 kV | _ | LV | 400 kVA :Kiosk Substation | 0.4 | --> | 0.4 | 0.383 | 0.63 |  | --> | 0.38 | 0 | 0 | 0 | 0 | Constrained, otherwise capacity available =378 kW | --> | C17 ex KILCULLEN | Kilcullen [T41,T42,T424] | STRATFORD |  | 53.1487 | -6.7209
001043X | MV/LV Substation DE***043X |  | 10 kV | _ | LV | 1000 kVA :Building Structure | 1 | --> | 1 | 0.5 | 1.16 |  | --> | 0.95 | 0 | 0 | 0.5 | 0 |  | --> | C20 ex DEANSGRANGE | Deansgrange [T41,T42] | CARRICKMINES |  | 53.2789 | -6.1616
055447 | MV/LV Substation DE***447 |  | 10 kV | _ | LV | 50 kVA :Pole Substation | 0.05 | --> | 0.05 | 0 | 0 | Constrained, otherwise capacity available =33 kVA | --> | 0.048 | 0 | 0 | 0 | 0 | Constrained, otherwise capacity available =45 kW | --> | C12 ex ROSCREA | Roscrea [T41,T42] | IKERRIN |  | 52.9539 | -7.7879
127482 | MV/LV Substation CO***482 |  | 10 kV | _ | LV | 100 kVA :Pole Substation | 0.1 | --> | 0.1 | 0 | 0 | Constrained, otherwise capacity available =63 kVA | --> | 0.095 | 0 | 0.01 | 0 | 0 | Constrained, otherwise capacity available =82 kW | --> | C11 ex HOLYCROSS ROAD | Holycross Road [T41,T42] | THURLES |  | 52.6613 | -7.8283
281187Z | MV/LV Substation TH***187Z |  | 10 kV | _ | LV | 50 kVA :Pole Substation | 0.05 | --> | 0.05 | 0 | 0 | Constrained, otherwise capacity available =48 kVA | --> | 0.048 | 0 | 0 | 0 | 0 | Constrained, otherwise capacity available =47 kW | --> | C11 ex CARRIGALINE | Carrigaline [T41,T42] | BARNAHELY |  | 51.8282 | -8.3495
0634059 | MV/LV Substation HI***4059 |  | 10 kV | _ | LV | 200 kVA :Pole Substation | 0.2 | --> | 0.2 | 0 | 0 | Constrained, otherwise capacity available =145 kVA | --> | 0.19 | 0 | 0.19 | 0 | 0 | Constrained, otherwise capacity available =42 kW | --> | C19 ex BALLYBAILIE | Ballybailie [T41,T42] | DUNDALK |  | 53.8533 | -6.5624
054862Y | MV/LV Substation UP***862Y |  | 10 kV | _ | LV | 100 kVA :Pole Substation | 0.1 | --> | 0.1 | 0 | 0 | Constrained, otherwise capacity available =98 kVA | --> | 0.095 | 0 | 0 | 0 | 0 | Constrained, otherwise capacity available =95 kW | --> | C18 ex MOUNTRATH | Mountrath [T41,T42] | PORTLAOISE |  | 53.0517 | -7.4944
021436Z | MV/LV Substation MI***436Z |  | 20 kV | _ | LV | 50 kVA :Pole Substation | 0.05 | --> | 0.05 | 0 | 0 | Constrained, otherwise capacity available =50 kVA | --> | 0.048 | 0 | 0 | 0.048 | 0 |  | --> | C11 ex RIVERSTOWN | Riverstown [T41,T42] | KILBARRY |  | 52.0059 | -8.3423
2814395 | MV/LV Substation BA***4395 |  | 10 kV | _ | LV | 630 kVA :Building Structure | 0.63 | --> | 0.63 | 0 | 0 | Constrained, otherwise capacity available =473 kVA | --> | 0.598 | 0 | 0 | 0.5 | 0 |  | --> | C12 ex BALLINCOLLIG | Ballincollig [T41,T42] | KILBARRY |  | 51.8881 | -8.6112
005730X | MV/LV Substation PR***730X |  | 10 kV | _ | LV | 50 kVA :Pole Substation | 0.05 | --> | 0.05 | 0.045 | 17.8 |  | --> | 0.048 | 0 | 0 | 0.047 | 0 |  | --> | E24 ex BANOGE | Banoge [T121,T122] | BANOGE |  | 52.6727 | -6.234
156196 | MV/LV Substation MA***196 |  | 20 kV | _ | LV | 50 kVA :Pole Substation | 0.05 | --> | 0.05 | 0 | 0 | Constrained, otherwise capacity available =39 kVA | --> | 0.048 | 0 | 0 | 0 | 0 | Constrained, otherwise capacity available =46 kW | --> | C17 ex CLONES | Clones [T41,T42] | SHANKILL |  | 54.2141 | -7.1161
495553X | MV/LV Substation KE***553X |  | 20 kV | _ | LV | 50 kVA :Pole Substation | 0.05 | --> | 0.05 | 0.04 | 1.5 |  | --> | 0.048 | 0 | 0 | 0.046 | 0 |  | --> | E17 ex ACHILL | Achill [T422] | CARROWBEG |  | 53.9765 | -10.0819
266695 | MV/LV Substation FO***695 |  | 20 kV | _ | LV | 100 kVA :Pole Substation | 0.1 | --> | 0.1 | 0 | 0 | Constrained, otherwise capacity available =94 kVA | --> | 0.095 | 0 | 0 | 0 | 0 | Constrained, otherwise capacity available =94 kW | --> | E12 ex CARNDONAGH | Carndonagh [T421,T422] | TRILLICK |  | 55.2932 | -7.3505
111788 | MV/LV Substation MA***788 |  | 20 kV | _ | LV | 50 kVA :Pole Substation | 0.05 | --> | 0.05 | 0 | 0 | Constrained, otherwise capacity available =44 kVA | --> | 0.048 | 0 | 0 | 0 | 0 | Constrained, otherwise capacity available =47 kW | --> | C12 ex BANTRY | Bantry [T41,T42] | BALLYLICKY |  | 51.6349 | -9.4807
118498Y | MV/LV Substation GR***498Y |  | 20 kV | _ | LV | 50 kVA :Pole Substation | 0.05 | --> | 0.05 | 0 | 0 | Constrained, otherwise capacity available =48 kVA | --> | 0.048 | 0 | 0 | 0 | 0 | Constrained, otherwise capacity available =47 kW | --> | E18 ex CREAGH | Creagh [T421,T422] | ATHLONE |  | 53.4459 | -8.477
154545 | MV/LV Substation SY***545 |  | 10 kV | _ | LV | 200 kVA :Building Structure | 0.2 | --> | 0.2 | 0 | 0 | Constrained, otherwise capacity available =124 kVA | --> | 0.19 | 0 | 0 | 0 | 0 | Constrained, otherwise capacity available =179 kW | --> | C18 ex BALLYCOOLIN | Ballycoolin [T41,T42,T43] | FINGLAS |  | 53.4049 | -6.3588
039734X | MV/LV Substation WE***734X |  | 10 kV | _ | LV | 1000 kVA :Building Structure | 1 | --> | 1 | 0 | 0 | Constrained, otherwise capacity available =942 kVA | --> | 0.95 | 0 | 0 | 0 | 0 | Constrained, otherwise capacity available =942 kW | --> | C22 ex MONEENAGEISHA | Moneenageisha [T41,T42] | GALWAY 110KV |  | 53.2813 | -9.0319
029179 | MV/LV Substation WH***179 |  | 10 kV | _ | LV | 200 kVA :Pole Substation | 0.2 | --> | 0.2 | 0 | 0 | Constrained, otherwise capacity available =200 kVA | --> | 0.19 | 0 | 0 | 0.19 | 0 |  | --> | C19 ex MIDLETON | Midleton [T101,T102] | MIDLETON |  | 51.9463 | -8.2526
049642Y | MV/LV Substation RO***642Y |  | 20 kV | _ | LV | 100 kVA :Pole Substation | 0.1 | --> | 0.1 | 0.055 | 1.31 |  | --> | 0.095 | 0 | 0.005 | 0 | 0 | Constrained, otherwise capacity available =85 kW | --> | C17 ex ROOSKY | Roosky [T41] | RICHMOND |  | 53.8322 | -7.9305
111757Y | MV/LV Substation RE***757Y |  | 10 kV | _ | LV | 100 kVA :Pole Substation | 0.1 | --> | 0.1 | 0.084 | 3.48 |  | --> | 0.095 | 0 | 0 | 0 | 0 | Constrained, otherwise capacity available =93 kW | --> | E17 ex GLENGARRIFF | Glengarriff [T421] | BALLYLICKY |  | 51.7528 | -9.5342
209033X | MV/LV Substation UM***033X |  | 20 kV | _ | LV | 50 kVA :Pole Substation | 0.05 | --> | 0.05 | 0 | 0 | Constrained, otherwise capacity available =40 kVA | --> | 0.048 | 0 | 0 | 0 | 0 | Constrained, otherwise capacity available =46 kW | --> | C21 ex MILFORD (NR) | Milford (nr) [T41,T42] | LETTERKENNY |  | 55.1706 | -7.7985
154302 | MV/LV Substation WE***302 |  | 10 kV | _ | LV | 400 kVA :Kiosk Substation | 0.4 | --> | 0.4 | 0 | 0 | Constrained, otherwise capacity available =307 kVA | --> | 0.38 | 0 | 0.013 | 0 | 0 | Constrained, otherwise capacity available =358 kW | --> | C24 ex BALLYCOOLIN | Ballycoolin [T41,T42,T43] | FINGLAS |  | 53.4003 | -6.3696
009783 | MV/LV Substation BA***783 |  | 10 kV | _ | LV | 50 kVA :Pole Substation | 0.05 | --> | 0.05 | 0 | 0 | Constrained, otherwise capacity available =41 kVA | --> | 0.048 | 0 | 0.025 | 0 | 0 | Constrained, otherwise capacity available =28 kW | --> | C15 ex GRANAGH | Granagh [T41,T42] | WATERFORD |  | 52.3172 | -7.1382
127197 | MV/LV Substation CO***197 |  | 10 kV | _ | LV | 50 kVA :Pole Substation | 0.05 | --> | 0.05 | 0 | 0 | Constrained, otherwise capacity available =17 kVA | --> | 0.048 | 0 | 0.028 | 0 | 0 | Constrained, otherwise capacity available =22 kW | --> | C11 ex HOLYCROSS ROAD | Holycross Road [T41,T42] | THURLES |  | 52.6617 | -7.8292
120754X | MV/LV Substation DE***754X |  | 20 kV | _ | LV | 100 kVA :Pole Substation | 0.1 | --> | 0.1 | 0 | 0 | Constrained, otherwise capacity available =7 kVA | --> | 0.095 | 0 | 0 | 0 | 0 | Constrained, otherwise capacity available =82 kW | --> | E14 ex EDENDERRY | Edenderry [T421,T422] | BLAKE |  | 53.3414 | -6.9444
161227Y | MV/LV Substation DO***227Y |  | 20 kV | _ | LV | 200 kVA :Kiosk Substation | 0.2 | --> | 0.2 | 0.096 | 11.03 |  | --> | 0.19 | 0 | 0.021 | 0.16 | 0 |  | --> | C27 ex SALTHILL | Salthill [T101,T102] | SALTHILL |  | 53.3428 | -9.1772
0464192 | MV/LV Substation CA***4192 |  | 10 kV | _ | LV | 630 kVA :Kiosk Substation | 0.63 | --> | 0.63 | 0.5 | 5.78 |  | --> | 0.598 | 0 | 0 | 0.5 | 0 |  | --> | C14 ex OAKFIELD | Oakfield [T41,T42] | SLIGO |  | 54.2595 | -8.4786
253031Y | MV/LV Substation NE***031Y |  | 10 kV | _ | LV | 50 kVA :Pole Substation | 0.05 | --> | 0.05 | 0 | 0 | Constrained, otherwise capacity available =31 kVA | --> | 0.048 | 0 | 0.029 | 0 | 0 | Constrained, otherwise capacity available =23 kW | --> | C16 ex TUAM NORTH | Tuam North [T41,T42] | CLOON |  | 53.4899 | -8.9277
377554X | MV/LV Substation ST***554X |  | 20 kV | _ | LV | 50 kVA :Pole Substation | 0.05 | --> | 0.05 | 0 | 0 | Constrained, otherwise capacity available =50 kVA | --> | 0.048 | 0 | 0 | 0 | 0 | Constrained, otherwise capacity available =48 kW | --> | E12 ex GURRANEBANE | Gurranebane [T421,T422] | OUGHTRAGH |  | 51.9593 | -10.1845
068336X | MV/LV Substation FE***336X |  | 10 kV | _ | LV | 400 kVA :Building Structure | 0.4 | --> | 0.4 | 0.386 | 17.78 |  | --> | 0.38 | 0 | 0 | 0.378 | 0 |  | --> | C12 ex RINGSEND | Ringsend [T101,T102] | POOLBEG |  | 53.3422 | -6.1988
154313 | MV/LV Substation SH***313 |  | 10 kV | _ | LV | 200 kVA :Kiosk Substation | 0.2 | --> | 0.2 | 0 | 0 | Constrained, otherwise capacity available =145 kVA | --> | 0.19 | 0 | 0.009 | 0 | 0 | Constrained, otherwise capacity available =176 kW | --> | C24 ex BALLYCOOLIN | Ballycoolin [T41,T42,T43] | FINGLAS |  | 53.4002 | -6.3729
281290Y | MV/LV Substation BA***290Y |  | 10 kV | _ | LV | 400 kVA :Building Structure | 0.4 | --> | 0.4 | 0 | 0 | Constrained, otherwise capacity available =317 kVA | --> | 0.38 | 0 | 0 | 0 | 0 | Constrained, otherwise capacity available =368 kW | --> | C18 ex DENNEHYS CROSS | Dennehys Cross [T41,T42] | TRABEG |  | 51.891 | -8.5238
138150X | MV/LV Substation DH***150X |  | 10 kV | _ | LV | 50 kVA :Pole Substation | 0.05 | --> | 0.05 | 0.04 | 1.52 |  | --> | 0.048 | 0 | 0.006 | 0 | 0 | Constrained, otherwise capacity available =42 kW | --> | C19 ex SHERCOCK | Shercock [T41,T42] | MEATH HILL |  | 53.9596 | -6.9103
132718X | MV/LV Substation WO***718X |  | 20 kV | _ | LV | 200 kVA :Pole Substation | 0.2 | --> | 0.2 | 0.135 | 1.62 |  | --> | 0.19 | 0 | 0.005 | 0 | 0 | Constrained, otherwise capacity available =177 kW | --> | C16 ex CURRA | Curra [T41] | SOMERSET |  | 53.051 | -8.4009
293894Z | MV/LV Substation SH***894Z |  | 20 kV | _ | LV | 200 kVA :Pole Substation | 0.2 | --> | 0.2 | 0.195 | 2.83 |  | --> | 0.19 | 0 | 0 | 0 | 0 | Constrained, otherwise capacity available =189 kW | --> | E18 ex BAGENALSTOWN | Bagenalstown [T421,T422] | CARLOW |  | 52.7061 | -6.8058
111930X | MV/LV Substation CA***930X |  | 20 kV | _ | LV | 50 kVA :Pole Substation | 0.05 | --> | 0.05 | 0.043 | 3.48 |  | --> | 0.048 | 0 | 0 | 0 | 0 | Constrained, otherwise capacity available =47 kW | --> | E14 ex GLENGARRIFF | Glengarriff [T421] | BALLYLICKY |  | 51.7359 | -9.5633
293544 | MV/LV Substation CO***544 |  | 20 kV | _ | LV | 50 kVA :Pole Substation | 0.05 | --> | 0.05 | 0.049 | 0.43 |  | --> | 0.048 | 0 | 0.006 | 0 | 0 | Constrained, otherwise capacity available =43 kW | --> | E18 ex TULLOW | Tullow [T421,T422] | CARLOW |  | 52.8208 | -6.7327
020007 | MV/LV Substation GL***007 |  | 10 kV | _ | LV | 1000 kVA :Building Structure | 1 | --> | 1 | 0 | 0 | Constrained, otherwise capacity available =312 kVA | --> | 0.95 | 0 | 0 | 0 | 0 | Constrained, otherwise capacity available =852 kW | --> | C12 ex COOLCORCORAN | Coolcorcoran [T41,T42] | KNOCKEARAGH |  | 52.0593 | -9.508
069168 | MV/LV Substation CH***168 |  | 10 kV | _ | LV | 630 kVA :Building Structure | 0.63 | --> | 0.63 | 0.356 | 7.75 |  | --> | 0.598 | 0 | 0.06 | 0.5 | 0 |  | --> | C26 ex MILLTOWN (DR) | Milltown (dr) [T101,T102] | INCHICORE 220KV |  | 53.2946 | -6.2565
039700X | MV/LV Substation FI***700X |  | 10 kV | _ | LV | 400 kVA :Kiosk Substation | 0.4 | --> | 0.4 | 0 | 0 | Constrained, otherwise capacity available =306 kVA | --> | 0.38 | 0 | 0.015 | 0.356 | 0 |  | --> | C21 ex GALWAY 110KV | Galway 110kv [T102,T103] | GALWAY 110KV |  | 53.285 | -8.9885
365790X | MV/LV Substation ST***790X |  | 10 kV | _ | LV | 630 kVA :Building Structure | 0.63 | --> | 0.63 | 0 | 0 | Constrained, otherwise capacity available =526 kVA | --> | 0.598 | 0 | 0 | 0.5 | 0 |  | --> | C16 ex OLDBAWN | Oldbawn [T41,T42] | COOKSTOWN |  | 53.2882 | -6.3645
433023 | MV/LV Substation CR***023 |  | 10 kV | _ | LV | 100 kVA :Pole Substation | 0.1 | --> | 0.1 | 0 | 0 |  | --> | 0.095 | 0 | 0 | 0 | 0 | Constrained, otherwise capacity available =79 kW | --> | C15 ex BALLAGHADERREEN | Ballaghaderreen [T41,T42] | TONROE |  | 53.8999 | -8.5763
1324183 | MV/LV Substation WA***4183 |  | 20 kV | _ | LV | 100 kVA :Pole Substation | 0.1 | --> | 0.1 | 0 | 0 | Constrained, otherwise capacity available =100 kVA | --> | 0.095 | 0 | 0 | 0 | 0 | Constrained, otherwise capacity available =95 kW | --> | E30 ex LOUGHREA | Loughrea [T41,T42] | SOMERSET |  | 53.2044 | -8.6893
099133X | MV/LV Substation FA***133X |  | 10 kV | _ | LV | 400 kVA :Kiosk Substation | 0.4 | --> | 0.4 | 0.198 | 5.45 |  | --> | 0.38 | 0 | 0.03 | 0 | 0 | Constrained, otherwise capacity available =329 kW | --> | C14 ex GORTLEE | Gortlee [T41,T42] | LETTERKENNY |  | 54.9634 | -7.7454
012426 | MV/LV Substation HI***426 |  | 10 kV | _ | LV | 200 kVA :Pole Substation | 0.2 | --> | 0.2 | 0 | 0 | Constrained, otherwise capacity available =184 kVA | --> | 0.19 | 0 | 0 | 0 | 0 | Constrained, otherwise capacity available =188 kW | --> | C20 ex POLLERTON | Pollerton [T41,T42] | CARLOW |  | 52.8437 | -6.7894
0554501 | MV/LV Substation BA***4501 |  | 10 kV | _ | LV | 50 kVA :Pole Substation | 0.05 | --> | 0.05 | 0 | 0 | Constrained, otherwise capacity available =50 kVA | --> | 0.048 | 0 | 0 | 0 | 0 | Constrained, otherwise capacity available =48 kW | --> | C18 ex RATHDOWNEY | Rathdowney [T42] | IKERRIN |  | 52.9108 | -7.6147
004013 | MV/LV Substation FE***013 |  | 10 kV | _ | LV | 200 kVA :Pole Substation | 0.2 | --> | 0.2 | 0.188 | 18.08 |  | --> | 0.19 | 0 | 0 | 0.188 | 0 |  | --> | C19 ex ARKLOW | Arklow [T101,T102] | ARKLOW |  | 52.8013 | -6.1485
007605X | MV/LV Substation KI***605X |  | 20 kV | _ | LV | 50 kVA :Pole Substation | 0.05 | --> | 0.05 | 0.044 | 0.2 |  | --> | 0.048 | 0 | 0 | 0 | 0 | Constrained, otherwise capacity available =47 kW | --> | E15 ex BEALISTOWN | Bealistown [T421,T422] | GREAT ISLAND |  | 52.2396 | -6.738
004156 | MV/LV Substation IN***156 |  | 10 kV | _ | LV | 200 kVA :Kiosk Substation | 0.2 | --> | 0.2 | 0.141 | 18.08 |  | --> | 0.19 | 0 | 0.005 | 0.178 | 0 |  | --> | C19 ex ARKLOW | Arklow [T101,T102] | ARKLOW |  | 52.8054 | -6.1514
055323X | MV/LV Substation MC***323X |  | 10 kV | _ | LV | 100 kVA :Pole Substation | 0.1 | --> | 0.1 | 0 | 0 | Constrained, otherwise capacity available =88 kVA | --> | 0.095 | 0 | 0 | 0 | 0 | Constrained, otherwise capacity available =93 kW | --> | C16 ex RATHDOWNEY | Rathdowney [T42] | IKERRIN |  | 52.8492 | -7.5873
0664323 | MV/LV Substation SE***4323 |  | 10 kV | _ | LV | 400 kVA :Kiosk Substation | 0.4 | --> | 0.4 | 0 | 0 | Constrained, otherwise capacity available =277 kVA | --> | 0.38 | 0 | 0.037 | 0 | 0 | Constrained, otherwise capacity available =335 kW | --> | C18 ex MALAHIDE | Malahide [T41,T42] | GLASMORE |  | 53.442 | -6.1454
120337Y | MV/LV Substation T ***337Y |  | 10 kV | _ | LV | 50 kVA :Pole Substation | 0.05 | --> | 0.05 | 0 | 0 | Constrained, otherwise capacity available =50 kVA | --> | 0.048 | 0 | 0 | 0 | 0 | Constrained, otherwise capacity available =48 kW | --> | C15 ex BLAKE | Blake [T41,T42] | BLAKE |  | 53.3014 | -6.8246
082648X | MV/LV Substation WA***648X |  | 20 kV | _ | LV | 50 kVA :Pole Substation | 0.05 | --> | 0.05 | 0 | 0 | Constrained, otherwise capacity available =23 kVA | --> | 0.048 | 0 | 0 | 0 | 0 | Constrained, otherwise capacity available =44 kW | --> | E11 ex ACADEMY STREET | Academy Street [T421,T422,T44] | NAVAN |  | 53.6081 | -6.5564
049140Z | MV/LV Substation FO***140Z |  | 10 kV | _ | LV | 50 kVA :Pole Substation | 0.05 | --> | 0.05 | 0.041 | 0.13 |  | --> | 0.048 | 0 | 0 | 0 | 0 | Constrained, otherwise capacity available =46 kW | --> | C14 ex BALLYMAHON | Ballymahon [T41,T42] | ATHLONE |  | 53.5907 | -7.8204
001263 | MV/LV Substation SO***263 |  | 10 kV | _ | LV | 400 kVA :Kiosk Substation | 0.4 | --> | 0.4 | 0.275 | 1.16 |  | --> | 0.38 | 0 | 0.049 | 0.326 | 0 |  | --> | C24 ex DEANSGRANGE | Deansgrange [T41,T42] | CARRICKMINES |  | 53.2683 | -6.1602
064838Y | MV/LV Substation GR***838Y |  | 10 kV | _ | LV | 200 kVA :Kiosk Substation | 0.2 | --> | 0.2 | 0 | 0 | Constrained, otherwise capacity available =150 kVA | --> | 0.19 | 0 | 0.021 | 0 | 0 | Constrained, otherwise capacity available =168 kW | --> | C12 ex MORNINGTON ROAD | Mornington Road [T41,T42] | DRYBRIDGE |  | 53.7048 | -6.3023
293779Z | MV/LV Substation SC***779Z |  | 20 kV | _ | LV | 50 kVA :Pole Substation | 0.05 | --> | 0.05 | 0 | 0 | Constrained, otherwise capacity available =50 kVA | --> | 0.048 | 0 | 0 | 0 | 0 | Constrained, otherwise capacity available =48 kW | --> | E12 ex BALTINGLASS | Baltinglass [T421,T422] | STRATFORD |  | 53.0014 | -6.6858
058473Y | MV/LV Substation AR***473Y |  | 20 kV | _ | LV | 200 kVA :Kiosk Substation | 0.2 | --> | 0.2 | 0 | 0 | Constrained, otherwise capacity available =167 kVA | --> | 0.19 | 0 | 0.005 | 0 | 0 | Constrained, otherwise capacity available =182 kW | --> | C17 ex KYLEERAGH | Kyleeragh [T41,T42] | NENAGH |  | 52.991 | -8.1322
251652 | MV/LV Substation CL***652 |  | 10 kV | _ | LV | 100 kVA :Pole Substation | 0.1 | --> | 0.1 | 0 | 0 | Constrained, otherwise capacity available =78 kVA | --> | 0.095 | 0 | 0.005 | 0 | 0 | Constrained, otherwise capacity available =88 kW | --> | C12 ex PARKMORE | Parkmore [T41,T42] | GALWAY 110KV |  | 53.3224 | -8.9891
014616X | MV/LV Substation BN***616X |  | 10 kV | _ | LV | 400 kVA :Kiosk Substation | 0.4 | --> | 0.4 | 0 | 0 | Constrained, otherwise capacity available =360 kVA | --> | 0.38 | 0 | 0.008 | 0 | 0 | Constrained, otherwise capacity available =369 kW | --> | C17 ex ATHGARVAN | Athgarvan [T41,T44] | NEWBRIDGE |  | 53.1792 | -6.7972
042289 | MV/LV Substation KN***289 |  | 10 kV | _ | LV | 50 kVA :Pole Substation | 0.05 | --> | 0.05 | 0 | 0 | Constrained, otherwise capacity available =43 kVA | --> | 0.048 | 0 | 0 | 0 | 0 | Constrained, otherwise capacity available =46 kW | --> | C19 ex KNOCKAPHUNTA | Knockaphunta [T41,T42] | CASTLEBAR |  | 53.8454 | -9.3184
130002X | MV/LV Substation CO***002X |  | 20 kV | _ | LV | 200 kVA :Pole Substation | 0.2 | --> | 0.2 | 0.19 | 0.21 |  | --> | 0.19 | 0 | 0 | 0 | 0 | Constrained, otherwise capacity available =189 kW | --> | E18 ex LONGFORD | Longford [T421,T422] | RICHMOND |  | 53.7158 | -7.7351
068805 | MV/LV Substation RO***805 |  | 10 kV | _ | LV | 630 kVA :Building Structure | 0.63 | --> | 0.63 | 0.5 | 11.14 |  | --> | 0.598 | 0 | 0 | 0.5 | 0 |  | --> | C17 ex CABRA | Cabra [T101,T102] | FINGLAS |  | 53.3742 | -6.2929
049198 | MV/LV Substation NA***198 |  | 10 kV | _ | LV | 200 kVA :Pole Substation | 0.2 | --> | 0.2 | 0.086 | 0.13 |  | --> | 0.19 | 0 | 0.005 | 0 | 0 | Constrained, otherwise capacity available =170 kW | --> | C18 ex BALLYMAHON | Ballymahon [T41,T42] | ATHLONE |  | 53.5666 | -7.7701
042058Y | MV/LV Substation BA***058Y |  | 10 kV | _ | LV | 50 kVA :Pole Substation | 0.05 | --> | 0.05 | 0 | 0 | Constrained, otherwise capacity available =50 kVA | --> | 0.048 | 0 | 0 | 0 | 0 | Constrained, otherwise capacity available =47 kW | --> | C20 ex KNOCKAPHUNTA | Knockaphunta [T41,T42] | CASTLEBAR |  | 53.8406 | -9.2807
377599X | MV/LV Substation GL***599X |  | 20 kV | _ | LV | 400 kVA :Kiosk Substation | 0.4 | --> | 0.4 | 0 | 0 | Constrained, otherwise capacity available =323 kVA | --> | 0.38 | 0 | 0 | 0 | 0 | Constrained, otherwise capacity available =369 kW | --> | E12 ex GURRANEBANE | Gurranebane [T421,T422] | OUGHTRAGH |  | 52.0556 | -9.9446
503681 | MV/LV Substation TO***681 |  | 10 kV | _ | LV | 100 kVA :Pole Substation | 0.1 | --> | 0.1 | 0.092 | 1.69 |  | --> | 0.095 | 0 | 0 | 0 | 0 | Constrained, otherwise capacity available =94 kW | --> | C11 ex NEWTOWNCUNNINGHAM | Newtowncunningham [T41,T42] | LETTERKENNY |  | 54.9894 | -7.4222
018041X | MV/LV Substation MO***041X |  | 10 kV | _ | LV | 50 kVA :Pole Substation | 0.05 | --> | 0.05 | 0.039 | 3.75 |  | --> | 0.048 | 0 | 0 | 0 | 0 | Constrained, otherwise capacity available =46 kW | --> | C19 ex SMEARLA | Smearla [T41,T42] | TRIEN |  | 52.3917 | -9.3149
417791 | MV/LV Substation CO***791 |  | 20 kV | _ | LV | 200 kVA :Pole Substation | 0.2 | --> | 0.2 | 0.188 | 8.5 |  | --> | 0.19 | 0 | 0 | 0 | 0 | Constrained, otherwise capacity available =188 kW | --> | E14 ex ARIGNA | Arigna [T121] | ARIGNA |  | 54.0716 | -8.2023
119007 | MV/LV Substation CO***007 |  | 10 kV | _ | LV | 400 kVA :Kiosk Substation | 0.4 | --> | 0.4 | 0.293 | 4.16 |  | --> | 0.38 | 0 | 0.005 | 0.221 | 0 | Constrained, otherwise capacity available =361 kW | --> | C22 ex NEWMARKET (SR) | Newmarket (sr) [T41,T42] | GLENLARA |  | 52.2103 | -8.9951
281907Z | MV/LV Substation RO***907Z |  | 20 kV | _ | LV | 100 kVA :Pole Substation | 0.1 | --> | 0.1 | 0 | 0 | Constrained, otherwise capacity available =58 kVA | --> | 0.095 | 0 | 0.005 | 0 | 0 | Constrained, otherwise capacity available =85 kW | --> | C15 ex KILMONEY | Kilmoney [T41,T42] | TRABEG |  | 51.7673 | -8.4936
007941X | MV/LV Substation KI***941X |  | 10 kV | _ | LV | 50 kVA :Pole Substation | 0.05 | --> | 0.05 | 0 | 0.14 |  | --> | 0.048 | 0 | 0 | 0 | 0 | Constrained, otherwise capacity available =35 kW | --> | C12 ex CARRIGLAWN | Carriglawn [T41,T42] | WEXFORD |  | 52.345 | -6.4543
160287Y | MV/LV Substation TH***287Y |  | 20 kV | _ | LV | 630 kVA :Building Structure | 0.63 | --> | 0.63 | 0 | 0 | Constrained, otherwise capacity available =480 kVA | --> | 0.598 | 0 | 0.011 | 0 | 0 | Constrained, otherwise capacity available =570 kW | --> | C11 ex KILDARE | Kildare [T41,T42] | NEWBRIDGE |  | 53.1412 | -7.0566
075577 | MV/LV Substation GL***577 |  | 20 kV | _ | LV | 100 kVA :Pole Substation | 0.1 | --> | 0.1 | 0.087 | 17.8 |  | --> | 0.095 | 0 | 0 | 0.093 | 0 |  | --> | E13 ex BANOGE | Banoge [T121,T122] | BANOGE |  | 52.5767 | -6.2297
068950 | MV/LV Substation BA***950 |  | 10 kV | _ | LV | 400 kVA :Building Structure | 0.4 | --> | 0.4 | 0 | 0 | Constrained, otherwise capacity available =171 kVA | --> | 0.38 | 0 | 0.018 | 0.334 | 0 |  | --> | C17 ex NEWMARKET (DR) | Newmarket (dr) [T41] | FRANCIS STREET |  | 53.3427 | -6.2734
Blessington [T421,T422] | BLESSINGTON (430000) 38 kV STATION | Blessington [T421,T422] | 38 kV | _ | MV | 2x10 MVA @ 20 kV | 20 | --> | 18 | 0 | 0 | Constrained, otherwise capacity available =7.03 MVA | --> | 19 | 4.75 | 15.8 | 0 | 0 | Constrained, otherwise capacity available =0.75 MW | --> |  | Kilteel [T141,T142] | KILTEEL |  | 53.1918 | -6.5168
Grange (sr) [T41,T42] | GRANGE (SR) (191000) 38 kV STATION | Grange (sr) [T41,T42] | 38 kV | _ | MV | 2x5 MVA @ 10 kV | 10 | --> | 7.5 | 0 | 0 |  | --> | 6.2 | 2.375 | 1.9 | 0 | 0 | Constrained, otherwise capacity available =2.78 MW | --> |  | Butlerstown [T141,T142] | BUTLERSTOWN |  | 52.2394 | -7.1046
Julianstown [T421,T422] | JULIANSTOWN (312000) 38 kV STATION | Julianstown [T421,T422] | 38 kV | _ | MV | 2x5 MVA @ 20 kV | 10 | --> | 7.5 | 0 | 0 |  | --> | 6.2 | 2.375 | 5.7 | 0 | 0 |  | --> |  | Drybridge [T141,T142] | DRYBRIDGE |  | 53.6503 | -6.3227
_HV header | _ESB Networks Capacity Heat Map Publication. HV Load data from revenue metering Jan2025 and Special Load Readings winter 2024/2025. Generation and demand commitments up to 08 Oct 2025. | _HV header | Report compiled 31/10/2025 | _ |  |  | 0 | --> | 0 | 0 | 0 |  | --> | 0 | 0 | 0 | 0 | 0 |  | -->
Moneenageisha [T41,T42] | MONEENAGEISHA (039000) 38 kV STATION | Moneenageisha [T41,T42] | 38 kV | _ | MV | 2x10 MVA @ 10 kV | 20 | --> | 15 | 0 | 0 | Constrained, otherwise capacity available =5.89 MVA | --> | 12.4 | 4.75 | 0.8 | 0 | 0 | Constrained, otherwise capacity available =7.97 MW | --> |  | Galway 110kv [T141,T142] | GALWAY 110KV |  | 53.2786 | -9.0415
Rathdowney [T42] | RATHDOWNEY (391000) 38 kV STATION | Rathdowney [T42] | 38 kV | _ | MV | 1x5 MVA @ 10 kV | 5 | --> | 4.5 | 0 | 0 | Constrained, otherwise capacity available =0.04 MVA | --> | 4.8 | 0 | 1 | 0 | 0 | Constrained, otherwise capacity available =2.66 MW | --> |  | Ikerrin [T141] | IKERRIN |  | 52.8498 | -7.5926
Rathmullan [T41,T42] | RATHMULLAN (422000) 38 kV STATION | Rathmullan [T41,T42] | 38 kV | _ | MV | 2x10 MVA @ 10 kV | 20 | --> | 15 | 0 | 0 | Constrained, otherwise capacity available =0.83 MVA | --> | 12.4 | 4.75 | 2.8 | 0 | 0 | Constrained, otherwise capacity available =5.83 MW | --> |  | Drybridge [T141,T142] | DRYBRIDGE |  | 53.7125 | -6.3661
Moneycooley [T41,T42,T44] | MONEYCOOLEY (549000) 38 kV STATION | Moneycooley [T41,T42,T44] | 38 kV | _ | MV | 3x10 MVA @ 10 kV | 30 | --> | 27 | 0 | 0 | Constrained, otherwise capacity available =3.64 MVA | --> | 28.5 | 4.75 | 7.5 | 0 | 0 | Constrained, otherwise capacity available =15.61 MW | --> |  | Griffinrath [T141,T142] | GRIFFINRATH |  | 53.3721 | -6.5681
Drybridge [T41,T42] | DRYBRIDGE (064000) 110 kV STATION | Drybridge [T41,T42] | 110 kV | _ | MV | 2x15 MVA @ 10 kV | 30 | --> | 22.5 | 0 | 0 | Constrained, otherwise capacity available =9.49 MVA | --> | 18.5 | 7.125 | 5.4 | 0 | 0 | Constrained, otherwise capacity available =10 MW | --> |  | Drybridge [T141,T142] | DRYBRIDGE |  | 53.7274 | -6.394
Liffey Valley [T41,T42] | LIFFEY VALLEY (633000) 38 kV STATION | Liffey Valley [T41,T42] | 38 kV | _ | MV | 2x10 MVA @ 10 kV | 20 | --> | 15 | 0 | 0 | Constrained, otherwise capacity available =3.9 MVA | --> | 12.4 | 4.75 | 1.6 | 7.6 | 4.835 |  | --> |  | Inchicore 220kv [T144,T145] | INCHICORE 220KV |  | 53.3555 | -6.4012
Raheen [T41,T42] | RAHEEN (401000) 38 kV STATION | Raheen [T41,T42] | 38 kV | _ | MV | 2x10 MVA @ 10 kV | 20 | --> | 15 | 0 | 0 |  | --> | 12.4 | 4.75 | 4.1 | 2.7 | 5.004 |  | --> |  | Limerick [T141,T142] | LIMERICK |  | 52.6303 | -8.663
Edenderry [T421,T422] | EDENDERRY (203000) 38 kV STATION | Edenderry [T421,T422] | 38 kV | _ | MV | 2x10 MVA @ 20 kV | 20 | --> | 15 | 0 | 0 |  | --> | 12.4 | 4.75 | 4.5 | 0 | 0 | Constrained, otherwise capacity available =3.89 MW | --> |  | Blake [T142] | BLAKE |  | 53.3532 | -7.0352
Grange (dr) [T41,T42] | GRANGE (DR) (087000) 110 kV STATION | Grange (dr) [T41,T42] | 110 kV | _ | MV | 2x10 MVA @ 10 kV | 20 | --> | 15 | 0 | 0 |  | --> | 12.4 | 4.75 | 3.7 | 1.5 | 1.472 | Constrained, otherwise capacity available =4.4 MW | --> |  | Grange (dr) [T141,T142] | GRANGE (DR) |  | 53.3954 | -6.164
Leixlip [T41,T42] | LEIXLIP (289000) 38 kV STATION | Leixlip [T41,T42] | 38 kV | _ | MV | 2x10 MVA @ 10 kV | 20 | --> | 15 | 0 | 0 |  | --> | 12.4 | 4.75 | 4.6 | 0 | 0 | Constrained, otherwise capacity available =0.66 MW | --> |  | Griffinrath [T141,T142] | GRIFFINRATH |  | 53.3525 | -6.4686
Portlaw [T41,T42] | PORTLAW (471000) 38 kV STATION | Portlaw [T41,T42] | 38 kV | _ | MV | 2x2 MVA @ 10 kV | 4 | --> | 3 | 0 | 0 | Constrained, otherwise capacity available =1.76 MVA | --> | 2.5 | 0.95 | 3 | 0 | 0 |  | --> |  | Butlerstown [T141,T142] | BUTLERSTOWN |  | 52.3033 | -7.3259
Portlaoise [T423,T424] | PORTLAOISE (201000) 110 kV STATION | Portlaoise [T423,T424] | 110 kV | _ | MV | 2x10 MVA @ 20 kV | 20 | --> | 15 | 0 | 0 | Constrained, otherwise capacity available =5.46 MVA | --> | 12.4 | 4.75 | 1.7 | 0 | 0 | Constrained, otherwise capacity available =9.33 MW | --> |  | Portlaoise [T141,T142] | PORTLAOISE |  | 53.022 | -7.3041
Portlaoise [T41,T42] | PORTLAOISE (201000) 110 kV STATION | Portlaoise [T41,T42] | 110 kV | _ | MV | 2x10 MVA @ 10 kV | 20 | --> | 15 | 0 | 0 |  | --> | 12.4 | 4.75 | 1.6 | 0 | 0 | Constrained, otherwise capacity available =4.76 MW | --> |  | Portlaoise [T141,T142] | PORTLAOISE |  | 53.022 | -7.3041
Lismore [T41,T42] | LISMORE (374000) 38 kV STATION | Lismore [T41,T42] | 38 kV | _ | MV | 2x5 MVA @ 10 kV | 10 | --> | 7.5 | 0 | 0 | Constrained, otherwise capacity available =1.98 MVA | --> | 6.2 | 2.375 | 1.3 | 0 | 0 | Constrained, otherwise capacity available =3.74 MW | --> |  | Dungarvan [T141,T142] | DUNGARVAN |  | 52.1458 | -7.9068
Roscrea [T41,T42] | ROSCREA (055000) 38 kV STATION | Roscrea [T41,T42] | 38 kV | _ | MV | 2x10 MVA @ 10 kV | 20 | --> | 15 | 0 | 0 |  | --> | 12.4 | 4.75 | 2.7 | 0 | 0 | Constrained, otherwise capacity available =5.52 MW | --> |  | Ikerrin [T141] | IKERRIN |  | 52.9596 | -7.8072
Loughshinny [T41,T42] | LOUGHSHINNY (170000) 38 kV STATION | Loughshinny [T41,T42] | 38 kV | _ | MV | 2x10 MVA @ 10 kV | 20 | --> | 15 | 0 | 0 | Constrained, otherwise capacity available =0.5 MVA | --> | 12.4 | 4.75 | 17.4 | 0 | 0 |  | --> |  | Glasmore [T141,T142] | GLASMORE |  | 53.5381 | -6.1228
Mountgorry [T41,T42] | MOUNTGORRY (524000) 38 kV STATION | Mountgorry [T41,T42] | 38 kV | _ | MV | 2x10 MVA @ 10 kV | 20 | --> | 15 | 0 | 0 |  | --> | 12.4 | 4.75 | 3.6 | 1.5 | 1.472 | Constrained, otherwise capacity available =5.21 MW | --> |  | Grange (dr) [T141,T142] | GRANGE (DR) |  | 53.464 | -6.2136
Batter Lane Temporary 38kv [T421] | BATTER LANE TEMPORARY 38KV (831000) 38 kV STATION | Batter Lane Temporary 38kv [T421] | 38 kV | _ | MV | 1x5 MVA @ 20 kV | 5 | --> | 4.5 | 0 | 0 |  | --> | 4.8 | 0 | 2.8 | 0 | 0 | Constrained, otherwise capacity available =0.59 MW | --> |  | Glasmore [T141,T142] | GLASMORE |  | 53.4976 | -6.2168
Kilmore [T101,T102,T103] | KILMORE (736000) 110 kV STATION | Kilmore [T101,T102,T103] | 110 kV | _ | MV | 3x20 MVA @ 10 kV | 60 | --> | 54 | 0 | 0 | Constrained, otherwise capacity available =16.76 MVA | --> | 57 | 9.5 | 1.7 | 28.3 | 9.691 | Constrained, otherwise capacity available =41.42 MW | --> |  | Finglas Rural TSO 220/110 kV [T2101,T2106] | FINGLAS |  | 53.4069 | -6.2301
Ballyhaunis [T41,T42] | BALLYHAUNIS (368000) 38 kV STATION | Ballyhaunis [T41,T42] | 38 kV | _ | MV | 2x5 MVA @ 10 kV | 10 | --> | 7.5 | 0 | 0 |  | --> | 6.2 | 2.375 | 1.7 | 0 | 0 | Constrained, otherwise capacity available =1.74 MW | --> |  | Dalton [T142] | DALTON |  | 53.7637 | -8.7382
Sallins [T41,T42] | SALLINS (268000) 38 kV STATION | Sallins [T41,T42] | 38 kV | _ | MV | 2x10 MVA @ 10 kV | 20 | --> | 15 | 0 | 0 |  | --> | 12.4 | 4.75 | 5.9 | 0 | 0 | Constrained, otherwise capacity available =3.02 MW | --> |  | Griffinrath [T141,T142] | GRIFFINRATH |  | 53.2518 | -6.6629
127645X | MV/LV Substation CA***645X |  | 10 kV | _ | LV | 630 kVA :Kiosk Substation | 0.63 | --> | 0.63 | 0.5 | 5.89 |  | --> | 0.598 | 0 | 0.003 | 0 | 0 | Constrained, otherwise capacity available =589 kW | --> | C20 ex CASHEL | Cashel [T41,T42] | CAHIR |  | 52.5154 | -7.8804
365974X | MV/LV Substation MA***974X |  | 10 kV | _ | LV | 630 kVA :Kiosk Substation | 0.63 | --> | 0.63 | 0.245 | 13.91 |  | --> | 0.598 | 0 | 0.018 | 0.5 | 0 |  | --> | C20 ex COOKSTOWN | Cookstown [T101,T102] | CARRICKMINES |  | 53.2718 | -6.3692
253740Y | MV/LV Substation HY***740Y |  | 10 kV | _ | LV | 50 kVA :Pole Substation | 0.05 | --> | 0.05 | 0.038 | 10.7 |  | --> | 0.048 | 0 | 0 | 0 | 0 | Constrained, otherwise capacity available =46 kW | --> | C22 ex CLOON | Cloon [T42,T421] | CLOON |  | 53.5003 | -8.8452
0144351 | MV/LV Substation OA***4351 |  | 10 kV | _ | LV | 400 kVA :Kiosk Substation | 0.4 | --> | 0.4 | 0 | 0 | Constrained, otherwise capacity available =362 kVA | --> | 0.38 | 0 | 0.131 | 0 | 0 | Constrained, otherwise capacity available =278 kW | --> | C20 ex KILDARE | Kildare [T41,T42] | NEWBRIDGE |  | 53.1668 | -6.9144
365950X | MV/LV Substation EL***950X |  | 10 kV | _ | LV | 400 kVA :Kiosk Substation | 0.4 | --> | 0.4 | 0 | 0 | Constrained, otherwise capacity available =338 kVA | --> | 0.38 | 0 | 0 | 0.371 | 0 |  | --> | C21 ex OLDBAWN | Oldbawn [T41,T42] | COOKSTOWN |  | 53.2687 | -6.3692
0094310 | MV/LV Substation SE***4310 |  | 10 kV | _ | LV | 400 kVA :Building Structure | 0.4 | --> | 0.4 | 0 | 0 | Constrained, otherwise capacity available =400 kVA | --> | 0.38 | 0 | 0 | 0 | 0 | Constrained, otherwise capacity available =380 kW | --> | C12 ex WATERFORD IND EST | Waterford Ind Est [T41,T42,T44] | BUTLERSTOWN |  | 52.2446 | -7.1615
0824150 | MV/LV Substation RI***4150 |  | 10 kV | _ | LV | 50 kVA :Pole Substation | 0.05 | --> | 0.05 | 0 | 0 | Constrained, otherwise capacity available =49 kVA | --> | 0.048 | 0 | 0 | 0 | 0 | Constrained, otherwise capacity available =47 kW | --> | C32 ex ACADEMY STREET | Academy Street [T421,T422,T44] | NAVAN |  | 53.6442 | -6.6946
014881 | MV/LV Substation GI***881 |  | 20 kV | _ | LV | 50 kVA :Pole Substation | 0.05 | --> | 0.05 | 0.049 | 0.63 |  | --> | 0.048 | 0 | 0 | 0 | 0 | Constrained, otherwise capacity available =47 kW | --> | E11 ex KILCULLEN | Kilcullen [T41,T42,T424] | STRATFORD |  | 53.1047 | -6.7328
043449X | MV/LV Substation GO***449X |  | 20 kV | _ | LV | 50 kVA :Pole Substation | 0.05 | --> | 0.05 | 0.05 | 0.43 |  | --> | 0.048 | 0 | 0 | 0 | 0 | Constrained, otherwise capacity available =48 kW | --> | C20 ex SWINFORD | Swinford [T41,T42] | CASTLEBAR |  | 53.8754 | -8.8637
012725 | MV/LV Substation BU***725 |  | 10 kV | _ | LV | 30 kVA :Pole Substation | 0.03 | --> | 0.03 | 0 | 0 | Constrained, otherwise capacity available =30 kVA | --> | 0.028 | 0 | 0 | 0 | 0 | Constrained, otherwise capacity available =28 kW | --> | C20 ex POLLERTON | Pollerton [T41,T42] | CARLOW |  | 52.8153 | -6.8452
007031 | MV/LV Substation FA***031 |  | 20 kV | _ | LV | 50 kVA :Pole Substation | 0.05 | --> | 0.05 | 0.029 | 16.12 |  | --> | 0.048 | 0 | 0 | 0.045 | 0 |  | --> | E20 ex WEXFORD | Wexford [T121,T122] | WEXFORD |  | 52.2705 | -6.5252
077194X | MV/LV Substation PA***194X |  | 20 kV | _ | LV | 200 kVA :Pole Substation | 0.2 | --> | 0.2 | 0 | 0 | Constrained, otherwise capacity available =193 kVA | --> | 0.19 | 0 | 0.008 | 0 | 0 | Constrained, otherwise capacity available =183 kW | --> | E25 ex PATRICKSWELL | Patrickswell [T421,T422] | LIMERICK |  | 52.6392 | -8.8669
281069 | MV/LV Substation MO***069 |  | 10 kV | _ | LV | 200 kVA :Building Structure | 0.2 | --> | 0.2 | 0.119 | 4.67 |  | --> | 0.19 | 0 | 0 | 0.179 | 0 |  | --> | C28 ex CENTRE PARK ROAD | Marina [T105,T106] | MARINA |  | 51.8958 | -8.4454
266638 | MV/LV Substation LA***638 |  | 20 kV | _ | LV | 50 kVA :Pole Substation | 0.05 | --> | 0.05 | 0 | 0 | Constrained, otherwise capacity available =43 kVA | --> | 0.048 | 0 | 0.006 | 0 | 0 | Constrained, otherwise capacity available =42 kW | --> | E12 ex CARNDONAGH | Carndonagh [T421,T422] | TRILLICK |  | 55.3089 | -7.3373
034943 | MV/LV Substation RE***943 |  | 20 kV | _ | LV | 100 kVA :Pole Substation | 0.1 | --> | 0.1 | 0.096 | 0.57 |  | --> | 0.095 | 0 | 0.005 | 0 | 0 | Constrained, otherwise capacity available =91 kW | --> | E19 ex LAWLESSTOWN | Lawlesstown [T42,T421] | DOON |  | 52.4534 | -7.7203
0014066 | MV/LV Substation KI***4066 |  | 10 kV | _ | LV | 200 kVA :Kiosk Substation | 0.2 | --> | 0.2 | 0.194 | 1.16 |  | --> | 0.19 | 0 | 0 | 0.189 | 0 |  | --> | C21 ex DEANSGRANGE | Deansgrange [T41,T42] | CARRICKMINES |  | 53.2683 | -6.1758
032500Y | MV/LV Substation KI***500Y |  | 10 kV | _ | LV | 400 kVA :Kiosk Substation | 0.4 | --> | 0.4 | 0 | 0 | Constrained, otherwise capacity available =340 kVA | --> | 0.38 | 0 | 0.009 | 0 | 0 | Constrained, otherwise capacity available =365 kW | --> | C20 ex KILMEADEN | Kilmeaden [T42] | BUTLERSTOWN |  | 52.2305 | -7.2403
039282 | MV/LV Substation TE***282 |  | 10 kV | _ | LV | 200 kVA :Building Structure | 0.2 | --> | 0.2 | 0.198 | 3.45 |  | --> | 0.19 | 0 | 0 | 0.19 | 0 |  | --> | C19 ex TRIMMS LANE | Trimms Lane [T41,T42] | SALTHILL |  | 53.2721 | -9.064
210499Y | MV/LV Substation DE***499Y |  | 10 kV | _ | LV | 50 kVA :Pole Substation | 0.05 | --> | 0.05 | 0 | 0 | Constrained, otherwise capacity available =25 kVA | --> | 0.048 | 0 | 0 | 0 | 0 | Constrained, otherwise capacity available =44 kW | --> | C19 ex CARRICKMACROSS | Carrickmacross [T41,T42] | MEATH HILL |  | 53.97 | -6.7566
019180 | MV/LV Substation AN***180 |  | 10 kV | _ | LV | 400 kVA :Building Structure | 0.4 | --> | 0.4 | 0.223 | 2.18 |  | --> | 0.38 | 0 | 0.05 | 0 | 0 | Constrained, otherwise capacity available =318 kW | --> | C11 ex BALLYRICKARD | Ballyrickard [T41,T42] | TRALEE |  | 52.2815 | -9.7042
007547Z | MV/LV Substation MU***547Z |  | 20 kV | _ | LV | 100 kVA :Pole Substation | 0.1 | --> | 0.1 | 0.039 | 16.12 |  | --> | 0.095 | 0 | 0.01 | 0.079 | 0 |  | --> | E20 ex WEXFORD | Wexford [T121,T122] | WEXFORD |  | 52.287 | -6.5292
021576Z | MV/LV Substation AR***576Z |  | 10 kV | _ | LV | 630 kVA :Kiosk Substation | 0.63 | --> | 0.63 | 0 | 0 | Constrained, otherwise capacity available =623 kVA | --> | 0.598 | 0 | 0 | 0.5 | 0 |  | --> | C11 ex KILBARRY | Kilbarry [T101,T43] | KILBARRY |  | 51.9104 | -8.4709
365216Y | MV/LV Substation LY***216Y |  | 10 kV | _ | LV | 200 kVA :Kiosk Substation | 0.2 | --> | 0.2 | 0 | 0 | Constrained, otherwise capacity available =190 kVA | --> | 0.19 | 0 | 0 | 0 | 0 | Constrained, otherwise capacity available =189 kW | --> | C20 ex CELBRIDGE | Celbridge [T41,T42] | GRIFFINRATH |  | 53.2996 | -6.5573
116234Y | MV/LV Substation CU***234Y |  | 20 kV | _ | LV | 50 kVA :Pole Substation | 0.05 | --> | 0.05 | 0.037 | 8.1 |  | --> | 0.048 | 0 | 0 | 0 | 0 | Constrained, otherwise capacity available =46 kW | --> | E11 ex WESTPORT | Westport [T421,T422] | CASTLEBAR |  | 53.6899 | -9.8606
0814461 | MV/LV Substation HA***4461 |  | 10 kV | _ | LV | 630 kVA :Kiosk Substation | 0.63 | --> | 0.63 | 0 | 0 | Constrained, otherwise capacity available =630 kVA | --> | 0.598 | 0 | 0 | 0 | 0 | Constrained, otherwise capacity available =598 kW | --> | C12 ex MONEYCOOLEY | Moneycooley [T41,T42,T44] | GRIFFINRATH |  | 53.3606 | -6.5275
0214357 | MV/LV Substation RA***4357 |  | 10 kV | _ | LV | 630 kVA :Kiosk Substation | 0.63 | --> | 0.63 | 0 | 0 | Constrained, otherwise capacity available =630 kVA | --> | 0.598 | 0 | 0 | 0.5 | 0 |  | --> | C31 ex KILBARRY | Kilbarry [T101,T43] | KILBARRY |  | 51.9282 | -8.4443
004039 | MV/LV Substation QU***039 |  | 10 kV | _ | LV | 1000 kVA :Building Structure | 1 | --> | 1 | 0 | 0 | Constrained, otherwise capacity available =1000 kVA | --> | 0.95 | 0 | 0 | 0 | 0 | Constrained, otherwise capacity available =950 kW | --> | C25 ex TINAHASK | Tinahask [T41,T42] | ARKLOW |  | 52.7917 | -6.1417
093313 | MV/LV Substation BA***313 |  | 10 kV | _ | LV | 400 kVA :Kiosk Substation | 0.4 | --> | 0.4 | 0 | 0 | Constrained, otherwise capacity available =302 kVA | --> | 0.38 | 0 | 0 | 0.366 | 0 |  | --> | C11 ex MERVILLE | Merville [T41,T42] | FINGLAS |  | 53.3798 | -6.3049
070901X | MV/LV Substation AN***901X |  | 20 kV | _ | LV | 200 kVA :Kiosk Substation | 0.2 | --> | 0.2 | 0.18 | 0.76 |  | --> | 0.19 | 0 | 0 | 0 | 0 | Constrained, otherwise capacity available =187 kW | --> | E15 ex RATHMORE | Rathmore [T42,T421] | KNOCKEARAGH |  | 52.1199 | -9.2755
029943 | MV/LV Substation KN***943 |  | 10 kV | _ | LV | 50 kVA :Pole Substation | 0.05 | --> | 0.05 | 0 | 0 | Constrained, otherwise capacity available =36 kVA | --> | 0.048 | 0 | 0.005 | 0 | 0 | Constrained, otherwise capacity available =42 kW | --> | C17 ex CARRIGSHANE | Carrigshane [T41] | MIDLETON |  | 51.8803 | -8.136
067082Z | MV/LV Substation SH***082Z |  | 10 kV | _ | LV | 400 kVA :Kiosk Substation | 0.4 | --> | 0.4 | 0 | 0 | Constrained, otherwise capacity available =356 kVA | --> | 0.38 | 0 | 0 | 0 | 0 | Constrained, otherwise capacity available =374 kW | --> | C16 ex MOYLISH | Moylish [T41,T42] | ARDNACRUSHA |  | 52.6783 | -8.6662
0054320 | MV/LV Substation MI***4320 |  | 10 kV | _ | LV | 630 kVA :Kiosk Substation | 0.63 | --> | 0.63 | 0.5 | 3.03 |  | --> | 0.598 | 0 | 0 | 0 | 0 | Constrained, otherwise capacity available =598 kW | --> | C17 ex RAMSTOWN | Ramstown [T41,T42] | CRANE |  | 52.6706 | -6.2874
260834 | MV/LV Substation SA***834 |  | 20 kV | _ | LV | 100 kVA :Pole Substation | 0.1 | --> | 0.1 | 0.086 | 1.67 |  | --> | 0.095 | 0 | 0.024 | 0.075 | 0 |  | --> | E18 ex NEWPORT | Newport [T421] | CARROWBEG |  | 53.9229 | -9.5726
003924 | MV/LV Substation DR***924 |  | 10 kV | _ | LV | 100 kVA :Pole Substation | 0.1 | --> | 0.1 | 0.081 | 11.58 |  | --> | 0.095 | 0 | 0 | 0 | 0 | Constrained, otherwise capacity available =92 kW | --> | C18 ex BALLYBEG | Ballybeg [T101,T102] | CARRICKMINES |  | 52.9536 | -6.1743
433519X | MV/LV Substation LI***519X |  | 20 kV | _ | LV | 100 kVA :Pole Substation | 0.1 | --> | 0.1 | 0 | 0 | Constrained, otherwise capacity available =81 kVA | --> | 0.095 | 0 | 0 | 0 | 0 | Constrained, otherwise capacity available =92 kW | --> | C12 ex BALLAGHADERREEN | Ballaghaderreen [T41,T42] | TONROE |  | 53.8581 | -8.6292
590865X | MV/LV Substation DO***865X |  | 20 kV | _ | LV | 50 kVA :Pole Substation | 0.05 | --> | 0.05 | 0 | 0 | Constrained, otherwise capacity available =50 kVA | --> | 0.048 | 0 | 0 | 0 | 0 | Constrained, otherwise capacity available =47 kW | --> | E15 ex CONG |  |  |  | 53.5304 | -9.3658
1374085 | MV/LV Substation DR***4085 |  | 10 kV | _ | LV | 50 kVA :Pole Substation | 0.05 | --> | 0.05 | 0.041 | 2 |  | --> | 0.048 | 0 | 0 | 0 | 0 | Constrained, otherwise capacity available =46 kW | --> | C12 ex CAUSEWAY | Causeway [T41,T42] | TRALEE |  | 52.4397 | -9.7664
022017 | MV/LV Substation SH***017 |  | 10 kV | _ | LV | 630 kVA :Building Structure | 0.63 | --> | 0.63 | 0.373 | 4.55 |  | --> | 0.598 | 0 | 0 | 0 | 0 | Constrained, otherwise capacity available =562 kW | --> | C22 ex MALLOW | Mallow [T41,T42] | MALLOW |  | 52.1371 | -8.6431
054415Y | MV/LV Substation DR***415Y |  | 10 kV | _ | LV | 50 kVA :Pole Substation | 0.05 | --> | 0.05 | 0 | 0 | Constrained, otherwise capacity available =49 kVA | --> | 0.048 | 0 | 0 | 0 | 0 | Constrained, otherwise capacity available =47 kW | --> | C18 ex MOUNTRATH | Mountrath [T41,T42] | PORTLAOISE |  | 53.0398 | -7.5045
066548Z | MV/LV Substation KN***548Z |  | 10 kV | _ | LV | 400 kVA :Kiosk Substation | 0.4 | --> | 0.4 | 0 | 0 | Constrained, otherwise capacity available =264 kVA | --> | 0.38 | 0 | 0.123 | 0 | 0 | Constrained, otherwise capacity available =270 kW | --> | C14 ex SWORDS | Swords [T41,T42] | GLASMORE |  | 53.4548 | -6.2585
060039 | MV/LV Substation C.***039 |  | 10 kV | _ | LV | 630 kVA :Kiosk Substation | 0.63 | --> | 0.63 | 0 | 0 | Constrained, otherwise capacity available =599 kVA | --> | 0.598 | 0 | 0 | 0 | 0 | Constrained, otherwise capacity available =594 kW | --> | C16 ex CLONES | Clones [T41,T42] | SHANKILL |  | 54.1825 | -7.237
139827Y | MV/LV Substation HA***827Y |  | 10 kV | _ | LV | 100 kVA :Pole Substation | 0.1 | --> | 0.1 | 0 | 0 | Constrained, otherwise capacity available =97 kVA | --> | 0.095 | 0 | 0 | 0 | 0 | Constrained, otherwise capacity available =94 kW | --> | E18 ex FINEA | Finea [T421,T422] | SHANKILL |  | 53.7422 | -7.3522
0374217 | MV/LV Substation DE***4217 |  | 10 kV | _ | LV | 630 kVA :Kiosk Substation | 0.63 | --> | 0.63 | 0.5 | 13.05 |  | --> | 0.598 | 0 | 0.006 | 0.5 | 0 |  | --> | C18 ex ENNIS | Ennis [T101,T102] | ENNIS |  | 52.8588 | -8.9637
0124130 | MV/LV Substation M***4130 |  | 10 kV | _ | LV | 50 kVA :Pole Substation | 0.05 | --> | 0.05 | 0.05 | 1.99 |  | --> | 0.048 | 0 | 0 | 0 | 0 | Constrained, otherwise capacity available =48 kW | --> | C20 ex GRAIGUE | Graigue [T41,T42] | CARLOW |  | 52.8465 | -7.0173
050997 | MV/LV Substation CR***997 |  | 10 kV | _ | LV | 200 kVA :Pole Substation | 0.2 | --> | 0.2 | 0 | 0 | Constrained, otherwise capacity available =123 kVA | --> | 0.19 | 0 | 0 | 0 | 0 | Constrained, otherwise capacity available =179 kW | --> | C24 ex ATHLONE | Athlone [T41,T42] | ATHLONE |  | 53.4219 | -7.9747
007778Z | MV/LV Substation RO***778Z |  | 10 kV | _ | LV | 100 kVA :Pole Substation | 0.1 | --> | 0.1 | 0.079 | 1.4 |  | --> | 0.095 | 0 | 0 | 0 | 0 | Constrained, otherwise capacity available =92 kW | --> | E17 ex KILLINICK | Killinick [T421,T422] | WEXFORD |  | 52.251 | -6.3415
255609 | MV/LV Substation HO***609 |  | 20 kV | _ | LV | 200 kVA :Kiosk Substation | 0.2 | --> | 0.2 | 0 | 0 | Constrained, otherwise capacity available =180 kVA | --> | 0.19 | 0 | 0 | 0 | 0 | Constrained, otherwise capacity available =187 kW | --> | E20 ex KILLYBEGS | Killybegs [T422] | BINBANE |  | 54.638 | -8.4805
281885X | MV/LV Substation HA***885X |  | 10 kV | _ | LV | 1000 kVA :Building Structure | 1 | --> | 1 | 0.5 | 7.88 |  | --> | 0.95 | 0 | 0 | 0.5 | 0 |  | --> | C22 ex LIBERTY STREET | Liberty Street [T101,T102] | LIBERTY STREET |  | 51.8973 | -8.4784
281158Y | MV/LV Substation WO***158Y |  | 10 kV | _ | LV | 200 kVA :Pole Substation | 0.2 | --> | 0.2 | 0 | 0 | Constrained, otherwise capacity available =149 kVA | --> | 0.19 | 0 | 0.029 | 0.162 | 0 |  | --> | C21 ex BISHOPSTOWN | Bishopstown [T41,T42] | KILBARRY |  | 51.8861 | -8.5195
052243Y | MV/LV Substation TE***243Y |  | 10 kV | _ | LV | 630 kVA :Building Structure | 0.63 | --> | 0.63 | 0.45 | 10.9 |  | --> | 0.598 | 0 | 0.021 | 0.5 | 0 |  | --> | C14 ex MULLINGAR | Mullingar [T101,T102] | MULLINGAR |  | 53.5272 | -7.3522
024670X | MV/LV Substation ME***670X |  | 10 kV | _ | LV | 50 kVA :Pole Substation | 0.05 | --> | 0.05 | 0.045 | 2.14 |  | --> | 0.048 | 0 | 0 | 0 | 0 | Constrained, otherwise capacity available =47 kW | --> | C18 ex BUTTEVANT | Buttevant [T41,T42] | MALLOW |  | 52.2229 | -8.6751
011679X | MV/LV Substation SP***679X |  | 10 kV | _ | LV | 200 kVA :Pole Substation | 0.2 | --> | 0.2 | 0 | 0 | Constrained, otherwise capacity available =146 kVA | --> | 0.19 | 0 | 0 | 0 | 0 | Constrained, otherwise capacity available =182 kW | --> | C17 ex ROSEHILL | Rosehill [T41,T42] | KILKENNY |  | 52.6324 | -7.2507
066914 | MV/LV Substation CO***914 |  | 20 kV | _ | LV | 630 kVA :Building Structure | 0.63 | --> | 0.63 | 0 | 0 | Constrained, otherwise capacity available =402 kVA | --> | 0.598 | 0 | 0 | 0 | 0 | Constrained, otherwise capacity available =596 kW | --> | E15 ex BATTER LANE TEMPORARY | Batter Lane Temporary 38kv [T421] | GLASMORE |  | 53.5042 | -6.1923
127989Y | MV/LV Substation MO***989Y |  | 10 kV | _ | LV | 50 kVA :Pole Substation | 0.05 | --> | 0.05 | 0 | 0 | Constrained, otherwise capacity available =48 kVA | --> | 0.048 | 0 | 0 | 0 | 0 | Constrained, otherwise capacity available =47 kW | --> | C17 ex HOLYCROSS ROAD | Holycross Road [T41,T42] | THURLES |  | 52.7081 | -8.0131
0694008 | MV/LV Substation LA***4008 |  | 10 kV | _ | LV | 1000 kVA :Building Structure | 1 | --> | 1 | 0.5 | 9.28 |  | --> | 0.95 | 0 | 0 | 0.5 | 0 |  | --> | C37 ex PEMBROKE | Pembroke [T41,T42,T43,T44] | RINGSEND |  | 53.3346 | -6.227
034520 | MV/LV Substation MO***520 |  | 20 kV | _ | LV | 50 kVA :Pole Substation | 0.05 | --> | 0.05 | 0.042 | 0.57 |  | --> | 0.048 | 0 | 0 | 0 | 0 | Constrained, otherwise capacity available =46 kW | --> | E23 ex LAWLESSTOWN | Lawlesstown [T42,T421] | DOON |  | 52.4321 | -7.7662
111913Z | MV/LV Substation SC***913Z |  | 20 kV | _ | LV | 400 kVA :Kiosk Substation | 0.4 | --> | 0.4 | 0 | 0 | Constrained, otherwise capacity available =309 kVA | --> | 0.38 | 0 | 0 | 0 | 0 | Constrained, otherwise capacity available =367 kW | --> | E11 ex BALLYDEHOB | Ballydehob [T421] | DUNMANWAY |  | 51.5272 | -9.5433
007241X | MV/LV Substation EL***241X |  | 20 kV | _ | LV | 400 kVA :Kiosk Substation | 0.4 | --> | 0.4 | 0.143 | 0.14 | Constrained, otherwise capacity available =338 kVA | --> | 0.38 | 0 | 0.027 | 0 | 0 | Constrained, otherwise capacity available =351 kW | --> | C12 ex CARRIGLAWN | Carriglawn [T41,T42] | WEXFORD |  | 52.3761 | -6.4517
216069X | MV/LV Substation DR***069X |  | 10 kV | _ | LV | 200 kVA :Pole Substation | 0.2 | --> | 0.2 | 0 | 0 | Constrained, otherwise capacity available =187 kVA | --> | 0.19 | 0 | 0 | 0 | 0 | Constrained, otherwise capacity available =188 kW | --> | C23 ex GLENTIES | Glenties [T41,T42] | BINBANE |  | 54.7612 | -8.4218
055490Y | MV/LV Substation CL***490Y |  | 10 kV | _ | LV | 50 kVA :Pole Substation | 0.05 | --> | 0.05 | 0 | 0 | Constrained, otherwise capacity available =36 kVA | --> | 0.048 | 0 | 0.01 | 0 | 0 | Constrained, otherwise capacity available =38 kW | --> | C15 ex RATHDOWNEY | Rathdowney [T42] | IKERRIN |  | 52.8595 | -7.6018
055021 | MV/LV Substation KN***021 |  | 10 kV | _ | LV | 50 kVA :Pole Substation | 0.05 | --> | 0.05 | 0 | 0 | Constrained, otherwise capacity available =36 kVA | --> | 0.048 | 0 | 0.004 | 0 | 0 | Constrained, otherwise capacity available =43 kW | --> | C16 ex RATHDOWNEY | Rathdowney [T42] | IKERRIN |  | 52.8517 | -7.5885
046252X | MV/LV Substation C ***252X |  | 10 kV | _ | LV | 50 kVA :Pole Substation | 0.05 | --> | 0.05 | 0.05 | 4.13 |  | --> | 0.048 | 0 | 0 | 0.048 | 0 |  | --> | C14 ex AGHAGAD | Aghagad [T41,T42] | SLIGO |  | 54.363 | -8.5176
023576X | MV/LV Substation CA***576X |  | 20 kV | _ | LV | 100 kVA :Pole Substation | 0.1 | --> | 0.1 | 0 | 0 | Constrained, otherwise capacity available =99 kVA | --> | 0.095 | 0 | 0.01 | 0 | 0 | Constrained, otherwise capacity available =88 kW | --> | E14 ex CASTLELYONS | Castlelyons [T421,T422] | BARRYMORE |  | 52.1137 | -8.2476
054092 | MV/LV Substation HA***092 |  | 10 kV | _ | LV | 200 kVA :Kiosk Substation | 0.2 | --> | 0.2 | 0 | 0 | Constrained, otherwise capacity available =129 kVA | --> | 0.19 | 0 | 0.014 | 0 | 0 | Constrained, otherwise capacity available =170 kW | --> | C21 ex PALLAS | Pallas [T41,T42] | PORTLAOISE |  | 53.0377 | -7.311
5034067 | MV/LV Substation PU***4067 |  | 10 kV | _ | LV | 50 kVA :Pole Substation | 0.05 | --> | 0.05 | 0.05 | 1.69 |  | --> | 0.048 | 0 | 0 | 0 | 0 | Constrained, otherwise capacity available =48 kW | --> | C16 ex NEWTOWNCUNNINGHAM | Newtowncunningham [T41,T42] | LETTERKENNY |  | 54.9647 | -7.5677
288170X | MV/LV Substation KI***170X |  | 10 kV | _ | LV | 630 kVA :Building Structure | 0.63 | --> | 0.63 | 0 | 0 | Constrained, otherwise capacity available =521 kVA | --> | 0.598 | 0 | 0 | 0.5 | 0 |  | --> | C19 ex CARRICKMINES | Carrickmines [T41,T42] | CARRICKMINES |  | 53.2601 | -6.2076
030281X | MV/LV Substation GH***281X |  | 20 kV | _ | LV | 200 kVA :Kiosk Substation | 0.2 | --> | 0.2 | 0 | 0 | Constrained, otherwise capacity available =161 kVA | --> | 0.19 | 0 | 0.01 | 0 | 0 | Constrained, otherwise capacity available =177 kW | --> | C13 ex CLOYNE | Cloyne [T41] | MIDLETON |  | 51.8929 | -7.9405
014626Z | MV/LV Substation CU***626Z |  | 10 kV | _ | LV | 400 kVA :Kiosk Substation | 0.4 | --> | 0.4 | 0 | 0 | Constrained, otherwise capacity available =284 kVA | --> | 0.38 | 0 | 0.02 | 0 | 0 | Constrained, otherwise capacity available =349 kW | --> | C12 ex ATHGARVAN | Athgarvan [T41,T44] | NEWBRIDGE |  | 53.1685 | -6.801
176122 | MV/LV Substation KY***122 |  | 20 kV | _ | LV | 50 kVA :Pole Substation | 0.05 | --> | 0.05 | 0.037 | 18.78 |  | --> | 0.048 | 0 | 0 | 0.046 | 0 |  | --> | E14 ex HARTNETTS CROSS | Hartnetts Cross [T121,T422] | MACROOM |  | 51.8899 | -9.0547
048976 | MV/LV Substation RN***976 |  | 20 kV | _ | LV | 100 kVA :Pole Substation | 0.1 | --> | 0.1 | 0.095 | 2.03 |  | --> | 0.095 | 0 | 0.005 | 0 | 0 | Constrained, otherwise capacity available =91 kW | --> | E15 ex MOHILL | Mohill [T421,T422] | CARRICK ON SHANNON |  | 54.0488 | -7.8014
216065X | MV/LV Substation SE***065X |  | 10 kV | _ | LV | 50 kVA :Pole Substation | 0.05 | --> | 0.05 | 0 | 0 | Constrained, otherwise capacity available =27 kVA | --> | 0.048 | 0 | 0 | 0 | 0 | Constrained, otherwise capacity available =44 kW | --> | C23 ex GLENTIES | Glenties [T41,T42] | BINBANE |  | 54.7701 | -8.4193
160009 | MV/LV Substation FR***009 |  | 10 kV | _ | LV | 150 kVA :Building Structure | 0.15 | --> | 0.15 | 0 | 0 | Constrained, otherwise capacity available =4 kVA | --> | 0.142 | 0 | 0.008 | 0 | 0 | Constrained, otherwise capacity available =115 kW | --> | C15 ex PORTARLINGTON | Portarlington [T41,T42] | PORTLAOISE |  | 53.1619 | -7.1921
036468X | MV/LV Substation AT***468X |  | 20 kV | _ | LV | 50 kVA :Pole Substation | 0.05 | --> | 0.05 | 0 | 0 | Constrained, otherwise capacity available =31 kVA | --> | 0.048 | 0 | 0 | 0 | 0 | Constrained, otherwise capacity available =45 kW | --> | E20 ex GARRANACANTY | Garranacanty [T421,T422] | TIPPERARY |  | 52.4943 | -7.9882
281110Y | MV/LV Substation BR***110Y |  | 10 kV | _ | LV | 400 kVA :Building Structure | 0.4 | --> | 0.4 | 0 | 0 | Constrained, otherwise capacity available =390 kVA | --> | 0.38 | 0 | 0 | 0 | 0 | Constrained, otherwise capacity available =379 kW | --> | C14 ex TOGHER | Togher [T41,T42] | TRABEG |  | 51.8742 | -8.4878
281700Z | MV/LV Substation CH***700Z |  | 10 kV | _ | LV | 200 kVA :Kiosk Substation | 0.2 | --> | 0.2 | 0 | 0 | Constrained, otherwise capacity available =151 kVA | --> | 0.19 | 0 | 0.007 | 0 | 0 | Constrained, otherwise capacity available =178 kW | --> | C19 ex DOUGLAS | Douglas [T41,T42] | TRABEG |  | 51.8912 | -8.416
0524766 | MV/LV Substation FA***4766 |  | 10 kV | _ | LV | 630 kVA :Kiosk Substation | 0.63 | --> | 0.63 | 0.5 | 10.9 |  | --> | 0.598 | 0 | 0.01 | 0.5 | 0 |  | --> | C12 ex MULLINGAR | Mullingar [T101,T102] | MULLINGAR |  | 53.5319 | -7.3597
281408Y | MV/LV Substation CS***408Y |  | 10 kV | _ | LV | 630 kVA :Building Structure | 0.63 | --> | 0.63 | 0.5 | 6.78 |  | --> | 0.598 | 0 | 0 | 0.5 | 0 |  | --> | C26 ex CASTLEVIEW | Castleview [T101,T102] | CASTLEVIEW |  | 51.89 | -8.4086
021708X | MV/LV Substation CI***708X |  | 10 kV | _ | LV | 400 kVA :Kiosk Substation | 0.4 | --> | 0.4 | 0 | 0 | Constrained, otherwise capacity available =299 kVA | --> | 0.38 | 0 | 0.007 | 0.361 | 0 |  | --> | C12 ex MAYFIELD | Mayfield [T41,T42] | KILBARRY |  | 51.9164 | -8.4239
503545 | MV/LV Substation CA***545 |  | 10 kV | _ | LV | 100 kVA :Pole Substation | 0.1 | --> | 0.1 | 0.097 | 1.69 |  | --> | 0.095 | 0 | 0 | 0 | 0 | Constrained, otherwise capacity available =95 kW | --> | C16 ex NEWTOWNCUNNINGHAM | Newtowncunningham [T41,T42] | LETTERKENNY |  | 54.9974 | -7.4912
136830X | MV/LV Substation CO***830X |  | 20 kV | _ | LV | 50 kVA :Pole Substation | 0.05 | --> | 0.05 | 0 | 0 | Constrained, otherwise capacity available =48 kVA | --> | 0.048 | 0 | 0 | 0 | 0 | Constrained, otherwise capacity available =47 kW | --> | C18 ex ROSCOMMON | Roscommon [T41,T42] | LANESBORO |  | 53.5835 | -8.1192
021166Y | MV/LV Substation WI***166Y |  | 20 kV | _ | LV | 400 kVA :Kiosk Substation | 0.4 | --> | 0.4 | 0 | 0 | Constrained, otherwise capacity available =270 kVA | --> | 0.38 | 0 | 0.095 | 0 | 0 | Constrained, otherwise capacity available =292 kW | --> | E21 ex CURRALEIGH | Curraleigh [T421,T422] | KILBARRY |  | 51.9287 | -8.5907
293921 | MV/LV Substation HU***921 |  | 20 kV | _ | LV | 400 kVA :Kiosk Substation | 0.4 | --> | 0.4 | 0 | 0 | Constrained, otherwise capacity available =367 kVA | --> | 0.38 | 0 | 0 | 0 | 0 | Constrained, otherwise capacity available =376 kW | --> | E17 ex BALTINGLASS | Baltinglass [T421,T422] | STRATFORD |  | 52.9151 | -6.606
034442 | MV/LV Substation MO***442 |  | 20 kV | _ | LV | 50 kVA :Pole Substation | 0.05 | --> | 0.05 | 0.049 | 0.57 |  | --> | 0.048 | 0 | 0 | 0 | 0 | Constrained, otherwise capacity available =47 kW | --> | E23 ex LAWLESSTOWN | Lawlesstown [T42,T421] | DOON |  | 52.4344 | -7.7701
016113Z | MV/LV Substation GL***113Z |  | 10 kV | _ | LV | 400 kVA :Kiosk Substation | 0.4 | --> | 0.4 | 0 | 0 | Constrained, otherwise capacity available =259 kVA | --> | 0.38 | 0 | 0.035 | 0 | 0 | Constrained, otherwise capacity available =334 kW | --> | C22 ex LEIXLIP | Leixlip [T41,T42] | GRIFFINRATH |  | 53.3676 | -6.5185
005812X | MV/LV Substation PU***812X |  | 20 kV | _ | LV | 200 kVA :Kiosk Substation | 0.2 | --> | 0.2 | 0.2 | 17.8 |  | --> | 0.19 | 0 | 0 | 0.19 | 0 |  | --> | E13 ex BANOGE | Banoge [T121,T122] | BANOGE |  | 52.6423 | -6.2263
1624085 | MV/LV Substation WW***4085 |  | 10 kV | _ | LV | 200 kVA :Pole Substation | 0.2 | --> | 0.2 | 0.185 | 0.25 |  | --> | 0.19 | 0 | 0 | 0 | 0 | Constrained, otherwise capacity available =188 kW | --> | C16 ex ROSSGEIR | Rossgeir [T41,T42] | LETTERKENNY |  | 54.9317 | -7.4589
009405Y | MV/LV Substation SI***405Y |  | 10 kV | _ | LV | 400 kVA :Kiosk Substation | 0.4 | --> | 0.4 | 0 | 0 | Constrained, otherwise capacity available =290 kVA | --> | 0.38 | 0 | 0.062 | 0 | 0 | Constrained, otherwise capacity available =319 kW | --> | C21 ex WATERFORD IND EST | Waterford Ind Est [T41,T42,T44] | BUTLERSTOWN |  | 52.2347 | -7.1454
1544184 | MV/LV Substation PO***4184 |  | 20 kV | _ | LV | 100 kVA :Pole Substation | 0.1 | --> | 0.1 | 0 | 0 | Constrained, otherwise capacity available =97 kVA | --> | 0.095 | 0 | 0 | 0.095 | 0 |  | --> | C21 ex MACETOWN | Macetown [T101,T102] | MACETOWN |  | 53.4203 | -6.4375
0594280 | MV/LV Substation LI***4280 |  | 20 kV | _ | LV | 50 kVA :Pole Substation | 0.05 | --> | 0.05 | 0 | 0 | Constrained, otherwise capacity available =50 kVA | --> | 0.048 | 0 | 0 | 0 | 0 | Constrained, otherwise capacity available =48 kW | --> | E11 ex CAVAN | Cavan [T42,T421] | SHANKILL |  | 54.0664 | -7.2088
055413X | MV/LV Substation MO***413X |  | 10 kV | _ | LV | 400 kVA :Kiosk Substation | 0.4 | --> | 0.4 | 0 | 0 | Constrained, otherwise capacity available =259 kVA | --> | 0.38 | 0 | 0.057 | 0 | 0 | Constrained, otherwise capacity available =318 kW | --> | C16 ex RATHDOWNEY | Rathdowney [T42] | IKERRIN |  | 52.8563 | -7.593
006347 | MV/LV Substation OU***347 |  | 20 kV | _ | LV | 50 kVA :Pole Substation | 0.05 | --> | 0.05 | 0.046 | 4.38 |  | --> | 0.048 | 0 | 0 | 0.047 | 0 |  | --> | E18 ex CRANE | Crane [T122] | CRANE |  | 52.5028 | -6.3944
049585X | MV/LV Substation ES***585X |  | 20 kV | _ | LV | 50 kVA :Pole Substation | 0.05 | --> | 0.05 | 0.036 | 0.21 |  | --> | 0.048 | 0 | 0.016 | 0 | 0 | Constrained, otherwise capacity available =34 kW | --> | E17 ex LONGFORD | Longford [T421,T422] | RICHMOND |  | 53.7785 | -7.7121
154534Z | MV/LV Substation OL***534Z |  | 20 kV | _ | LV | 630 kVA :Building Structure | 0.63 | --> | 0.63 | 0.5 | 41.3 |  | --> | 0.598 | 0 | 0 | 0.5 | 0 |  | --> | E13 ex CORDUFF | Corduff [T121,T122] | CORDUFF |  | 53.4172 | -6.3509
009194 | MV/LV Substation BA***194 |  | 10 kV | _ | LV | 630 kVA :Kiosk Substation | 0.63 | --> | 0.63 | 0 | 0 | Constrained, otherwise capacity available =563 kVA | --> | 0.598 | 0 | 0 | 0 | 0 | Constrained, otherwise capacity available =589 kW | --> | C21 ex WATERFORD IND EST | Waterford Ind Est [T41,T42,T44] | BUTLERSTOWN |  | 52.2438 | -7.1354
054144Z | MV/LV Substation CE***144Z |  | 10 kV | _ | LV | 400 kVA :Kiosk Substation | 0.4 | --> | 0.4 | 0 | 0 | Constrained, otherwise capacity available =280 kVA | --> | 0.38 | 0 | 0 | 0 | 0 | Constrained, otherwise capacity available =363 kW | --> | C20 ex PORTLAOISE | Portlaoise [T41,T42] | PORTLAOISE |  | 53.0371 | -7.2682
210991X | MV/LV Substation DR***991X |  | 10 kV | _ | LV | 50 kVA :Pole Substation | 0.05 | --> | 0.05 | 0 | 0 | Constrained, otherwise capacity available =42 kVA | --> | 0.048 | 0 | 0.005 | 0 | 0 | Constrained, otherwise capacity available =43 kW | --> | C19 ex CARRICKMACROSS | Carrickmacross [T41,T42] | MEATH HILL |  | 53.952 | -6.7788
162308X | MV/LV Substation FL***308X |  | 10 kV | _ | LV | 200 kVA :Kiosk Substation | 0.2 | --> | 0.2 | 0.154 | 7.25 |  | --> | 0.19 | 0 | 0.005 | 0 | 0 | Constrained, otherwise capacity available =180 kW | --> | C18 ex CONVOY | Convoy [T41,T42] | LETTERKENNY |  | 54.8617 | -7.6517
164876 | MV/LV Substation FR***876 |  | 10 kV | _ | LV | 50 kVA :Pole Substation | 0.05 | --> | 0.05 | 0.042 | 0.88 |  | --> | 0.048 | 0 | 0 | 0 | 0 | Constrained, otherwise capacity available =46 kW | --> | C22 ex ROSS CARBERY | Ross Carbery [T41,T42] | DUNMANWAY |  | 51.5961 | -9.0435
0074586 | MV/LV Substation GA***4586 |  | 20 kV | _ | LV | 50 kVA :Pole Substation | 0.05 | --> | 0.05 | 0.05 | 16.12 |  | --> | 0.048 | 0 | 0 | 0.048 | 0 |  | --> | E21 ex WEXFORD | Wexford [T121,T122] | WEXFORD |  | 52.3707 | -6.5045
081313X | MV/LV Substation RO***313X |  | 10 kV | _ | LV | 630 kVA :Kiosk Substation | 0.63 | --> | 0.63 | 0 | 0 | Constrained, otherwise capacity available =447 kVA | --> | 0.598 | 0 | 0.013 | 0.5 | 0 |  | --> | C14 ex CLONDALKIN | Clondalkin [T41,T42,T44] | INCHICORE 220KV |  | 53.3417 | -6.4025
001595 | MV/LV Substation CO***595 |  | 10 kV | _ | LV | 400 kVA :Kiosk Substation | 0.4 | --> | 0.4 | 0 | 0 | Constrained, otherwise capacity available =333 kVA | --> | 0.38 | 0 | 0.005 | 0.367 | 0 |  | --> | C13 ex LOUGHLINSTOWN | Loughlinstown [T41,T42] | CARRICKMINES |  | 53.2537 | -6.1365
0684655 | MV/LV Substation TH***4655 |  | 10 kV | _ | LV | 1000 kVA :Building Structure | 1 | --> | 1 | 0.5 | 14.34 |  | --> | 0.95 | 0 | 0 | 0.5 | 0 |  | --> | C41 ex NORTH QUAYS | North Quays [T101,T102,T103] | POOLBEG |  | 53.3519 | -6.2321
011225Y | MV/LV Substation KE***225Y |  | 10 kV | _ | LV | 100 kVA :Pole Substation | 0.1 | --> | 0.1 | 0 | 0 | Constrained, otherwise capacity available =76 kVA | --> | 0.095 | 0 | 0 | 0 | 0 | Constrained, otherwise capacity available =92 kW | --> | C23 ex GORESBRIDGE | Goresbridge [T41,T42] | KILKENNY |  | 52.6813 | -7.0273
007872 | MV/LV Substation NO***872 |  | 20 kV | _ | LV | 200 kVA :Kiosk Substation | 0.2 | --> | 0.2 | 0.127 | 0.14 |  | --> | 0.19 | 0 | 0 | 0 | 0 | Constrained, otherwise capacity available =180 kW | --> | C12 ex CARRIGLAWN | Carriglawn [T41,T42] | WEXFORD |  | 52.3564 | -6.4207
069228 | MV/LV Substation GA***228 |  | 10 kV | _ | LV | 630 kVA :Kiosk Substation | 0.63 | --> | 0.63 | 0.25 | 3 |  | --> | 0.598 | 0 | 0.027 | 0.5 | 0 |  | --> | C39 ex INCHICORE CENTRAL | Inchicore Central [T43,T45] | INCHICORE 220KV |  | 53.3352 | -6.3125
015199Z | MV/LV Substation CR***199Z |  | 10 kV | _ | LV | 50 kVA :Pole Substation | 0.05 | --> | 0.05 | 0 | 0 | Constrained, otherwise capacity available =43 kVA | --> | 0.048 | 0 | 0 | 0 | 0 | Constrained, otherwise capacity available =46 kW | --> | C11 ex NAAS | Naas [T41,T42] | KILTEEL |  | 53.1934 | -6.6367
005164Y | MV/LV Substation AV***164Y |  | 10 kV | _ | LV | 400 kVA :Building Structure | 0.4 | --> | 0.4 | 0.313 | 3.03 |  | --> | 0.38 | 0 | 0.003 | 0 | 0 | Constrained, otherwise capacity available =366 kW | --> | C24 ex RAMSTOWN | Ramstown [T41,T42] | CRANE |  | 52.6714 | -6.2941
015220Z | MV/LV Substation JO***220Z |  | 10 kV | _ | LV | 400 kVA :Kiosk Substation | 0.4 | --> | 0.4 | 0 | 0 | Constrained, otherwise capacity available =294 kVA | --> | 0.38 | 0 | 0.045 | 0 | 0 | Constrained, otherwise capacity available =332 kW | --> | C12 ex JOHNSTOWN | Johnstown [T41,T42] | KILTEEL |  | 53.2344 | -6.6239
0294434 | MV/LV Substation WA***4434 |  | 10 kV | _ | LV | 630 kVA :Kiosk Substation | 0.63 | --> | 0.63 | 0 | 0 | Constrained, otherwise capacity available =630 kVA | --> | 0.598 | 0 | 0 | 0.5 | 0 |  | --> | C19 ex MIDLETON | Midleton [T101,T102] | MIDLETON |  | 51.9244 | -8.199
209825 | MV/LV Substation FA***825 |  | 20 kV | _ | LV | 50 kVA :Pole Substation | 0.05 | --> | 0.05 | 0 | 0 | Constrained, otherwise capacity available =16 kVA | --> | 0.048 | 0 | 0 | 0 | 0 | Constrained, otherwise capacity available =43 kW | --> | C14 ex MILFORD (NR) | Milford (nr) [T41,T42] | LETTERKENNY |  | 55.2571 | -7.6687
288235X | MV/LV Substation SO***235X |  | 10 kV | _ | LV | 630 kVA :Building Structure | 0.63 | --> | 0.63 | 0.5 | 19.52 |  | --> | 0.598 | 0 | 0 | 0.5 | 0 |  | --> | C30 ex TANEY | Taney [T101,T102] | CARRICKMINES |  | 53.2833 | -6.2449
253479 | MV/LV Substation BR***479 |  | 20 kV | _ | LV | 50 kVA :Pole Substation | 0.05 | --> | 0.05 | 0 | 0 | Constrained, otherwise capacity available =47 kVA | --> | 0.048 | 0 | 0.006 | 0 | 0 | Constrained, otherwise capacity available =43 kW | --> | C23 ex TUAM NORTH | Tuam North [T41,T42] | CLOON |  | 53.5664 | -8.7925
062665X | MV/LV Substation PO***665X |  | 10 kV | _ | LV | 50 kVA :Pole Substation | 0.05 | --> | 0.05 | 0.038 | 0.72 |  | --> | 0.048 | 0 | 0 | 0 | 0 | Constrained, otherwise capacity available =46 kW | --> | C15 ex COES ROAD | Coes Road [T41,T42] | DUNDALK |  | 54.0036 | -6.3588
2494150 | MV/LV Substation CA***4150 |  | 10 kV | _ | LV | 50 kVA :Pole Substation | 0.05 | --> | 0.05 | 0 | 0 | Constrained, otherwise capacity available =39 kVA | --> | 0.048 | 0 | 0 | 0 | 0 | Constrained, otherwise capacity available =46 kW | --> | C19 ex LISMORE | Lismore [T41,T42] | DUNGARVAN |  | 52.134 | -7.9559
050372Y | MV/LV Substation RO***372Y |  | 10 kV | _ | LV | 400 kVA :Kiosk Substation | 0.4 | --> | 0.4 | 0 | 0 | Constrained, otherwise capacity available =291 kVA | --> | 0.38 | 0 | 0.007 | 0 | 0 | Constrained, otherwise capacity available =360 kW | --> | C16 ex ATHLONE | Athlone [T41,T42] | ATHLONE |  | 53.4259 | -7.9609
1964072 | MV/LV Substation AP***4072 |  | 10 kV | _ | LV | 200 kVA :Kiosk Substation | 0.2 | --> | 0.2 | 0 | 0 | Constrained, otherwise capacity available =57 kVA | --> | 0.19 | 0 | 0 | 0 | 0 | Constrained, otherwise capacity available =170 kW | --> | C18 ex TRIM | Trim [T41,T42] | NAVAN |  | 53.547 | -6.7952
064592Y | MV/LV Substation RI***592Y |  | 10 kV | _ | LV | 200 kVA :Kiosk Substation | 0.2 | --> | 0.2 | 0 | 0 | Constrained, otherwise capacity available =158 kVA | --> | 0.19 | 0 | 0.004 | 0 | 0 | Constrained, otherwise capacity available =181 kW | --> | C17 ex RATHMULLAN | Rathmullan [T41,T42] | DRYBRIDGE |  | 53.7149 | -6.3675
1564009 | MV/LV Substation WP***4009 |  | 10 kV | _ | LV | 50 kVA :Pole Substation | 0.05 | --> | 0.05 | 0.047 | 2.47 |  | --> | 0.048 | 0 | 0 | 0 | 0 | Constrained, otherwise capacity available =47 kW | --> | C12 ex TELAYDON | Telaydon [T42,T421] | LISDRUM |  | 54.2528 | -6.9567
3654116 | MV/LV Substation DO***4116 |  | 10 kV | _ | LV | 400 kVA :Kiosk Substation | 0.4 | --> | 0.4 | 0 | 0 | Constrained, otherwise capacity available =400 kVA | --> | 0.38 | 0 | 0 | 0.38 | 0 |  | --> | C22 ex OLDBAWN | Oldbawn [T41,T42] | COOKSTOWN |  | 53.2694 | -6.3471
258723 | MV/LV Substation JO***723 |  | 20 kV | _ | LV | 100 kVA :Pole Substation | 0.1 | --> | 0.1 | 0.095 | 1.86 |  | --> | 0.095 | 0 | 0 | 0 | 0 | Constrained, otherwise capacity available =94 kW | --> | E17 ex CREESLOUGH | Creeslough [T421] | ARDNAGAPPARY |  | 55.1714 | -7.9007
068742X | MV/LV Substation HE***742X |  | 10 kV | _ | LV | 400 kVA :Kiosk Substation | 0.4 | --> | 0.4 | 0.385 | 1.47 |  | --> | 0.38 | 0 | 0 | 0.378 | 0 |  | --> | C11 ex MARROWBONE LANE | Marrowbone Lane [T42] | INCHICORE 220KV |  | 53.3345 | -6.2987
068276X | MV/LV Substation CO***276X |  | 10 kV | _ | LV | 630 kVA :Building Structure | 0.63 | --> | 0.63 | 0 | 0 | Constrained, otherwise capacity available =508 kVA | --> | 0.598 | 0 | 0 | 0.5 | 0 |  | --> | C18 ex WATLING STREET | Watling Street [T41,T42] | FRANCIS STREET |  | 53.3478 | -6.2844
042997X | MV/LV Substation BU***997X |  | 10 kV | _ | LV | 630 kVA :Kiosk Substation | 0.63 | --> | 0.63 | 0 | 0 | Constrained, otherwise capacity available =564 kVA | --> | 0.598 | 0 | 0 | 0 | 0 | Constrained, otherwise capacity available =589 kW | --> | E18 ex WINDSOR | Windsor [T421,T422] | CASTLEBAR |  | 53.8581 | -9.279
001594 | MV/LV Substation WI***594 |  | 10 kV | _ | LV | 200 kVA :Kiosk Substation | 0.2 | --> | 0.2 | 0 | 0 | Constrained, otherwise capacity available =106 kVA | --> | 0.19 | 0 | 0.006 | 0.172 | 0 |  | --> | C13 ex LOUGHLINSTOWN | Loughlinstown [T41,T42] | CARRICKMINES |  | 53.2552 | -6.1361
122986 | MV/LV Substation ER***986 |  | 10 kV | _ | LV | 400 kVA :Kiosk Substation | 0.4 | --> | 0.4 | 0.352 | 4.18 |  | --> | 0.38 | 0 | 0.002 | 0 | 0 | Constrained, otherwise capacity available =372 kW | --> | C18 ex KINGSCOURT | Kingscourt [T41,T42] | MEATH HILL |  | 53.9003 | -6.8017
137505 | MV/LV Substation BA***505 |  | 10 kV | _ | LV | 100 kVA :Pole Substation | 0.1 | --> | 0.1 | 0.088 | 2 |  | --> | 0.095 | 0 | 0.003 | 0 | 0 | Constrained, otherwise capacity available =91 kW | --> | C15 ex CAUSEWAY | Causeway [T41,T42] | TRALEE |  | 52.3533 | -9.8057
069365 | MV/LV Substation KN***365 |  | 10 kV | _ | LV | 630 kVA :Building Structure | 0.63 | --> | 0.63 | 0.405 | 4.91 |  | --> | 0.598 | 0 | 0.063 | 0.5 | 0 |  | --> | C11 ex CRUMLIN | Crumlin [T41,T42] | INCHICORE 220KV |  | 53.3291 | -6.3145
1364229 | MV/LV Substation MO***4229 |  | 20 kV | _ | LV | 50 kVA :Pole Substation | 0.05 | --> | 0.05 | 0 | 0 | Constrained, otherwise capacity available =46 kVA | --> | 0.048 | 0 | 0.015 | 0 | 0 | Constrained, otherwise capacity available =36 kW | --> | C17 ex ROSCOMMON | Roscommon [T41,T42] | LANESBORO |  | 53.6273 | -8.2564
132019 | MV/LV Substation AS***019 |  | 10 kV | _ | LV | 400 kVA :Kiosk Substation | 0.4 | --> | 0.4 | 0 | 0 | Constrained, otherwise capacity available =304 kVA | --> | 0.38 | 0 | 0.026 | 0 | 0 | Constrained, otherwise capacity available =347 kW | --> | C16 ex LOUGHREA | Loughrea [T41,T42] | SOMERSET |  | 53.2018 | -8.577
066684 | MV/LV Substation NE***684 |  | 20 kV | _ | LV | 50 kVA :Pole Substation | 0.05 | --> | 0.05 | 0 | 0 | Constrained, otherwise capacity available =47 kVA | --> | 0.048 | 0 | 0 | 0 | 0 | Constrained, otherwise capacity available =47 kW | --> | E20 ex GLASMORE | Glasmore [T421,T422] | GLASMORE |  | 53.479 | -6.2232
1164033 | MV/LV Substation BO***4033 |  | 10 kV | _ | LV | 100 kVA :Pole Substation | 0.1 | --> | 0.1 | 0.093 | 7.32 |  | --> | 0.095 | 0 | 0 | 0.094 | 0 |  | --> | C12 ex CARROWBEG | Carrowbeg [T41,T42] | CARROWBEG |  | 53.805 | -9.5095
073046X | MV/LV Substation GL***046X |  | 20 kV | _ | LV | 200 kVA :Kiosk Substation | 0.2 | --> | 0.2 | 0 | 0 | Constrained, otherwise capacity available =154 kVA | --> | 0.19 | 0 | 0.013 | 0 | 0 | Constrained, otherwise capacity available =174 kW | --> | C15 ex MOATE | Moate [T41,T42] | ATHLONE |  | 53.4024 | -7.7356
0144260 | MV/LV Substation SI***4260 |  | 10 kV | _ | LV | 50 kVA :Pole Substation | 0.05 | --> | 0.05 | 0 | 0 | Constrained, otherwise capacity available =47 kVA | --> | 0.048 | 0 | 0 | 0 | 0 | Constrained, otherwise capacity available =47 kW | --> | C19 ex KILDARE | Kildare [T41,T42] | NEWBRIDGE |  | 53.1642 | -6.9207
0694191 | MV/LV Substation SI***4191 |  | 10 kV | _ | LV | 630 kVA :Kiosk Substation | 0.63 | --> | 0.63 | 0 | 0 | Constrained, otherwise capacity available =630 kVA | --> | 0.598 | 0 | 0 | 0.5 | 0 |  | --> | C18 ex BALLYBODEN | Ballyboden [T41,T42] | COOKSTOWN |  | 53.2923 | -6.2873
165880 | MV/LV Substation FL***880 |  | 20 kV | _ | LV | 400 kVA :Building Structure | 0.4 | --> | 0.4 | 0 | 0 | Constrained, otherwise capacity available =382 kVA | --> | 0.38 | 0 | 0 | 0 | 0 | Constrained, otherwise capacity available =378 kW | --> | C11 ex TIMOLEAGUE | Timoleague [T41] | BANDON |  | 51.6387 | -8.7693
011902Y | MV/LV Substation NU***902Y |  | 10 kV | _ | LV | 400 kVA :Kiosk Substation | 0.4 | --> | 0.4 | 0 | 0 | Constrained, otherwise capacity available =353 kVA | --> | 0.38 | 0 | 0.011 | 0 | 0 | Constrained, otherwise capacity available =365 kW | --> | C14 ex ROSEHILL | Rosehill [T41,T42] | KILKENNY |  | 52.6477 | -7.2444
150584 | MV/LV Substation MU***584 |  | 20 kV | _ | LV | 200 kVA :Pole Substation | 0.2 | --> | 0.2 | 0.131 | 3.96 |  | --> | 0.19 | 0 | 0 | 0 | 0 | Constrained, otherwise capacity available =180 kW | --> | E18 ex STRANORLAR | Stranorlar [T421,T422] | LETTERKENNY |  | 54.8045 | -7.7521
110194X | MV/LV Substation FI***194X |  | 20 kV | _ | LV | 100 kVA :Pole Substation | 0.1 | --> | 0.1 | 0.084 | 0.76 |  | --> | 0.095 | 0 | 0.006 | 0 | 0 | Constrained, otherwise capacity available =88 kW | --> | E19 ex KENMARE | Kenmare [T421] | KNOCKEARAGH |  | 51.8907 | -9.5983
052751Y | MV/LV Substation BU***751Y |  | 10 kV | _ | LV | 400 kVA :Building Structure | 0.4 | --> | 0.4 | 0.26 | 10.9 |  | --> | 0.38 | 0 | 0 | 0.36 | 0 |  | --> | C19 ex MULLINGAR | Mullingar [T101,T102] | MULLINGAR |  | 53.5268 | -7.3364
001215 | MV/LV Substation EL***215 |  | 10 kV | _ | LV | 400 kVA :Kiosk Substation | 0.4 | --> | 0.4 | 0.277 | 0.86 |  | --> | 0.38 | 0 | 0.01 | 0.356 | 0 |  | --> | C16 ex BELFIELD | Belfield [T41,T42] | BLACKROCK |  | 53.3178 | -6.2149
1564293 | MV/LV Substation KN***4293 |  | 20 kV | _ | LV | 50 kVA :Pole Substation | 0.05 | --> | 0.05 | 0.049 | 2.47 |  | --> | 0.048 | 0 | 0.005 | 0 | 0 | Constrained, otherwise capacity available =44 kW | --> | E19 ex TELAYDON | Telaydon [T42,T421] | LISDRUM |  | 54.3114 | -6.9773
014606Z | MV/LV Substation DU***606Z |  | 10 kV | _ | LV | 200 kVA :Kiosk Substation | 0.2 | --> | 0.2 | 0.144 | 0.63 |  | --> | 0.19 | 0 | 0.029 | 0 | 0 | Constrained, otherwise capacity available =161 kW | --> | C16 ex KILCULLEN | Kilcullen [T41,T42,T424] | STRATFORD |  | 53.121 | -6.83
0674376 | MV/LV Substation MU***4376 |  | 10 kV | _ | LV | 630 kVA :Kiosk Substation | 0.63 | --> | 0.63 | 0 | 0 | Constrained, otherwise capacity available =630 kVA | --> | 0.598 | 0 | 0 | 0 | 0 | Constrained, otherwise capacity available =598 kW | --> | C13 ex DOCK ROAD | Dock Road [T41,T42] | LIMERICK |  | 52.6295 | -8.682
003484Y | MV/LV Substation TH***484Y |  | 10 kV | _ | LV | 400 kVA :Kiosk Substation | 0.4 | --> | 0.4 | 0.4 | 11.58 |  | --> | 0.38 | 0 | 0 | 0 | 0 | Constrained, otherwise capacity available =380 kW | --> | C25 ex BALLYBEG | Ballybeg [T101,T102] | CARRICKMINES |  | 52.9936 | -6.0491
160013Y | MV/LV Substation SH***013Y |  | 10 kV | _ | LV | 100 kVA :Pole Substation | 0.1 | --> | 0.1 | 0 | 0 | Constrained, otherwise capacity available =50 kVA | --> | 0.095 | 0 | 0 | 0 | 0 | Constrained, otherwise capacity available =88 kW | --> | C20 ex MOUNTMELLICK | Mountmellick [T41,T42] | PORTLAOISE |  | 53.0782 | -7.2517
293549Y | MV/LV Substation SH***549Y |  | 20 kV | _ | LV | 50 kVA :Pole Substation | 0.05 | --> | 0.05 | 0.05 | 2.83 |  | --> | 0.048 | 0 | 0 | 0 | 0 | Constrained, otherwise capacity available =48 kW | --> | E13 ex BAGENALSTOWN | Bagenalstown [T421,T422] | CARLOW |  | 52.6787 | -6.8347
058144X | MV/LV Substation AB***144X |  | 10 kV | _ | LV | 400 kVA :Kiosk Substation | 0.4 | --> | 0.4 | 0.165 | 3 |  | --> | 0.38 | 0 | 0.005 | 0 | 0 | Constrained, otherwise capacity available =343 kW | --> | C18 ex NENAGH | Nenagh [T41,T42] | NENAGH |  | 52.8647 | -8.1906
0644056 | MV/LV Substation RE***4056 |  | 20 kV | _ | LV | 200 kVA :Pole Substation | 0.2 | --> | 0.2 | 0 | 0 | Constrained, otherwise capacity available =158 kVA | --> | 0.19 | 0 | 0 | 0 | 0 | Constrained, otherwise capacity available =184 kW | --> | C13 ex MORNINGTON ROAD | Mornington Road [T41,T42] | DRYBRIDGE |  | 53.708 | -6.2744
053104 | MV/LV Substation GL***104 |  | 10 kV | _ | LV | 200 kVA :Kiosk Substation | 0.2 | --> | 0.2 | 0.147 | 2.39 |  | --> | 0.19 | 0 | 0.022 | 0 | 0 | Constrained, otherwise capacity available =166 kW | --> | C12 ex SRAH | Srah [T41,T42] | THORNSBERRY |  | 53.2791 | -7.5028
377357 | MV/LV Substation RA***357 |  | 20 kV | _ | LV | 100 kVA :Pole Substation | 0.1 | --> | 0.1 | 0 | 0 | Constrained, otherwise capacity available =83 kVA | --> | 0.095 | 0 | 0 | 0 | 0 | Constrained, otherwise capacity available =93 kW | --> | E16 ex GURRANEBANE | Gurranebane [T421,T422] | OUGHTRAGH |  | 51.758 | -10.0971
0264385 | MV/LV Substation CA***4385 |  | 10 kV | _ | LV | 400 kVA :Kiosk Substation | 0.4 | --> | 0.4 | 0.4 | 8.66 |  | --> | 0.38 | 0 | 0 | 0 | 0 | Constrained, otherwise capacity available =380 kW | --> | C17 ex BANDON | Bandon [T101,T42] | BANDON |  | 51.768 | -8.6641
046943 | MV/LV Substation HA***943 |  | 10 kV | _ | LV | 100 kVA :Pole Substation | 0.1 | --> | 0.1 | 0.076 | 5.48 |  | --> | 0.095 | 0 | 0.011 | 0.084 | 0 |  | --> | C15 ex BALLYTIVNAN | Ballytivnan [T41,T42] | SLIGO |  | 54.2726 | -8.4297
2654097 | MV/LV Substation TH***4097 |  | 20 kV | _ | LV | 50 kVA :Pole Substation | 0.05 | --> | 0.05 | 0.05 | 2.56 |  | --> | 0.048 | 0 | 0 | 0.048 | 0 |  | --> | C18 ex KILLESHANDRA | Killeshandra [T41,T42] | GORTAWEE |  | 53.9972 | -7.5839
068082X | MV/LV Substation BA***082X |  | 10 kV | _ | LV | 1000 kVA :Building Structure | 1 | --> | 1 | 0.38 | 2.6 |  | --> | 0.95 | 0 | 0.02 | 0.5 | 0 |  | --> | C28 ex WOLFE TONE STREET | Wolfe Tone Street [T101,T102] | FINGLAS |  | 53.347 | -6.2627
160616 | MV/LV Substation RE***616 |  | 20 kV | _ | LV | 200 kVA :Pole Substation | 0.2 | --> | 0.2 | 0 | 0 | Constrained, otherwise capacity available =98 kVA | --> | 0.19 | 0 | 0 | 0 | 0 | Constrained, otherwise capacity available =176 kW | --> | C11 ex MOUNTMELLICK | Mountmellick [T41,T42] | PORTLAOISE |  | 53.1612 | -7.4737
050881Y | MV/LV Substation JO***881Y |  | 10 kV | _ | LV | 630 kVA :Building Structure | 0.63 | --> | 0.63 | 0 | 0 | Constrained, otherwise capacity available =475 kVA | --> | 0.598 | 0 | 0.013 | 0 | 0 | Constrained, otherwise capacity available =567 kW | --> | C23 ex ATHLONE | Athlone [T41,T42] | ATHLONE |  | 53.4319 | -7.9477
037747X | MV/LV Substation CA***747X |  | 10 kV | _ | LV | 630 kVA :Building Structure | 0.63 | --> | 0.63 | 0 | 0 | Constrained, otherwise capacity available =584 kVA | --> | 0.598 | 0 | 0 | 0 | 0 | Constrained, otherwise capacity available =592 kW | --> | C19 ex ENNIS NORTH | Ennis North [T41,T42] | ENNIS |  | 52.8748 | -8.9615
081347Y | MV/LV Substation ST***347Y |  | 10 kV | _ | LV | 200 kVA :Pole Substation | 0.2 | --> | 0.2 | 0 | 0 | Constrained, otherwise capacity available =185 kVA | --> | 0.19 | 0 | 0 | 0 | 0 | Constrained, otherwise capacity available =188 kW | --> | C19 ex CELBRIDGE | Celbridge [T41,T42] | GRIFFINRATH |  | 53.3102 | -6.6098
156169Z | MV/LV Substation DI***169Z |  | 10 kV | _ | LV | 400 kVA :Kiosk Substation | 0.4 | --> | 0.4 | 0.373 | 2.47 |  | --> | 0.38 | 0 | 0 | 0 | 0 | Constrained, otherwise capacity available =376 kW | --> | E21 ex TELAYDON | Telaydon [T42,T421] | LISDRUM |  | 54.2489 | -6.9666
0664372 | MV/LV Substation TR***4372 |  | 20 kV | _ | LV | 100 kVA :Pole Substation | 0.1 | --> | 0.1 | 0 | 0 | Constrained, otherwise capacity available =100 kVA | --> | 0.095 | 0 | 0 | 0 | 0 | Constrained, otherwise capacity available =95 kW | --> | E17 ex BALTRASNA | Baltrasna [T121,T122] | BALTRASNA |  | 53.5399 | -6.5251
064366Z | MV/LV Substation SI***366Z |  | 10 kV | _ | LV | 630 kVA :Kiosk Substation | 0.63 | --> | 0.63 | 0 | 0 | Constrained, otherwise capacity available =630 kVA | --> | 0.598 | 0 | 0 | 0 | 0 | Constrained, otherwise capacity available =598 kW | --> | C17 ex MORNINGTON ROAD | Mornington Road [T41,T42] | DRYBRIDGE |  | 53.7147 | -6.3442
067262Y | MV/LV Substation KI***262Y |  | 10 kV | _ | LV | 400 kVA :Building Structure | 0.4 | --> | 0.4 | 0 | 0 | Constrained, otherwise capacity available =325 kVA | --> | 0.38 | 0 | 0 | 0.37 | 0 |  | --> | C11 ex GARRYOWEN | Garryowen [T41,T42] | LIMERICK |  | 52.6524 | -8.6024
066736Z | MV/LV Substation TH***736Z |  | 10 kV | _ | LV | 630 kVA :Kiosk Substation | 0.63 | --> | 0.63 | 0 | 0 | Constrained, otherwise capacity available =564 kVA | --> | 0.598 | 0 | 0.003 | 0 | 0 | Constrained, otherwise capacity available =587 kW | --> | E17 ex GLASMORE | Glasmore [T421,T422] | GLASMORE |  | 53.4474 | -6.2446
067142 | MV/LV Substation KR***142 |  | 10 kV | _ | LV | 1000 kVA :Building Structure | 1 | --> | 1 | 0 | 0 | Constrained, otherwise capacity available =843 kVA | --> | 0.95 | 0 | 0 | 0.5 | 0 |  | --> | C20 ex GARRYOWEN | Garryowen [T41,T42] | LIMERICK |  | 52.6473 | -8.6149
069749 | MV/LV Substation FO***749 |  | 10 kV | _ | LV | 630 kVA :Kiosk Substation | 0.63 | --> | 0.63 | 0.5 | 0.91 |  | --> | 0.598 | 0 | 0 | 0.5 | 0 |  | --> | C16 ex KIMMAGE | Kimmage [T41,T42] | INCHICORE 220KV |  | 53.3274 | -6.3019
068719X | MV/LV Substation CA***719X |  | 10 kV | _ | LV | 1000 kVA :Building Structure | 1 | --> | 1 | 0 | 0 | Constrained, otherwise capacity available =650 kVA | --> | 0.95 | 0 | 0 | 0.5 | 0 |  | --> | C14 ex NEWMARKET (DR) | Newmarket (dr) [T41] | FRANCIS STREET |  | 53.3363 | -6.2871
0464184 | MV/LV Substation BA***4184 |  | 10 kV | _ | LV | 50 kVA :Pole Substation | 0.05 | --> | 0.05 | 0.05 | 4.13 |  | --> | 0.048 | 0 | 0 | 0.048 | 0 |  | --> | C18 ex AGHAGAD | Aghagad [T41,T42] | SLIGO |  | 54.3564 | -8.6093
007351 | MV/LV Substation SO***351 |  | 10 kV | _ | LV | 200 kVA :Pole Substation | 0.2 | --> | 0.2 | 0 | 0 | Constrained, otherwise capacity available =181 kVA | --> | 0.19 | 0 | 0 | 0 | 0 | Constrained, otherwise capacity available =187 kW | --> | C20 ex MULGANNON | Mulgannon [T41,T42] | WEXFORD |  | 52.3027 | -6.445
214805 | MV/LV Substation CL***805 |  | 10 kV | _ | LV | 50 kVA :Pole Substation | 0.05 | --> | 0.05 | 0 | 0 | Constrained, otherwise capacity available =46 kVA | --> | 0.048 | 0 | 0.006 | 0 | 0 | Constrained, otherwise capacity available =42 kW | --> | C15 ex DRUMQUIN | Drumquin [T42] | ENNIS |  | 52.7379 | -9.18
365157 | MV/LV Substation PR***157 |  | 10 kV | _ | LV | 1000 kVA :Building Structure | 1 | --> | 1 | 0 | 0 | Constrained, otherwise capacity available =670 kVA | --> | 0.95 | 0 | 0 | 0.5 | 0 |  | --> | C21 ex BELGARD | Belgard [T41,T42] | COOKSTOWN |  | 53.2879 | -6.3567
281500Z | MV/LV Substation HA***500Z |  | 10 kV | _ | LV | 400 kVA :Building Structure | 0.4 | --> | 0.4 | 0 | 0 | Constrained, otherwise capacity available =287 kVA | --> | 0.38 | 0 | 0.015 | 0 | 0 | Constrained, otherwise capacity available =353 kW | --> | C21 ex DOUGLAS | Douglas [T41,T42] | TRABEG |  | 51.8782 | -8.3935
153046X | MV/LV Substation O/***046X |  | 20 kV | _ | LV | 200 kVA :Kiosk Substation | 0.2 | --> | 0.2 | 0 | 0 | Constrained, otherwise capacity available =153 kVA | --> | 0.19 | 0 | 0.015 | 0 | 0 | Constrained, otherwise capacity available =172 kW | --> | E13 ex BIRDHILL | Birdhill [T421,T422] | ARDNACRUSHA |  | 52.7532 | -8.5026
009029Y | MV/LV Substation BA***029Y |  | 10 kV | _ | LV | 400 kVA :Kiosk Substation | 0.4 | --> | 0.4 | 0 | 0 | Constrained, otherwise capacity available =261 kVA | --> | 0.38 | 0 | 0.084 | 0 | 0 | Constrained, otherwise capacity available =298 kW | --> | E12 ex KILCARRAGH | Kilcarragh [T421,T422] | BUTLERSTOWN |  | 52.2419 | -7.0624
2554022 | MV/LV Substation WA***4022 |  | 20 kV | _ | LV | 50 kVA :Pole Substation | 0.05 | --> | 0.05 | 0 | 0 | Constrained, otherwise capacity available =22 kVA | --> | 0.048 | 0 | 0 | 0 | 0 | Constrained, otherwise capacity available =44 kW | --> | E20 ex KILLYBEGS | Killybegs [T422] | BINBANE |  | 54.6475 | -8.4488
0354158 | MV/LV Substation NE***4158 |  | 10 kV | _ | LV | 50 kVA :Pole Substation | 0.05 | --> | 0.05 | 0.05 | 6.17 |  | --> | 0.048 | 0 | 0 | 0 | 0 | Constrained, otherwise capacity available =48 kW | --> | C24 ex CAHIR | Cahir [T41,T42] | CAHIR |  | 52.4417 | -7.8811
281887X | MV/LV Substation ED***887X |  | 10 kV | _ | LV | 400 kVA :Kiosk Substation | 0.4 | --> | 0.4 | 0.292 | 6.78 |  | --> | 0.38 | 0 | 0.065 | 0.317 | 0 |  | --> | C26 ex CASTLEVIEW | Castleview [T101,T102] | CASTLEVIEW |  | 51.895 | -8.3977
0814253 | MV/LV Substation GR***4253 |  | 10 kV | _ | LV | 630 kVA :Kiosk Substation | 0.63 | --> | 0.63 | 0 | 0 | Constrained, otherwise capacity available =538 kVA | --> | 0.598 | 0 | 0.044 | 0.5 | 0 |  | --> | C29 ex GRANGE CASTLE | Grange Castle [T101,T102] | INCHICORE 220KV |  | 53.2961 | -6.4998
039887 | MV/LV Substation RO***887 |  | 10 kV | _ | LV | 400 kVA :Kiosk Substation | 0.4 | --> | 0.4 | 0.34 | 11.03 |  | --> | 0.38 | 0 | 0.003 | 0.37 | 0 |  | --> | C22 ex SALTHILL | Salthill [T101,T102] | SALTHILL |  | 53.2737 | -9.0915
009217X | MV/LV Substation GR***217X |  | 10 kV | _ | LV | 200 kVA :Kiosk Substation | 0.2 | --> | 0.2 | 0 | 0 | Constrained, otherwise capacity available =139 kVA | --> | 0.19 | 0 | 0.052 | 0 | 0 | Constrained, otherwise capacity available =143 kW | --> | E12 ex KILCARRAGH | Kilcarragh [T421,T422] | BUTLERSTOWN |  | 52.2364 | -7.0756
293427X | MV/LV Substation RA***427X |  | 20 kV | _ | LV | 200 kVA :Pole Substation | 0.2 | --> | 0.2 | 0 | 0 | Constrained, otherwise capacity available =80 kVA | --> | 0.19 | 0 | 0.1 | 0 | 0 | Constrained, otherwise capacity available =112 kW | --> | E12 ex BALTINGLASS | Baltinglass [T421,T422] | STRATFORD |  | 53.028 | -6.7264
0504457 | MV/LV Substation DU***4457 |  | 10 kV | _ | LV | 630 kVA :Kiosk Substation | 0.63 | --> | 0.63 | 0.5 | 6.49 |  | --> | 0.598 | 0 | 0.005 | 0 | 0 | Constrained, otherwise capacity available =589 kW | --> | C18 ex BUSHFIELD | Bushfield [T41,T42] | ATHLONE |  | 53.4362 | -7.926
139679Y | MV/LV Substation KI***679Y |  | 10 kV | _ | LV | 200 kVA :Kiosk Substation | 0.2 | --> | 0.2 | 0.139 | 4 |  | --> | 0.19 | 0 | 0.015 | 0 | 0 | Constrained, otherwise capacity available =170 kW | --> | C18 ex BALLYJAMESDUFF | Ballyjamesduff [T41,T42] | SHANKILL |  | 53.8682 | -7.1908
281256Z | MV/LV Substation UN***256Z |  | 10 kV | _ | LV | 400 kVA :Building Structure | 0.4 | --> | 0.4 | 0 | 0 | Constrained, otherwise capacity available =387 kVA | --> | 0.38 | 0 | 0 | 0.378 | 0 |  | --> | C22 ex BISHOPSTOWN | Bishopstown [T41,T42] | KILBARRY |  | 51.8742 | -8.5426
059618Y | MV/LV Substation RI***618Y |  | 20 kV | _ | LV | 100 kVA :Pole Substation | 0.1 | --> | 0.1 | 0.066 | 0.07 | Constrained, otherwise capacity available =69 kVA | --> | 0.095 | 0 | 0.01 | 0 | 0 | Constrained, otherwise capacity available =83 kW | --> | E15 ex BALLYCONNELL | Ballyconnell [T421,T422] | GORTAWEE |  | 54.1258 | -7.4396
0234188 | MV/LV Substation BA***4188 |  | 20 kV | _ | LV | 50 kVA :Pole Substation | 0.05 | --> | 0.05 | 0.05 | 0.22 |  | --> | 0.048 | 0 | 0 | 0 | 0 | Constrained, otherwise capacity available =48 kW | --> | C16 ex KILSHANNY | Kilshanny [T41,T42] | CAHIR |  | 52.2086 | -8.0892
293978Y | MV/LV Substation WO***978Y |  | 20 kV | _ | LV | 400 kVA :Kiosk Substation | 0.4 | --> | 0.4 | 0.373 | 0.43 |  | --> | 0.38 | 0 | 0.021 | 0 | 0 | Constrained, otherwise capacity available =361 kW | --> | E12 ex TULLOW | Tullow [T421,T422] | CARLOW |  | 52.7953 | -6.7294
066371Z | MV/LV Substation CA***371Z |  | 10 kV | _ | LV | 200 kVA :Kiosk Substation | 0.2 | --> | 0.2 | 0 | 0 | Constrained, otherwise capacity available =125 kVA | --> | 0.19 | 0 | 0.015 | 0 | 0 | Constrained, otherwise capacity available =168 kW | --> | C21 ex MALAHIDE | Malahide [T41,T42] | GLASMORE |  | 53.4498 | -6.1561
050998 | MV/LV Substation MO***998 |  | 10 kV | _ | LV | 50 kVA :Pole Substation | 0.05 | --> | 0.05 | 0 | 0 | Constrained, otherwise capacity available =34 kVA | --> | 0.048 | 0 | 0 | 0 | 0 | Constrained, otherwise capacity available =45 kW | --> | C24 ex ATHLONE | Athlone [T41,T42] | ATHLONE |  | 53.4205 | -7.9765
069199 | MV/LV Substation KE***199 |  | 10 kV | _ | LV | 630 kVA :Kiosk Substation | 0.63 | --> | 0.63 | 0.419 | 4.91 |  | --> | 0.598 | 0 | 0.003 | 0.5 | 0 |  | --> | C11 ex CRUMLIN | Crumlin [T41,T42] | INCHICORE 220KV |  | 53.3322 | -6.3016
192572 | MV/LV Substation AN***572 |  | 10 kV | _ | LV | 200 kVA :Pole Substation | 0.2 | --> | 0.2 | 0.134 | 1.56 |  | --> | 0.19 | 0 | 0 | 0 | 0 | Constrained, otherwise capacity available =181 kW | --> | C13 ex DERRYBEG | Derrybeg [T41,T42] | ARDNAGAPPARY |  | 55.0209 | -8.3259
0664025 | MV/LV Substation PA***4025 |  | 10 kV | _ | LV | 200 kVA :Kiosk Substation | 0.2 | --> | 0.2 | 0.2 | 12.96 |  | --> | 0.19 | 0 | 0 | 0.19 | 0 |  | --> | C28 ex ARTANE | Artane [T101,T102] | FINGLAS |  | 53.3881 | -6.2017
069050 | MV/LV Substation BE***050 |  | 10 kV | _ | LV | 630 kVA :Building Structure | 0.63 | --> | 0.63 | 0.354 | 3 |  | --> | 0.598 | 0 | 0.02 | 0.5 | 0 |  | --> | C32 ex INCHICORE CENTRAL | Inchicore Central [T43,T45] | INCHICORE 220KV |  | 53.3332 | -6.3111
068658X | MV/LV Substation IS***658X |  | 10 kV | _ | LV | 630 kVA :Building Structure | 0.63 | --> | 0.63 | 0.5 | 20.78 |  | --> | 0.598 | 0 | 0 | 0.5 | 0 |  | --> | C12 ex HEUSTON SQUARE | Heuston Square [T101,T102] | INCHICORE 220KV |  | 53.3453 | -6.3085
021105 | MV/LV Substation AR***105 |  | 10 kV | _ | LV | 200 kVA :Kiosk Substation | 0.2 | --> | 0.2 | 0 | 0 | Constrained, otherwise capacity available =148 kVA | --> | 0.19 | 0 | 0.057 | 0.141 | 0 |  | --> | C18 ex MAYFIELD | Mayfield [T41,T42] | KILBARRY |  | 51.9058 | -8.452
1274602 | MV/LV Substation DU***4602 |  | 10 kV | _ | LV | 630 kVA :Kiosk Substation | 0.63 | --> | 0.63 | 0 | 0 | Constrained, otherwise capacity available =630 kVA | --> | 0.598 | 0 | 0 | 0 | 0 | Constrained, otherwise capacity available =598 kW | --> | C15 ex LOUGHTAGALLA | Loughtagalla [T41,T42] | THURLES |  | 52.6828 | -7.7926
281351Z | MV/LV Substation PA***351Z |  | 10 kV | _ | LV | 400 kVA :Kiosk Substation | 0.4 | --> | 0.4 | 0.286 | 4.3 |  | --> | 0.38 | 0 | 0 | 0.364 | 0 |  | --> | C11 ex RINGASKIDDY 110KV | Ringaskiddy 110kv [T42] | BARNAHELY |  | 51.8716 | -8.3364
067276 | MV/LV Substation EL***276 |  | 10 kV | _ | LV | 200 kVA :Building Structure | 0.2 | --> | 0.2 | 0 | 0 | Constrained, otherwise capacity available =200 kVA | --> | 0.19 | 0 | 0 | 0.19 | 0 |  | --> | C12 ex ROCHES STREET | Roches Street [T41,T42] | LIMERICK |  | 52.6614 | -8.6244
0624020 | MV/LV Substation LI***4020 |  | 10 kV | _ | LV | 200 kVA :Kiosk Substation | 0.2 | --> | 0.2 | 0.13 | 5.69 |  | --> | 0.19 | 0 | 0 | 0 | 0 | Constrained, otherwise capacity available =180 kW | --> | C19 ex RAMPARTS | Ramparts [T41,T42] | DUNDALK |  | 54.0085 | -6.3926
066836Z | MV/LV Substation RA***836Z |  | 20 kV | _ | LV | 630 kVA :Building Structure | 0.63 | --> | 0.63 | 0 | 0 | Constrained, otherwise capacity available =343 kVA | --> | 0.598 | 0 | 0 | 0 | 0 | Constrained, otherwise capacity available =558 kW | --> | E21 ex BALTRASNA | Baltrasna [T121,T122] | BALTRASNA |  | 53.5204 | -6.4056
071963 | MV/LV Substation BU***963 |  | 10 kV | _ | LV | 630 kVA :Building Structure | 0.63 | --> | 0.63 | 0.5 | 5.58 |  | --> | 0.598 | 0 | 0.026 | 0.5 | 0 |  | --> | C14 ex KILCOOLE | Kilcoole [T41,T42] | FASSAROE |  | 53.1041 | -6.0698
048882 | MV/LV Substation AR***882 |  | 20 kV | _ | LV | 50 kVA :Pole Substation | 0.05 | --> | 0.05 | 0.046 | 2.03 |  | --> | 0.048 | 0 | 0 | 0 | 0 | Constrained, otherwise capacity available =47 kW | --> | E15 ex MOHILL | Mohill [T421,T422] | CARRICK ON SHANNON |  | 53.9332 | -7.8688
068271X | MV/LV Substation SM***271X |  | 10 kV | _ | LV | 630 kVA :Building Structure | 0.63 | --> | 0.63 | 0 | 0 | Constrained, otherwise capacity available =430 kVA | --> | 0.598 | 0 | 0 | 0.5 | 0 |  | --> | C23 ex PHIBSBORO | Phibsboro [T41,T42] | FINGLAS |  | 53.3501 | -6.2776
136206Y | MV/LV Substation JJ***206Y |  | 10 kV | _ | LV | 50 kVA :Pole Substation | 0.05 | --> | 0.05 | 0 | 0 | Constrained, otherwise capacity available =46 kVA | --> | 0.048 | 0 | 0 | 0 | 0 | Constrained, otherwise capacity available =47 kW | --> | C19 ex ROSCOMMON | Roscommon [T41,T42] | LANESBORO |  | 53.638 | -8.2326
068052X | MV/LV Substation ST***052X |  | 10 kV | _ | LV | 630 kVA :Building Structure | 0.63 | --> | 0.63 | 0 | 0 | Constrained, otherwise capacity available =480 kVA | --> | 0.598 | 0 | 0 | 0.5 | 0 |  | --> | C18 ex PHIBSBORO | Phibsboro [T41,T42] | FINGLAS |  | 53.3504 | -6.2689
196168X | MV/LV Substation CL***168X |  | 10 kV | _ | LV | 400 kVA :Kiosk Substation | 0.4 | --> | 0.4 | 0 | 0 | Constrained, otherwise capacity available =345 kVA | --> | 0.38 | 0 | 0.015 | 0 | 0 | Constrained, otherwise capacity available =361 kW | --> | C18 ex ATHBOY | Athboy [T42] | NAVAN |  | 53.6223 | -6.9285
365254X | MV/LV Substation KI***254X |  | 10 kV | _ | LV | 400 kVA :Kiosk Substation | 0.4 | --> | 0.4 | 0 | 0 | Constrained, otherwise capacity available =278 kVA | --> | 0.38 | 0 | 0 | 0.363 | 0 |  | --> | C12 ex WHITESTOWN | Whitestown [T41,T42] | COOKSTOWN |  | 53.2772 | -6.4067
035226 | MV/LV Substation BE***226 |  | 10 kV | _ | LV | 50 kVA :Pole Substation | 0.05 | --> | 0.05 | 0.043 | 6.17 |  | --> | 0.048 | 0 | 0 | 0 | 0 | Constrained, otherwise capacity available =46 kW | --> | C20 ex CAHIR | Cahir [T41,T42] | CAHIR |  | 52.3829 | -7.9388
026432Y | MV/LV Substation AB***432Y |  | 10 kV | _ | LV | 400 kVA :Kiosk Substation | 0.4 | --> | 0.4 | 0 | 0 | Constrained, otherwise capacity available =338 kVA | --> | 0.38 | 0 | 0.011 | 0 | 0 | Constrained, otherwise capacity available =363 kW | --> | C16 ex KINSALE | Kinsale [T41,T42] | BANDON |  | 51.7069 | -8.5287
062855Y | MV/LV Substation QU***855Y |  | 10 kV | _ | LV | 630 kVA :Building Structure | 0.63 | --> | 0.63 | 0.5 | 0.72 |  | --> | 0.598 | 0 | 0 | 0 | 0 | Constrained, otherwise capacity available =586 kW | --> | C12 ex COES ROAD | Coes Road [T41,T42] | DUNDALK |  | 54.007 | -6.3884
067030Z | MV/LV Substation AI***030Z |  | 10 kV | _ | LV | 200 kVA :Kiosk Substation | 0.2 | --> | 0.2 | 0 | 0 | Constrained, otherwise capacity available =177 kVA | --> | 0.19 | 0 | 0 | 0 | 0 | Constrained, otherwise capacity available =187 kW | --> | C13 ex DOCK ROAD | Dock Road [T41,T42] | LIMERICK |  | 52.6349 | -8.6709
281156Y | MV/LV Substation ST***156Y |  | 10 kV | _ | LV | 400 kVA :Kiosk Substation | 0.4 | --> | 0.4 | 0.224 | 6.78 |  | --> | 0.38 | 0 | 0.008 | 0.349 | 0 |  | --> | C26 ex CASTLEVIEW | Castleview [T101,T102] | CASTLEVIEW |  | 51.89 | -8.4002
154614Z | MV/LV Substation ON***614Z |  | 10 kV | _ | LV | 200 kVA :Kiosk Substation | 0.2 | --> | 0.2 | 0 | 0 | Constrained, otherwise capacity available =147 kVA | --> | 0.19 | 0 | 0.005 | 0.179 | 0 |  | --> | C22 ex MACETOWN | Macetown [T101,T102] | MACETOWN |  | 53.3931 | -6.4421
010594X | MV/LV Substation BA***594X |  | 20 kV | _ | LV | 50 kVA :Pole Substation | 0.05 | --> | 0.05 | 0 | 0 | Constrained, otherwise capacity available =49 kVA | --> | 0.048 | 0 | 0 | 0 | 0 | Constrained, otherwise capacity available =47 kW | --> | E11 ex BALLYHALE | Ballyhale [T42,T421] | KILKENNY |  | 52.4869 | -7.1744
050001 | MV/LV Substation MA***001 |  | 10 kV | _ | LV | 630 kVA :Kiosk Substation | 0.63 | --> | 0.63 | 0.392 | 7.61 |  | --> | 0.598 | 0 | 0 | 0 | 0 | Constrained, otherwise capacity available =565 kW | --> | C14 ex GARRYCASTLE | Garrycastle [T41,T42] | ATHLONE |  | 53.4233 | -7.9344
248487X | MV/LV Substation BA***487X |  | 20 kV | _ | LV | 50 kVA :Pole Substation | 0.05 | --> | 0.05 | 0 | 0 | Constrained, otherwise capacity available =49 kVA | --> | 0.048 | 0 | 0 | 0 | 0 | Constrained, otherwise capacity available =47 kW | --> | E13 ex KILCOCK | Kilcock [T421,T422] | GRIFFINRATH |  | 53.5186 | -6.6375
070575X | MV/LV Substation CO***575X |  | 20 kV | _ | LV | 200 kVA :Pole Substation | 0.2 | --> | 0.2 | 0.136 | 2.24 |  | --> | 0.19 | 0 | 0 | 0.185 | 0 |  | --> | E11 ex CLOONBANNIN | Cloonbannin [T421] | GLENLARA |  | 52.0617 | -9.0562
0684652 | MV/LV Substation EN***4652 |  | 10 kV | _ | LV | 1000 kVA :Building Structure | 1 | --> | 1 | 0.5 | 14.34 |  | --> | 0.95 | 0 | 0.007 | 0.5 | 0 |  | --> | C41 ex NORTH QUAYS | North Quays [T101,T102,T103] | POOLBEG |  | 53.3519 | -6.2308
108002 | MV/LV Substation MA***002 |  | 10 kV | _ | LV | 630 kVA :Building Structure | 0.63 | --> | 0.63 | 0.319 | 1.57 |  | --> | 0.598 | 0 | 0.036 | 0 | 0 | Constrained, otherwise capacity available =528 kW | --> | C15 ex BALLYSHANNON | Ballyshannon [T41,T42] | CATHALEENS FALL |  | 54.501 | -8.1881
139637X | MV/LV Substation MO***637X |  | 10 kV | _ | LV | 100 kVA :Pole Substation | 0.1 | --> | 0.1 | 0.056 | 2.68 |  | --> | 0.095 | 0 | 0.003 | 0 | 0 | Constrained, otherwise capacity available =87 kW | --> | C17 ex OLDCASTLE | Oldcastle [T41,T422] | MULLINGAR |  | 53.7724 | -7.1578
0324165 | MV/LV Substation CU***4165 |  | 10 kV | _ | LV | 50 kVA :Pole Substation | 0.05 | --> | 0.05 | 0 | 0 | Constrained, otherwise capacity available =45 kVA | --> | 0.048 | 0 | 0 | 0 | 0 | Constrained, otherwise capacity available =47 kW | --> | C18 ex TRAMORE | Tramore [T41,T42] | BUTLERSTOWN |  | 52.1878 | -7.1765
066646Z | MV/LV Substation KI***646Z |  | 20 kV | _ | LV | 50 kVA :Pole Substation | 0.05 | --> | 0.05 | 0 | 0 | Constrained, otherwise capacity available =34 kVA | --> | 0.048 | 0 | 0.01 | 0 | 0 | Constrained, otherwise capacity available =38 kW | --> | E11 ex GLASMORE | Glasmore [T421,T422] | GLASMORE |  | 53.4788 | -6.1609
082134Z | MV/LV Substation AC***134Z |  | 10 kV | _ | LV | 630 kVA :Kiosk Substation | 0.63 | --> | 0.63 | 0 | 0 | Constrained, otherwise capacity available =561 kVA | --> | 0.598 | 0 | 0 | 0 | 0 | Constrained, otherwise capacity available =589 kW | --> | C26 ex ACADEMY STREET | Academy Street [T421,T422,T44] | NAVAN |  | 53.6473 | -6.6761
1304097 | MV/LV Substation MO***4097 |  | 20 kV | _ | LV | 50 kVA :Pole Substation | 0.05 | --> | 0.05 | 0.05 | 2.55 |  | --> | 0.048 | 0 | 0 | 0 | 0 | Constrained, otherwise capacity available =48 kW | --> | E17 ex EDGEWORTHSTOWN | Edgeworthstown [T421,T422] | RICHMOND |  | 53.6727 | -7.7046
265185 | MV/LV Substation AR***185 |  | 20 kV | _ | LV | 50 kVA :Pole Substation | 0.05 | --> | 0.05 | 0.044 | 2.56 |  | --> | 0.048 | 0 | 0 | 0.047 | 0 |  | --> | C18 ex KILLESHANDRA | Killeshandra [T41,T42] | GORTAWEE |  | 53.9259 | -7.5893
049418Z | MV/LV Substation WE***418Z |  | 20 kV | _ | LV | 400 kVA :Kiosk Substation | 0.4 | --> | 0.4 | 0.393 | 1.31 |  | --> | 0.38 | 0 | 0 | 0 | 0 | Constrained, otherwise capacity available =379 kW | --> | C17 ex ROOSKY | Roosky [T41] | RICHMOND |  | 53.7743 | -8.1029
074409 | MV/LV Substation MO***409 |  | 20 kV | _ | LV | 50 kVA :Pole Substation | 0.05 | --> | 0.05 | 0 | 0 |  | --> | 0.048 | 0 | 0 | 0 | 0 | Constrained, otherwise capacity available =39 kW | --> | C14 ex CARRICK ON SHANNON | Carrick On Shannon [T41,T42] | CARRICK ON SHANNON |  | 53.9766 | -8.0322
0364100 | MV/LV Substation AN***4100 |  | 20 kV | _ | LV | 50 kVA :Pole Substation | 0.05 | --> | 0.05 | 0 | 0 | Constrained, otherwise capacity available =43 kVA | --> | 0.048 | 0 | 0 | 0 | 0 | Constrained, otherwise capacity available =46 kW | --> | E19 ex GARRANACANTY | Garranacanty [T421,T422] | TIPPERARY |  | 52.4215 | -8.1044
127415X | MV/LV Substation RA***415X |  | 10 kV | _ | LV | 100 kVA :Pole Substation | 0.1 | --> | 0.1 | 0 | 0 | Constrained, otherwise capacity available =71 kVA | --> | 0.095 | 0 | 0 | 0 | 0 | Constrained, otherwise capacity available =91 kW | --> | C17 ex HOLYCROSS ROAD | Holycross Road [T41,T42] | THURLES |  | 52.7162 | -7.9117
067161Z | MV/LV Substation DU***161Z |  | 20 kV | _ | LV | 400 kVA :Kiosk Substation | 0.4 | --> | 0.4 | 0 | 0 | Constrained, otherwise capacity available =321 kVA | --> | 0.38 | 0 | 0.018 | 0 | 0 | Constrained, otherwise capacity available =356 kW | --> | E18 ex CRATLOE | Cratloe [T421,T422] | ARDNACRUSHA |  | 52.6987 | -8.8171
061574 | MV/LV Substation CO***574 |  | 10 kV | _ | LV | 100 kVA :Pole Substation | 0.1 | --> | 0.1 | 0.043 | 2.04 |  | --> | 0.095 | 0 | 0.014 | 0 | 0 | Constrained, otherwise capacity available =76 kW | --> | C14 ex BALLYBAY | Ballybay [T41,T42] | LISDRUM |  | 54.1217 | -6.9033
127243X | MV/LV Substation LI***243X |  | 10 kV | _ | LV | 100 kVA :Pole Substation | 0.1 | --> | 0.1 | 0 | 0 | Constrained, otherwise capacity available =96 kVA | --> | 0.095 | 0 | 0 | 0 | 0 | Constrained, otherwise capacity available =94 kW | --> | C14 ex TEMPLEMORE | Templemore [T41,T42] | IKERRIN |  | 52.7971 | -7.7272
093240Z | MV/LV Substation KI***240Z |  | 10 kV | _ | LV | 400 kVA :Kiosk Substation | 0.4 | --> | 0.4 | 0 | 0 | Constrained, otherwise capacity available =392 kVA | --> | 0.38 | 0 | 0 | 0.379 | 0 |  | --> | C20 ex MERVILLE | Merville [T41,T42] | FINGLAS |  | 53.3908 | -6.3108
023255 | MV/LV Substation DO***255 |  | 20 kV | _ | LV | 50 kVA :Pole Substation | 0.05 | --> | 0.05 | 0 | 0 | Constrained, otherwise capacity available =37 kVA | --> | 0.048 | 0 | 0 | 0 | 0 | Constrained, otherwise capacity available =46 kW | --> | C14 ex FERMOY NORTH | Fermoy North [T41,T42] | BARRYMORE |  | 52.1676 | -8.2597
0684011 | MV/LV Substation DO***4011 |  | 10 kV | _ | LV | 1000 kVA :Building Structure | 1 | --> | 1 | 0.5 | 28.43 |  | --> | 0.95 | 0 | 0 | 0.5 | 0 |  | --> | C06 ex BEDFORD ROW | Bedford Row [T41,T42,T43,T44] | FRANCIS STREET |  | 53.3459 | -6.2583
1654164 | MV/LV Substation CL***4164 |  | 10 kV | _ | LV | 400 kVA :Kiosk Substation | 0.4 | --> | 0.4 | 0 | 0 | Constrained, otherwise capacity available =335 kVA | --> | 0.38 | 0 | 0.009 | 0 | 0 | Constrained, otherwise capacity available =364 kW | --> | C16 ex CLONAKILTY | Clonakilty [T41,T42] | DUNMANWAY |  | 51.6217 | -8.8845
0074337 | MV/LV Substation J ***4337 |  | 20 kV | _ | LV | 50 kVA :Pole Substation | 0.05 | --> | 0.05 | 0.035 | 1.4 |  | --> | 0.048 | 0 | 0 | 0 | 0 | Constrained, otherwise capacity available =46 kW | --> | E13 ex KILLINICK | Killinick [T421,T422] | WEXFORD |  | 52.2132 | -6.3694
142019Y | MV/LV Substation TH***019Y |  | 20 kV | _ | LV | 50 kVA :Pole Substation | 0.05 | --> | 0.05 | 0 | 0 | Constrained, otherwise capacity available =36 kVA | --> | 0.048 | 0 | 0.005 | 0 | 0 | Constrained, otherwise capacity available =42 kW | --> | E21 ex ATHENRY | Athenry [T423] | GALWAY 110KV |  | 53.3714 | -8.7038
0264033 | MV/LV Substation HE***4033 |  | 10 kV | _ | LV | 50 kVA :Pole Substation | 0.05 | --> | 0.05 | 0 | 0 | Constrained, otherwise capacity available =50 kVA | --> | 0.048 | 0 | 0 | 0 | 0 | Constrained, otherwise capacity available =48 kW | --> | C12 ex TIMOLEAGUE | Timoleague [T41] | BANDON |  | 51.6925 | -8.7764
007502Y | MV/LV Substation ME***502Y |  | 10 kV | _ | LV | 630 kVA :Kiosk Substation | 0.63 | --> | 0.63 | 0.143 | 0.14 | Constrained, otherwise capacity available =563 kVA | --> | 0.598 | 0 | 0 | 0 | 0 | Constrained, otherwise capacity available =589 kW | --> | C15 ex CARRIGLAWN | Carriglawn [T41,T42] | WEXFORD |  | 52.3398 | -6.4665
029512Y | MV/LV Substation CA***512Y |  | 10 kV | _ | LV | 400 kVA :Kiosk Substation | 0.4 | --> | 0.4 | 0 | 0 | Constrained, otherwise capacity available =226 kVA | --> | 0.38 | 0 | 0.05 | 0 | 0 | Constrained, otherwise capacity available =318 kW | --> | C12 ex KILLACLOYNE | Killacloyne [T41,T42] | MIDLETON |  | 51.9119 | -8.2752
067084 | MV/LV Substation MI***084 |  | 10 kV | _ | LV | 400 kVA :Kiosk Substation | 0.4 | --> | 0.4 | 0.364 | 13.8 |  | --> | 0.38 | 0 | 0 | 0.375 | 0 |  | --> | C18 ex SINGLAND | Singland [T101,T102] | SINGLAND |  | 52.6706 | -8.5731
244771X | MV/LV Substation TU***771X |  | 20 kV | _ | LV | 50 kVA :Pole Substation | 0.05 | --> | 0.05 | 0 | 0 | Constrained, otherwise capacity available =48 kVA | --> | 0.048 | 0 | 0 | 0 | 0 | Constrained, otherwise capacity available =47 kW | --> | E12 ex MILLTOWN (SR) | Milltown (sr) [T421,T422] | OUGHTRAGH |  | 52.1038 | -9.8213
009170 | MV/LV Substation LA***170 |  | 10 kV | _ | LV | 400 kVA :Kiosk Substation | 0.4 | --> | 0.4 | 0 | 0 | Constrained, otherwise capacity available =294 kVA | --> | 0.38 | 0 | 0 | 0 | 0 | Constrained, otherwise capacity available =365 kW | --> | C30 ex WATERFORD IND EST | Waterford Ind Est [T41,T42,T44] | BUTLERSTOWN |  | 52.2482 | -7.1353
033492X | MV/LV Substation NE***492X |  | 20 kV | _ | LV | 50 kVA :Pole Substation | 0.05 | --> | 0.05 | 0 | 0 | Constrained, otherwise capacity available =49 kVA | --> | 0.048 | 0 | 0 | 0 | 0 | Constrained, otherwise capacity available =47 kW | --> | C18 ex DEERPARK | Deerpark [T41,T42] | BALLYDINE |  | 52.3864 | -7.3951
1584042 | MV/LV Substation SU***4042 |  | 10 kV | _ | LV | 400 kVA :Building Structure | 0.4 | --> | 0.4 | 0.351 | 0.83 |  | --> | 0.38 | 0 | 0.003 | 0 | 0 | Constrained, otherwise capacity available =371 kW | --> | C18 ex MILLTOWN MALBAY | Milltown Malbay [T42] | TULLABRACK |  | 52.8547 | -9.399
066061Z | MV/LV Substation BE***061Z |  | 20 kV | _ | LV | 200 kVA :Kiosk Substation | 0.2 | --> | 0.2 | 0 | 0 | Constrained, otherwise capacity available =103 kVA | --> | 0.19 | 0 | 0.033 | 0 | 0 | Constrained, otherwise capacity available =152 kW | --> | E15 ex BATTER LANE TEMPORARY | Batter Lane Temporary 38kv [T421] | GLASMORE |  | 53.4905 | -6.1567
281544Y | MV/LV Substation FO***544Y |  | 10 kV | _ | LV | 200 kVA :Kiosk Substation | 0.2 | --> | 0.2 | 0 | 0 | Constrained, otherwise capacity available =157 kVA | --> | 0.19 | 0 | 0 | 0 | 0 | Constrained, otherwise capacity available =184 kW | --> | C22 ex KILMONEY | Kilmoney [T41,T42] | TRABEG |  | 51.8054 | -8.4032
1274268 | MV/LV Substation IR***4268 |  | 10 kV | _ | LV | 200 kVA :Pole Substation | 0.2 | --> | 0.2 | 0 | 0 | Constrained, otherwise capacity available =174 kVA | --> | 0.19 | 0 | 0 | 0 | 0 | Constrained, otherwise capacity available =186 kW | --> | C14 ex TEMPLEMORE | Templemore [T41,T42] | IKERRIN |  | 52.8055 | -7.6149
139723Y | MV/LV Substation SW***723Y |  | 20 kV | _ | LV | 100 kVA :Pole Substation | 0.1 | --> | 0.1 | 0 | 0 | Constrained, otherwise capacity available =79 kVA | --> | 0.095 | 0 | 0 | 0 | 0 | Constrained, otherwise capacity available =92 kW | --> | E16 ex FINEA | Finea [T421,T422] | SHANKILL |  | 53.8708 | -7.532
068283X | MV/LV Substation CR***283X |  | 10 kV | _ | LV | 1000 kVA :Building Structure | 1 | --> | 1 | 0.5 | 28.43 |  | --> | 0.95 | 0 | 0 | 0.5 | 0 |  | --> | C10 ex BEDFORD ROW | Bedford Row [T41,T42,T43,T44] | FRANCIS STREET |  | 53.3447 | -6.2664
006011 | MV/LV Substation JO***011 |  | 10 kV | _ | LV | 400 kVA :Building Structure | 0.4 | --> | 0.4 | 0.146 | 3.12 |  | --> | 0.38 | 0 | 0.018 | 0 | 0 | Constrained, otherwise capacity available =330 kW | --> | C17 ex BELLFIELD | Bellfield [T41,T42] | CRANE |  | 52.4977 | -6.57
010693 | MV/LV Substation FI***693 |  | 10 kV | _ | LV | 50 kVA :Pole Substation | 0.05 | --> | 0.05 | 0 | 0 | Constrained, otherwise capacity available =44 kVA | --> | 0.048 | 0 | 0 | 0 | 0 | Constrained, otherwise capacity available =47 kW | --> | C16 ex GRAIGUENAMANAGH | Graiguenamanagh [T41,T42] | KILKENNY |  | 52.5173 | -7.039
070973 | MV/LV Substation BO***973 |  | 20 kV | _ | LV | 200 kVA :Pole Substation | 0.2 | --> | 0.2 | 0.188 | 0.76 |  | --> | 0.19 | 0 | 0 | 0 | 0 | Constrained, otherwise capacity available =188 kW | --> | E17 ex RATHMORE | Rathmore [T42,T421] | KNOCKEARAGH |  | 52.0766 | -9.0716
054070Z | MV/LV Substation AG***070Z |  | 10 kV | _ | LV | 400 kVA :Kiosk Substation | 0.4 | --> | 0.4 | 0 | 0 | Constrained, otherwise capacity available =198 kVA | --> | 0.38 | 0 | 0.088 | 0 | 0 | Constrained, otherwise capacity available =286 kW | --> | C20 ex PORTLAOISE | Portlaoise [T41,T42] | PORTLAOISE |  | 53.0309 | -7.2823
081418Z | MV/LV Substation ST***418Z |  | 10 kV | _ | LV | 400 kVA :Kiosk Substation | 0.4 | --> | 0.4 | 0 | 0 | Constrained, otherwise capacity available =274 kVA | --> | 0.38 | 0 | 0.005 | 0 | 0 | Constrained, otherwise capacity available =359 kW | --> | C19 ex CELBRIDGE | Celbridge [T41,T42] | GRIFFINRATH |  | 53.31 | -6.6098
071873 | MV/LV Substation WH***873 |  | 10 kV | _ | LV | 630 kVA :Building Structure | 0.63 | --> | 0.63 | 0.417 | 5.58 |  | --> | 0.598 | 0 | 0.015 | 0.5 | 0 |  | --> | C12 ex KILCOOLE | Kilcoole [T41,T42] | FASSAROE |  | 53.1102 | -6.0642
003465Y | MV/LV Substation SE***465Y |  | 10 kV | _ | LV | 400 kVA :Kiosk Substation | 0.4 | --> | 0.4 | 0.346 | 11.58 |  | --> | 0.38 | 0 | 0.018 | 0 | 0 | Constrained, otherwise capacity available =359 kW | --> | C22 ex BALLYBEG | Ballybeg [T101,T102] | CARRICKMINES |  | 52.9743 | -6.0279
009297 | MV/LV Substation BA***297 |  | 10 kV | _ | LV | 400 kVA :Kiosk Substation | 0.4 | --> | 0.4 | 0 | 0 | Constrained, otherwise capacity available =315 kVA | --> | 0.38 | 0 | 0.005 | 0 | 0 | Constrained, otherwise capacity available =364 kW | --> | C17 ex WATERFORD IND EST | Waterford Ind Est [T41,T42,T44] | BUTLERSTOWN |  | 52.2393 | -7.1479
007538Y | MV/LV Substation L ***538Y |  | 10 kV | _ | LV | 630 kVA :Kiosk Substation | 0.63 | --> | 0.63 | 0 | 0 | Constrained, otherwise capacity available =570 kVA | --> | 0.598 | 0 | 0 | 0 | 0 | Constrained, otherwise capacity available =590 kW | --> | C14 ex MULGANNON | Mulgannon [T41,T42] | WEXFORD |  | 52.3388 | -6.4604
281418Z | MV/LV Substation WE***418Z |  | 10 kV | _ | LV | 400 kVA :Building Structure | 0.4 | --> | 0.4 | 0 | 0 | Constrained, otherwise capacity available =398 kVA | --> | 0.38 | 0 | 0 | 0.38 | 0 |  | --> | C17 ex BISHOPSTOWN | Bishopstown [T41,T42] | KILBARRY |  | 51.8859 | -8.581
120218Y | MV/LV Substation JO***218Y |  | 20 kV | _ | LV | 630 kVA :Building Structure | 0.63 | --> | 0.63 | 0.35 | 3.5 |  | --> | 0.598 | 0 | 0.011 | 0 | 0 | Constrained, otherwise capacity available =551 kW | --> | E11 ex DUNFIRTH | Dunfirth [T122] | DUNFIRTH |  | 53.4047 | -6.8365
081341Z | MV/LV Substation RO***341Z |  | 10 kV | _ | LV | 1000 kVA :Building Structure | 1 | --> | 1 | 0 | 0 | Constrained, otherwise capacity available =956 kVA | --> | 0.95 | 0 | 0 | 0.5 | 0 |  | --> | C11 ex LIFFEY VALLEY | Liffey Valley [T41,T42] | INCHICORE 220KV |  | 53.3444 | -6.3978
082006Z | MV/LV Substation BR***006Z |  | 20 kV | _ | LV | 50 kVA :Pole Substation | 0.05 | --> | 0.05 | 0 | 0 | Constrained, otherwise capacity available =46 kVA | --> | 0.048 | 0 | 0 | 0 | 0 | Constrained, otherwise capacity available =47 kW | --> | E11 ex ACADEMY STREET | Academy Street [T421,T422,T44] | NAVAN |  | 53.6264 | -6.5544
156146X | MV/LV Substation DE***146X |  | 20 kV | _ | LV | 50 kVA :Pole Substation | 0.05 | --> | 0.05 | 0.044 | 2.47 |  | --> | 0.048 | 0 | 0 | 0 | 0 | Constrained, otherwise capacity available =47 kW | --> | E19 ex TELAYDON | Telaydon [T42,T421] | LISDRUM |  | 54.3354 | -6.9438
069855 | MV/LV Substation SP***855 |  | 10 kV | _ | LV | 400 kVA :Building Structure | 0.4 | --> | 0.4 | 0.257 | 9.28 |  | --> | 0.38 | 0 | 0 | 0.36 | 0 |  | --> | C04 ex PEMBROKE | Pembroke [T41,T42,T43,T44] | RINGSEND |  | 53.3389 | -6.2303
125169Y | MV/LV Substation BP***169Y |  | 20 kV | _ | LV | 100 kVA :Pole Substation | 0.1 | --> | 0.1 | 0.098 | 0.22 |  | --> | 0.095 | 0 | 0 | 0 | 0 | Constrained, otherwise capacity available =95 kW | --> | C16 ex KILSHANNY | Kilshanny [T41,T42] | CAHIR |  | 52.2723 | -8.0982
016064Z | MV/LV Substation DO***064Z |  | 10 kV | _ | LV | 400 kVA :Building Structure | 0.4 | --> | 0.4 | 0 | 0 | Constrained, otherwise capacity available =347 kVA | --> | 0.38 | 0 | 0 | 0 | 0 | Constrained, otherwise capacity available =373 kW | --> | C15 ex MONEYCOOLEY | Moneycooley [T41,T42,T44] | GRIFFINRATH |  | 53.3601 | -6.5948
0134063 | MV/LV Substation RA***4063 |  | 20 kV | _ | LV | 50 kVA :Pole Substation | 0.05 | --> | 0.05 | 0.05 | 0.12 |  | --> | 0.048 | 0 | 0 | 0.048 | 0 |  | --> | E62 ex ATHY | Athy [T101,T102] | ATHY |  | 53.0585 | -6.877
119187Y | MV/LV Substation GL***187Y |  | 20 kV | _ | LV | 50 kVA :Pole Substation | 0.05 | --> | 0.05 | 0 | 0 | Constrained, otherwise capacity available =45 kVA | --> | 0.048 | 0 | 0 | 0 | 0 | Constrained, otherwise capacity available =47 kW | --> | C18 ex KANTURK | Kanturk [T41,T42] | GLENLARA |  | 52.0804 | -8.8479
020711X | MV/LV Substation DO***711X |  | 10 kV | _ | LV | 630 kVA :Kiosk Substation | 0.63 | --> | 0.63 | 0 | 0 | Constrained, otherwise capacity available =518 kVA | --> | 0.598 | 0 | 0.001 | 0 | 0 | Constrained, otherwise capacity available =582 kW | --> | C12 ex COOLCORCORAN | Coolcorcoran [T41,T42] | KNOCKEARAGH |  | 52.0729 | -9.513
0374194 | MV/LV Substation DR***4194 |  | 20 kV | _ | LV | 50 kVA :Pole Substation | 0.05 | --> | 0.05 | 0 | 0 | Constrained, otherwise capacity available =38 kVA | --> | 0.048 | 0 | 0 | 0 | 0 | Constrained, otherwise capacity available =46 kW | --> | C16 ex ENNIS NORTH | Ennis North [T41,T42] | ENNIS |  | 52.86 | -8.9947
053385 | MV/LV Substation HO***385 |  | 10 kV | _ | LV | 200 kVA :Kiosk Substation | 0.2 | --> | 0.2 | 0 | 0 | Constrained, otherwise capacity available =122 kVA | --> | 0.19 | 0 | 0.005 | 0.175 | 0 |  | --> | C19 ex CLONMINCH | Clonminch [T41,T422] | THORNSBERRY |  | 53.2697 | -7.479
4954068 | MV/LV Substation DO***4068 |  | 20 kV | _ | LV | 50 kVA :Pole Substation | 0.05 | --> | 0.05 | 0.05 | 1.5 |  | --> | 0.048 | 0 | 0 | 0.048 | 0 |  | --> | E17 ex ACHILL | Achill [T422] | CARROWBEG |  | 54.0128 | -10.0178
266765 | MV/LV Substation IR***765 |  | 20 kV | _ | LV | 200 kVA :Pole Substation | 0.2 | --> | 0.2 | 0 | 0 | Constrained, otherwise capacity available =196 kVA | --> | 0.19 | 0 | 0 | 0 | 0 | Constrained, otherwise capacity available =189 kW | --> | E18 ex CARNDONAGH | Carndonagh [T421,T422] | TRILLICK |  | 55.2502 | -7.2493
015058Z | MV/LV Substation A ***058Z |  | 10 kV | _ | LV | 400 kVA :Building Structure | 0.4 | --> | 0.4 | 0 | 0 | Constrained, otherwise capacity available =395 kVA | --> | 0.38 | 0 | 0 | 0 | 0 | Constrained, otherwise capacity available =379 kW | --> | E20 ex BLESSINGTON | Blessington [T421,T422] | KILTEEL |  | 53.1648 | -6.5384
067364X | MV/LV Substation OL***364X |  | 10 kV | _ | LV | 50 kVA :Pole Substation | 0.05 | --> | 0.05 | 0 | 0 | Constrained, otherwise capacity available =39 kVA | --> | 0.048 | 0 | 0.005 | 0.042 | 0 |  | --> | C20 ex RAHEEN | Raheen [T41,T42] | LIMERICK |  | 52.6315 | -8.635
007070 | MV/LV Substation CO***070 |  | 10 kV | _ | LV | 400 kVA :Kiosk Substation | 0.4 | --> | 0.4 | 0.143 | 0.14 | Constrained, otherwise capacity available =312 kVA | --> | 0.38 | 0 | 0.016 | 0 | 0 | Constrained, otherwise capacity available =356 kW | --> | C15 ex CARRIGLAWN | Carriglawn [T41,T42] | WEXFORD |  | 52.3418 | -6.4694
192152 | MV/LV Substation SI***152 |  | 10 kV | _ | LV | 50 kVA :Pole Substation | 0.05 | --> | 0.05 | 0.049 | 1.56 |  | --> | 0.048 | 0 | 0 | 0 | 0 | Constrained, otherwise capacity available =47 kW | --> | C15 ex DERRYBEG | Derrybeg [T41,T42] | ARDNAGAPPARY |  | 55.0645 | -8.2778
034059 | MV/LV Substation CO***059 |  | 10 kV | _ | LV | 100 kVA :Pole Substation | 0.1 | --> | 0.1 | 0.062 | 0.95 |  | --> | 0.095 | 0 | 0.011 | 0 | 0 | Constrained, otherwise capacity available =82 kW | --> | C15 ex SPA ROAD | Spa Road [T41,T42] | DOON |  | 52.3479 | -7.7182
023342 | MV/LV Substation AC***342 |  | 10 kV | _ | LV | 100 kVA :Pole Substation | 0.1 | --> | 0.1 | 0 | 0 | Constrained, otherwise capacity available =62 kVA | --> | 0.095 | 0 | 0.04 | 0 | 0 | Constrained, otherwise capacity available =60 kW | --> | C18 ex FERMOY NORTH | Fermoy North [T41,T42] | BARRYMORE |  | 52.1555 | -8.3316
029393Y | MV/LV Substation OR***393Y |  | 10 kV | _ | LV | 630 kVA :Building Structure | 0.63 | --> | 0.63 | 0 | 0 | Constrained, otherwise capacity available =422 kVA | --> | 0.598 | 0 | 0 | 0 | 0 | Constrained, otherwise capacity available =594 kW | --> | C18 ex KILLACLOYNE | Killacloyne [T41,T42] | MIDLETON |  | 51.9074 | -8.2881
002002 | MV/LV Substation PU***002 |  | 10 kV | _ | LV | 400 kVA :Kiosk Substation | 0.4 | --> | 0.4 | 0.268 | 2.36 |  | --> | 0.38 | 0 | 0.045 | 0.328 | 0 |  | --> | C19 ex BRAY | Bray [T41,T42] | FASSAROE |  | 53.1945 | -6.1011
0654230 | MV/LV Substation BA***4230 |  | 10 kV | _ | LV | 50 kVA :Pole Substation | 0.05 | --> | 0.05 | 0 | 0 | Constrained, otherwise capacity available =50 kVA | --> | 0.048 | 0 | 0 | 0.048 | 0 |  | --> | C25 ex STEPHENSTOWN | Stephenstown [T101,T102] | FINGLAS |  | 53.5833 | -6.1515
0624138 | MV/LV Substation CH***4138 |  | 10 kV | _ | LV | 200 kVA :Kiosk Substation | 0.2 | --> | 0.2 | 0.186 | 5.69 |  | --> | 0.19 | 0 | 0 | 0 | 0 | Constrained, otherwise capacity available =188 kW | --> | C11 ex RAMPARTS | Ramparts [T41,T42] | DUNDALK |  | 53.9896 | -6.4023
2374086 | MV/LV Substation RA***4086 |  | 10 kV | _ | LV | 400 kVA :Kiosk Substation | 0.4 | --> | 0.4 | 0 | 0 | Constrained, otherwise capacity available =372 kVA | --> | 0.38 | 0 | 0.084 | 0 | 0 | Constrained, otherwise capacity available =314 kW | --> | C18 ex DUNLEER | Dunleer [T41,T42] | DRYBRIDGE |  | 53.8325 | -6.3991
021115Z | MV/LV Substation KI***115Z |  | 10 kV | _ | LV | 100 kVA :Pole Substation | 0.1 | --> | 0.1 | 0 | 0 | Constrained, otherwise capacity available =57 kVA | --> | 0.095 | 0 | 0.005 | 0.085 | 0 |  | --> | C31 ex KILBARRY | Kilbarry [T101,T43] | KILBARRY |  | 51.9366 | -8.4718
067888X | MV/LV Substation KN***888X |  | 20 kV | _ | LV | 50 kVA :Pole Substation | 0.05 | --> | 0.05 | 0.036 | 13.8 |  | --> | 0.048 | 0 | 0 | 0.046 | 0 |  | --> | C14 ex SINGLAND | Singland [T101,T102] | SINGLAND |  | 52.6052 | -8.4681
009580Y | MV/LV Substation KI***580Y |  | 20 kV | _ | LV | 100 kVA :Pole Substation | 0.1 | --> | 0.1 | 0 | 0 | Constrained, otherwise capacity available =62 kVA | --> | 0.095 | 0 | 0 | 0 | 0 | Constrained, otherwise capacity available =90 kW | --> | E12 ex KILCARRAGH | Kilcarragh [T421,T422] | BUTLERSTOWN |  | 52.2179 | -7.0931
059369Y | MV/LV Substation CO***369Y |  | 10 kV | _ | LV | 100 kVA :Pole Substation | 0.1 | --> | 0.1 | 0 | 0 | Constrained, otherwise capacity available =85 kVA | --> | 0.095 | 0 | 0 | 0 | 0 | Constrained, otherwise capacity available =93 kW | --> | C20 ex CAVAN | Cavan [T42,T421] | SHANKILL |  | 54.0179 | -7.3229
1274162 | MV/LV Substation KI***4162 |  | 10 kV | _ | LV | 50 kVA :Pole Substation | 0.05 | --> | 0.05 | 0 | 0 | Constrained, otherwise capacity available =50 kVA | --> | 0.048 | 0 | 0 | 0 | 0 | Constrained, otherwise capacity available =48 kW | --> | C11 ex TEMPLEMORE | Templemore [T41,T42] | IKERRIN |  | 52.7851 | -7.8776
238287 | MV/LV Substation LA***287 |  | 20 kV | _ | LV | 150 kVA :Pole Substation | 0.15 | --> | 0.15 | 0.146 | 1.43 |  | --> | 0.142 | 0 | 0 | 0 | 0 | Constrained, otherwise capacity available =142 kW | --> | E16 ex CONG | Cong [T421,T422] | CLOON |  | 53.5923 | -9.2304
009686X | MV/LV Substation MU***686X |  | 10 kV | _ | LV | 50 kVA :Pole Substation | 0.05 | --> | 0.05 | 0 | 0 | Constrained, otherwise capacity available =36 kVA | --> | 0.048 | 0 | 0 | 0 | 0 | Constrained, otherwise capacity available =46 kW | --> | C14 ex BALLYHALE | Ballyhale [T42,T421] | KILKENNY |  | 52.3713 | -7.1719
052514Z | MV/LV Substation CL***514Z |  | 10 kV | _ | LV | 400 kVA :Kiosk Substation | 0.4 | --> | 0.4 | 0 | 0 | Constrained, otherwise capacity available =394 kVA | --> | 0.38 | 0 | 0.1 | 0 | 0 | Constrained, otherwise capacity available =305 kW | --> | C17 ex DELVIN | Delvin [T41,T42] | MULLINGAR |  | 53.6663 | -7.0196
0114396 | MV/LV Substation LA***4396 |  | 10 kV | _ | LV | 50 kVA :Pole Substation | 0.05 | --> | 0.05 | 0.044 | 2.8 |  | --> | 0.048 | 0 | 0 | 0 | 0 | Constrained, otherwise capacity available =47 kW | --> | C12 ex PURCELLS INCH | Purcells Inch [T41,T42] | KILKENNY |  | 52.6392 | -7.1948
426004 | MV/LV Substation TH***004 |  | 20 kV | _ | LV | 630 kVA :Kiosk Substation | 0.63 | --> | 0.63 | 0 | 0 | Constrained, otherwise capacity available =512 kVA | --> | 0.598 | 0 | 0.011 | 0 | 0 | Constrained, otherwise capacity available =574 kW | --> | E17 ex DINGLE | Dingle [T421,T422] | OUGHTRAGH |  | 52.1432 | -10.2686
028970X | MV/LV Substation RU***970X |  | 10 kV | _ | LV | 400 kVA :Kiosk Substation | 0.4 | --> | 0.4 | 0.307 | 19.7 |  | --> | 0.38 | 0 | 0.06 | 0.323 | 0 |  | --> | C12 ex COW CROSS | Cow Cross [T102,T41] | COW CROSS |  | 51.8511 | -8.3161
093391Z | MV/LV Substation HA***391Z |  | 10 kV | _ | LV | 630 kVA :Kiosk Substation | 0.63 | --> | 0.63 | 0 | 0 | Constrained, otherwise capacity available =467 kVA | --> | 0.598 | 0 | 0.022 | 0.5 | 0 |  | --> | C24 ex POPPINTREE | Poppintree [T101,T102] | FINGLAS |  | 53.4058 | -6.2896
120922 | MV/LV Substation IR***922 |  | 10 kV | _ | LV | 400 kVA :Building Structure | 0.4 | --> | 0.4 | 0 | 0 | Constrained, otherwise capacity available =355 kVA | --> | 0.38 | 0 | 0 | 0 | 0 | Constrained, otherwise capacity available =374 kW | --> | C14 ex BLAKE | Blake [T41,T42] | BLAKE |  | 53.2883 | -6.8854
084957 | MV/LV Substation GO***957 |  | 20 kV | _ | LV | 50 kVA :Pole Substation | 0.05 | --> | 0.05 | 0 | 0 | Constrained, otherwise capacity available =26 kVA | --> | 0.048 | 0 | 0.011 | 0 | 0 | Constrained, otherwise capacity available =36 kW | --> | E11 ex KILCOLGAN | Kilcolgan [T42,T421] | GALWAY 110KV |  | 53.1806 | -8.9073
266299X | MV/LV Substation GL***299X |  | 20 kV | _ | LV | 50 kVA :Pole Substation | 0.05 | --> | 0.05 | 0 | 0 | Constrained, otherwise capacity available =46 kVA | --> | 0.048 | 0 | 0.01 | 0 | 0 | Constrained, otherwise capacity available =40 kW | --> | E13 ex CARNDONAGH | Carndonagh [T421,T422] | TRILLICK |  | 55.2156 | -7.4059
067098 | MV/LV Substation BA***098 |  | 10 kV | _ | LV | 400 kVA :Building Structure | 0.4 | --> | 0.4 | 0 | 0 | Constrained, otherwise capacity available =187 kVA | --> | 0.38 | 0 | 0.071 | 0.297 | 0 |  | --> | C14 ex RAHEEN | Raheen [T41,T42] | LIMERICK |  | 52.6404 | -8.652
071894 | MV/LV Substation CH***894 |  | 10 kV | _ | LV | 400 kVA :Kiosk Substation | 0.4 | --> | 0.4 | 0 | 0 | Constrained, otherwise capacity available =273 kVA | --> | 0.38 | 0 | 0.009 | 0.356 | 0 |  | --> | C22 ex GREYSTONES | Greystones [T41,T42] | FASSAROE |  | 53.1269 | -6.065
039007X | MV/LV Substation GA***007X |  | 10 kV | _ | LV | 630 kVA :Building Structure | 0.63 | --> | 0.63 | 0.455 | 3.45 |  | --> | 0.598 | 0 | 0.043 | 0.5 | 0 |  | --> | C20 ex TRIMMS LANE | Trimms Lane [T41,T42] | SALTHILL |  | 53.2621 | -9.0725
039797X | MV/LV Substation KI***797X |  | 10 kV | _ | LV | 400 kVA :Kiosk Substation | 0.4 | --> | 0.4 | 0 | 0 | Constrained, otherwise capacity available =333 kVA | --> | 0.38 | 0 | 0.006 | 0.366 | 0 |  | --> | C24 ex GALWAY 110KV | Galway 110kv [T102,T103] | GALWAY 110KV |  | 53.2734 | -9.0001
033797 | MV/LV Substation BA***797 |  | 10 kV | _ | LV | 50 kVA :Pole Substation | 0.05 | --> | 0.05 | 0 | 0 | Constrained, otherwise capacity available =40 kVA | --> | 0.048 | 0 | 0 | 0 | 0 | Constrained, otherwise capacity available =46 kW | --> | C11 ex DEERPARK | Deerpark [T41,T42] | BALLYDINE |  | 52.3133 | -7.3787
293007 | MV/LV Substation KE***007 |  | 20 kV | _ | LV | 200 kVA :Pole Substation | 0.2 | --> | 0.2 | 0 | 0 | Constrained, otherwise capacity available =15 kVA | --> | 0.19 | 0 | 0.04 | 0 | 0 | Constrained, otherwise capacity available =133 kW | --> | E13 ex BALTINGLASS | Baltinglass [T421,T422] | STRATFORD |  | 52.9119 | -6.836
288942 | MV/LV Substation FE***942 |  | 10 kV | _ | LV | 400 kVA :Kiosk Substation | 0.4 | --> | 0.4 | 0 | 0 | Constrained, otherwise capacity available =305 kVA | --> | 0.38 | 0 | 0.022 | 0.35 | 0 |  | --> | C19 ex CARRICKMINES | Carrickmines [T41,T42] | CARRICKMINES |  | 53.2648 | -6.2184
151275 | MV/LV Substation HO***275 |  | 10 kV | _ | LV | 200 kVA :Pole Substation | 0.2 | --> | 0.2 | 0 | 0 | Constrained, otherwise capacity available =96 kVA | --> | 0.19 | 0 | 0.05 | 0.138 | 0 |  | --> | C12 ex BRUFF | Bruff [T42,T421] | LIMERICK |  | 52.4723 | -8.428
026494 | MV/LV Substation KI***494 |  | 10 kV | _ | LV | 30 kVA :Pole Substation | 0.03 | --> | 0.03 | 0.023 | 8.66 |  | --> | 0.028 | 0 | 0 | 0 | 0 | Constrained, otherwise capacity available =28 kW | --> | C20 ex BANDON | Bandon [T101,T42] | BANDON |  | 51.7476 | -8.8335
0644332 | MV/LV Substation NA***4332 |  | 20 kV | _ | LV | 400 kVA :Kiosk Substation | 0.4 | --> | 0.4 | 0 | 0 | Constrained, otherwise capacity available =375 kVA | --> | 0.38 | 0 | 0.005 | 0 | 0 | Constrained, otherwise capacity available =373 kW | --> | E17 ex JULIANSTOWN | Julianstown [T421,T422] | DRYBRIDGE |  | 53.6972 | -6.259
110231X | MV/LV Substation BL***231X |  | 20 kV | _ | LV | 50 kVA :Pole Substation | 0.05 | --> | 0.05 | 0.045 | 0.76 |  | --> | 0.048 | 0 | 0 | 0 | 0 | Constrained, otherwise capacity available =47 kW | --> | E19 ex KENMARE | Kenmare [T421] | KNOCKEARAGH |  | 51.8765 | -9.7464
248489X | MV/LV Substation ME***489X |  | 20 kV | _ | LV | 50 kVA :Pole Substation | 0.05 | --> | 0.05 | 0 | 0 | Constrained, otherwise capacity available =32 kVA | --> | 0.048 | 0 | 0 | 0 | 0 | Constrained, otherwise capacity available =45 kW | --> | E12 ex KILCOCK | Kilcock [T421,T422] | GRIFFINRATH |  | 53.404 | -6.6544
067395X | MV/LV Substation BL***395X |  | 10 kV | _ | LV | 100 kVA :Pole Substation | 0.1 | --> | 0.1 | 0 | 0 | Constrained, otherwise capacity available =70 kVA | --> | 0.095 | 0 | 0 | 0 | 0 | Constrained, otherwise capacity available =91 kW | --> | C20 ex DOCK ROAD | Dock Road [T41,T42] | LIMERICK |  | 52.6475 | -8.6654
1184038 | MV/LV Substation PL***4038 |  | 20 kV | _ | LV | 50 kVA :Pole Substation | 0.05 | --> | 0.05 | 0 | 0 | Constrained, otherwise capacity available =44 kVA | --> | 0.048 | 0 | 0 | 0 | 0 | Constrained, otherwise capacity available =47 kW | --> | E17 ex CREAGH | Creagh [T421,T422] | ATHLONE |  | 53.3165 | -8.2459
251034 | MV/LV Substation TW***034 |  | 10 kV | _ | LV | 100 kVA :Pole Substation | 0.1 | --> | 0.1 | 0 | 0 | Constrained, otherwise capacity available =95 kVA | --> | 0.095 | 0 | 0 | 0 | 0 | Constrained, otherwise capacity available =94 kW | --> | C12 ex PARKMORE | Parkmore [T41,T42] | GALWAY 110KV |  | 53.3059 | -8.9994
021136 | MV/LV Substation WO***136 |  | 10 kV | _ | LV | 200 kVA :Kiosk Substation | 0.2 | --> | 0.2 | 0 | 0 | Constrained, otherwise capacity available =157 kVA | --> | 0.19 | 0 | 0.064 | 0.136 | 0 |  | --> | C12 ex MAYFIELD | Mayfield [T41,T42] | KILBARRY |  | 51.9058 | -8.4341
0684336 | MV/LV Substation CO***4336 |  | 10 kV | _ | LV | 1000 kVA :Building Structure | 1 | --> | 1 | 0.5 | 1.47 |  | --> | 0.95 | 0 | 0 | 0.5 | 0 |  | --> | C12 ex MARROWBONE LANE | Marrowbone Lane [T42] | INCHICORE 220KV |  | 53.3379 | -6.2828
002132 | MV/LV Substation WO***132 |  | 10 kV | _ | LV | 400 kVA :Kiosk Substation | 0.4 | --> | 0.4 | 0.313 | 4.51 |  | --> | 0.38 | 0 | 0.022 | 0.352 | 0 |  | --> | C16 ex BOGHALL ROAD | Boghall Road [T41,T42] | FASSAROE |  | 53.1894 | -6.1119
214859 | MV/LV Substation BO***859 |  | 10 kV | _ | LV | 50 kVA :Pole Substation | 0.05 | --> | 0.05 | 0 | 0 | Constrained, otherwise capacity available =47 kVA | --> | 0.048 | 0 | 0 | 0 | 0 | Constrained, otherwise capacity available =47 kW | --> | C14 ex DRUMQUIN | Drumquin [T42] | ENNIS |  | 52.8047 | -8.9883
377580 | MV/LV Substation DU***580 |  | 20 kV | _ | LV | 100 kVA :Pole Substation | 0.1 | --> | 0.1 | 0 | 0 | Constrained, otherwise capacity available =63 kVA | --> | 0.095 | 0 | 0.01 | 0 | 0 | Constrained, otherwise capacity available =82 kW | --> | E18 ex GURRANEBANE | Gurranebane [T421,T422] | OUGHTRAGH |  | 51.8347 | -10.2618
015046 | MV/LV Substation CL***046 |  | 10 kV | _ | LV | 50 kVA :Pole Substation | 0.05 | --> | 0.05 | 0 | 0 | Constrained, otherwise capacity available =30 kVA | --> | 0.048 | 0 | 0.002 | 0 | 0 | Constrained, otherwise capacity available =43 kW | --> | E20 ex BLESSINGTON | Blessington [T421,T422] | KILTEEL |  | 53.183 | -6.5234
255647 | MV/LV Substation GL***647 |  | 10 kV | _ | LV | 50 kVA :Pole Substation | 0.05 | --> | 0.05 | 0.05 | 2.09 |  | --> | 0.048 | 0 | 0 | 0 | 0 | Constrained, otherwise capacity available =48 kW | --> | C17 ex KILCAR | Kilcar [T41] | BINBANE |  | 54.6971 | -8.773
069770 | MV/LV Substation ST***770 |  | 10 kV | _ | LV | 630 kVA :Building Structure | 0.63 | --> | 0.63 | 0 | 0 | Constrained, otherwise capacity available =469 kVA | --> | 0.598 | 0 | 0 | 0.5 | 0 |  | --> | C11 ex BALLYBODEN | Ballyboden [T41,T42] | COOKSTOWN |  | 53.2776 | -6.2639
081010Y | MV/LV Substation CE***010Y |  | 10 kV | _ | LV | 630 kVA :Kiosk Substation | 0.63 | --> | 0.63 | 0 | 0 | Constrained, otherwise capacity available =394 kVA | --> | 0.598 | 0 | 0.043 | 0 | 0 | Constrained, otherwise capacity available =534 kW | --> | C17 ex LEIXLIP | Leixlip [T41,T42] | GRIFFINRATH |  | 53.3658 | -6.5027
055989 | MV/LV Substation LI***989 |  | 10 kV | _ | LV | 400 kVA :Building Structure | 0.4 | --> | 0.4 | 0 | 0 |  | --> | 0.38 | 0 | 0 | 0 | 0 | Constrained, otherwise capacity available =168 kW | --> | C20 ex ROSCREA | Roscrea [T41,T42] | IKERRIN |  | 52.9631 | -7.8381
015200Z | MV/LV Substation CO***200Z |  | 10 kV | _ | LV | 400 kVA :Kiosk Substation | 0.4 | --> | 0.4 | 0 | 0 | Constrained, otherwise capacity available =341 kVA | --> | 0.38 | 0 | 0 | 0 | 0 | Constrained, otherwise capacity available =372 kW | --> | C19 ex JOHNSTOWN | Johnstown [T41,T42] | KILTEEL |  | 53.2306 | -6.6353
160504Y | MV/LV Substation RA***504Y |  | 20 kV | _ | LV | 50 kVA :Pole Substation | 0.05 | --> | 0.05 | 0 | 0 | Constrained, otherwise capacity available =42 kVA | --> | 0.048 | 0 | 0.01 | 0 | 0 | Constrained, otherwise capacity available =39 kW | --> | E11 ex PORTLAOISE |  |  |  | 53.1256 | -7.1553
065489Z | MV/LV Substation HA***489Z |  | 10 kV | _ | LV | 630 kVA :Building Structure | 0.63 | --> | 0.63 | 0 | 0 | Constrained, otherwise capacity available =496 kVA | --> | 0.598 | 0 | 0 | 0 | 0 | Constrained, otherwise capacity available =580 kW | --> | C14 ex BALBRIGGAN | Balbriggan [T42] | GLASMORE |  | 53.6042 | -6.1884
108654 | MV/LV Substation WA***654 |  | 10 kV | _ | LV | 200 kVA :Pole Substation | 0.2 | --> | 0.2 | 0.195 | 1.57 |  | --> | 0.19 | 0 | 0 | 0 | 0 | Constrained, otherwise capacity available =189 kW | --> | C16 ex BALLYSHANNON | Ballyshannon [T41,T42] | CATHALEENS FALL |  | 54.5541 | -8.2016
281190Z | MV/LV Substation CO***190Z |  | 10 kV | _ | LV | 630 kVA :Building Structure | 0.63 | --> | 0.63 | 0.5 | 7.88 |  | --> | 0.598 | 0 | 0 | 0.5 | 0 |  | --> | C21 ex LIBERTY STREET | Liberty Street [T101,T102] | LIBERTY STREET |  | 51.9002 | -8.4733
014877 | MV/LV Substation EY***877 |  | 10 kV | _ | LV | 50 kVA :Pole Substation | 0.05 | --> | 0.05 | 0 | 0 | Constrained, otherwise capacity available =38 kVA | --> | 0.048 | 0 | 0 | 0 | 0 | Constrained, otherwise capacity available =46 kW | --> | C14 ex ATHGARVAN | Athgarvan [T41,T44] | NEWBRIDGE |  | 53.1446 | -6.7865
365148 | MV/LV Substation AR***148 |  | 10 kV | _ | LV | 1000 kVA :Building Structure | 1 | --> | 1 | 0.357 | 13.91 |  | --> | 0.95 | 0 | 0 | 0.5 | 0 |  | --> | C11 ex COOKSTOWN | Cookstown [T101,T102] | CARRICKMINES |  | 53.2828 | -6.3764
0014107 | MV/LV Substation ST***4107 |  | 10 kV | _ | LV | 400 kVA :Kiosk Substation | 0.4 | --> | 0.4 | 0.4 | 1.23 |  | --> | 0.38 | 0 | 0 | 0.38 | 0 |  | --> | C16 ex SALLYNOGGIN ROAD | Sallynoggin Road [T41,T42] | CHERRYWOOD |  | 53.2833 | -6.125
062348Y | MV/LV Substation GO***348Y |  | 10 kV | _ | LV | 400 kVA :Building Structure | 0.4 | --> | 0.4 | 0.35 | 0.72 |  | --> | 0.38 | 0 | 0 | 0 | 0 | Constrained, otherwise capacity available =373 kW | --> | C12 ex COES ROAD | Coes Road [T41,T42] | DUNDALK |  | 54.0027 | -6.3857
005118Y | MV/LV Substation RI***118Y |  | 20 kV | _ | LV | 400 kVA :Kiosk Substation | 0.4 | --> | 0.4 | 0.306 | 17.8 |  | --> | 0.38 | 0 | 0.031 | 0.344 | 0 |  | --> | E13 ex BANOGE | Banoge [T121,T122] | BANOGE |  | 52.6389 | -6.2395
064064 | MV/LV Substation RA***064 |  | 10 kV | _ | LV | 400 kVA :Kiosk Substation | 0.4 | --> | 0.4 | 0 | 0 | Constrained, otherwise capacity available =235 kVA | --> | 0.38 | 0 | 0.027 | 0 | 0 | Constrained, otherwise capacity available =337 kW | --> | C12 ex MORNINGTON ROAD | Mornington Road [T41,T42] | DRYBRIDGE |  | 53.7106 | -6.3327
117258Y | MV/LV Substation CA***258Y |  | 20 kV | _ | LV | 50 kVA :Pole Substation | 0.05 | --> | 0.05 | 0 | 0 | Constrained, otherwise capacity available =49 kVA | --> | 0.048 | 0 | 0 | 0 | 0 | Constrained, otherwise capacity available =47 kW | --> | E18 ex COLLOONEY | Collooney [T421,T422] | SLIGO |  | 54.0913 | -8.3423
156224X | MV/LV Substation LE***224X |  | 10 kV | _ | LV | 50 kVA :Pole Substation | 0.05 | --> | 0.05 | 0 | 0 | Constrained, otherwise capacity available =48 kVA | --> | 0.048 | 0 | 0 | 0 | 0 | Constrained, otherwise capacity available =47 kW | --> | C15 ex DRUMBEAR | Drumbear [T41,T42] | LISDRUM |  | 54.2109 | -6.8728
054432Y | MV/LV Substation RO***432Y |  | 10 kV | _ | LV | 400 kVA :Kiosk Substation | 0.4 | --> | 0.4 | 0 | 0 | Constrained, otherwise capacity available =283 kVA | --> | 0.38 | 0 | 0.035 | 0 | 0 | Constrained, otherwise capacity available =338 kW | --> | C15 ex PALLAS | Pallas [T41,T42] | PORTLAOISE |  | 53.0468 | -7.3128
108001 | MV/LV Substation WE***001 |  | 10 kV | _ | LV | 630 kVA :Kiosk Substation | 0.63 | --> | 0.63 | 0.498 | 1.57 |  | --> | 0.598 | 0 | 0.018 | 0 | 0 | Constrained, otherwise capacity available =567 kW | --> | C16 ex BALLYSHANNON | Ballyshannon [T41,T42] | CATHALEENS FALL |  | 54.5003 | -8.196
065229Z | MV/LV Substation WA***229Z |  | 20 kV | _ | LV | 50 kVA :Pole Substation | 0.05 | --> | 0.05 | 0 | 0 | Constrained, otherwise capacity available =50 kVA | --> | 0.048 | 0 | 0 | 0.048 | 0 |  | --> | C26 ex STEPHENSTOWN | Stephenstown [T101,T102] | FINGLAS |  | 53.5833 | -6.2338
281648Z | MV/LV Substation MA***648Z |  | 10 kV | _ | LV | 630 kVA :Building Structure | 0.63 | --> | 0.63 | 0.456 | 6.78 |  | --> | 0.598 | 0 | 0 | 0.5 | 0 |  | --> | C38 ex CASTLEVIEW | Castleview [T101,T102] | CASTLEVIEW |  | 51.8858 | -8.3954
043033 | MV/LV Substation ME***033 |  | 10 kV | _ | LV | 100 kVA :Pole Substation | 0.1 | --> | 0.1 | 0.084 | 0.43 |  | --> | 0.095 | 0 | 0.005 | 0 | 0 | Constrained, otherwise capacity available =89 kW | --> | C19 ex SWINFORD | Swinford [T41,T42] | CASTLEBAR |  | 53.9456 | -8.9478
165934X | MV/LV Substation CL***934X |  | 20 kV | _ | LV | 200 kVA :Kiosk Substation | 0.2 | --> | 0.2 | 0 | 0 | Constrained, otherwise capacity available =163 kVA | --> | 0.19 | 0 | 0.014 | 0 | 0 | Constrained, otherwise capacity available =174 kW | --> | C11 ex TIMOLEAGUE | Timoleague [T41] | BANDON |  | 51.6294 | -8.7007
052227 | MV/LV Substation CA***227 |  | 20 kV | _ | LV | 100 kVA :Pole Substation | 0.1 | --> | 0.1 | 0.059 | 2.22 |  | --> | 0.095 | 0 | 0 | 0.089 | 0 |  | --> | E13 ex CLARA | Clara [T421,T422] | THORNSBERRY |  | 53.4451 | -7.487
119166 | MV/LV Substation CU***166 |  | 10 kV | _ | LV | 50 kVA :Pole Substation | 0.05 | --> | 0.05 | 0.047 | 4.16 |  | --> | 0.048 | 0 | 0 | 0.047 | 0 |  | --> | C15 ex NEWMARKET (SR) | Newmarket (sr) [T41,T42] | GLENLARA |  | 52.2071 | -9.0337
053021 | MV/LV Substation NE***021 |  | 20 kV | _ | LV | 100 kVA :Pole Substation | 0.1 | --> | 0.1 | 0 | 0 | Constrained, otherwise capacity available =67 kVA | --> | 0.095 | 0 | 0.002 | 0.089 | 0 |  | --> | E20 ex CLONMINCH | Clonminch [T41,T422] | THORNSBERRY |  | 53.2943 | -7.2878
180994X | MV/LV Substation RO***994X |  | 10 kV | _ | LV | 200 kVA :Kiosk Substation | 0.2 | --> | 0.2 | 0.149 | 3.27 |  | --> | 0.19 | 0 | 0.012 | 0 | 0 | Constrained, otherwise capacity available =174 kW | --> | C12 ex LLOYD | Lloyd [T41,T42] | NAVAN |  | 53.733 | -6.8886
281424 | MV/LV Substation FA***424 |  | 10 kV | _ | LV | 200 kVA :Pole Substation | 0.2 | --> | 0.2 | 0.149 | 4.3 |  | --> | 0.19 | 0 | 0.016 | 0.171 | 0 |  | --> | C11 ex RINGASKIDDY 110KV | Ringaskiddy 110kv [T42] | BARNAHELY |  | 51.8743 | -8.342
281255X | MV/LV Substation CA***255X |  | 10 kV | _ | LV | 400 kVA :Kiosk Substation | 0.4 | --> | 0.4 | 0 | 0 | Constrained, otherwise capacity available =372 kVA | --> | 0.38 | 0 | 0 | 0 | 0 | Constrained, otherwise capacity available =376 kW | --> | C15 ex CARRIGALINE | Carrigaline [T41,T42] | BARNAHELY |  | 51.8232 | -8.3953
011664Z | MV/LV Substation AY***664Z |  | 10 kV | _ | LV | 400 kVA :Kiosk Substation | 0.4 | --> | 0.4 | 0 | 0 | Constrained, otherwise capacity available =295 kVA | --> | 0.38 | 0 | 0.022 | 0 | 0 | Constrained, otherwise capacity available =349 kW | --> | C16 ex TALBOTS INCH | Talbots Inch [T41,T42] | KILKENNY |  | 52.6581 | -7.2643
153038 | MV/LV Substation CA***038 |  | 20 kV | _ | LV | 400 kVA :Kiosk Substation | 0.4 | --> | 0.4 | 0 | 0 | Constrained, otherwise capacity available =279 kVA | --> | 0.38 | 0 | 0.034 | 0 | 0 | Constrained, otherwise capacity available =338 kW | --> | E18 ex BIRDHILL | Birdhill [T421,T422] | ARDNACRUSHA |  | 52.7088 | -8.5073
111737X | MV/LV Substation IN***737X |  | 20 kV | _ | LV | 200 kVA :Pole Substation | 0.2 | --> | 0.2 | 0 | 0 | Constrained, otherwise capacity available =72 kVA | --> | 0.19 | 0 | 0 | 0 | 0 | Constrained, otherwise capacity available =172 kW | --> | E15 ex BALLYDEHOB | Ballydehob [T421] | DUNMANWAY |  | 51.5936 | -9.4607
055837X | MV/LV Substation WA***837X |  | 10 kV | _ | LV | 50 kVA :Pole Substation | 0.05 | --> | 0.05 | 0 | 0 | Constrained, otherwise capacity available =45 kVA | --> | 0.048 | 0 | 0.006 | 0 | 0 | Constrained, otherwise capacity available =42 kW | --> | C20 ex TEMPLEMORE | Templemore [T41,T42] | IKERRIN |  | 52.8072 | -7.8303
005786X | MV/LV Substation CL***786X |  | 20 kV | _ | LV | 100 kVA :Pole Substation | 0.1 | --> | 0.1 | 0 | 0 | Constrained, otherwise capacity available =78 kVA | --> | 0.095 | 0 | 0 | 0 | 0 | Constrained, otherwise capacity available =92 kW | --> | E19 ex SHILLELAGH | Shillelagh [T421,T422] | CARLOW |  | 52.7121 | -6.4904
210408Y | MV/LV Substation IN***408Y |  | 10 kV | _ | LV | 400 kVA :Kiosk Substation | 0.4 | --> | 0.4 | 0 | 0 | Constrained, otherwise capacity available =313 kVA | --> | 0.38 | 0 | 0.02 | 0 | 0 | Constrained, otherwise capacity available =353 kW | --> | C17 ex CARRICKMACROSS | Carrickmacross [T41,T42] | MEATH HILL |  | 53.9832 | -6.7161
288603 | MV/LV Substation SH***603 |  | 10 kV | _ | LV | 400 kVA :Kiosk Substation | 0.4 | --> | 0.4 | 0 | 0 | Constrained, otherwise capacity available =320 kVA | --> | 0.38 | 0 | 0.026 | 0.35 | 0 |  | --> | C19 ex SANDYFORD | Sandyford [T41,T42] | CARRICKMINES |  | 53.2703 | -6.2467
049711Y | MV/LV Substation AG***711Y |  | 20 kV | _ | LV | 50 kVA :Pole Substation | 0.05 | --> | 0.05 | 0.047 | 0.21 |  | --> | 0.048 | 0 | 0 | 0 | 0 | Constrained, otherwise capacity available =47 kW | --> | E12 ex LONGFORD | Longford [T421,T422] | RICHMOND |  | 53.8835 | -7.6586
002704 | MV/LV Substation RO***704 |  | 10 kV | _ | LV | 200 kVA :Pole Substation | 0.2 | --> | 0.2 | 0 | 0 | Constrained, otherwise capacity available =200 kVA | --> | 0.19 | 0 | 0 | 0.19 | 0 |  | --> | C14 ex GREYSTONES | Greystones [T41,T42] | FASSAROE |  | 53.1517 | -6.1652
0254186 | MV/LV Substation GL***4186 |  | 10 kV | _ | LV | 200 kVA :Kiosk Substation | 0.2 | --> | 0.2 | 0.184 | 1.93 |  | --> | 0.19 | 0 | 0 | 0 | 0 | Constrained, otherwise capacity available =188 kW | --> | C17 ex MILFORD (MWR) | Milford (mwr) [T41] | CHARLEVILLE |  | 52.3374 | -8.9023
039016 | MV/LV Substation NE***016 |  | 10 kV | _ | LV | 400 kVA :Kiosk Substation | 0.4 | --> | 0.4 | 0 | 0 |  | --> | 0.38 | 0 | 0.038 | 0 | 0 | Constrained, otherwise capacity available =293 kW | --> | C17 ex MONEENAGEISHA | Moneenageisha [T41,T42] | GALWAY 110KV |  | 53.2773 | -9.0637
082154 | MV/LV Substation TO***154 |  | 10 kV | _ | LV | 400 kVA :Kiosk Substation | 0.4 | --> | 0.4 | 0.286 | 2.01 |  | --> | 0.38 | 0 | 0.007 | 0 | 0 | Constrained, otherwise capacity available =359 kW | --> | C11 ex ABBEYLAND | Abbeyland [T41,T42] | NAVAN |  | 53.6424 | -6.6951
165278 | MV/LV Substation ME***278 |  | 20 kV | _ | LV | 200 kVA :Kiosk Substation | 0.2 | --> | 0.2 | 0 | 0 | Constrained, otherwise capacity available =166 kVA | --> | 0.19 | 0 | 0.014 | 0 | 0 | Constrained, otherwise capacity available =175 kW | --> | C11 ex TIMOLEAGUE | Timoleague [T41] | BANDON |  | 51.6346 | -8.6955
081616Y | MV/LV Substation RO***616Y |  | 10 kV | _ | LV | 400 kVA :Kiosk Substation | 0.4 | --> | 0.4 | 0 | 0 | Constrained, otherwise capacity available =314 kVA | --> | 0.38 | 0 | 0.085 | 0 | 0 | Constrained, otherwise capacity available =305 kW | --> | C17 ex LEIXLIP | Leixlip [T41,T42] | GRIFFINRATH |  | 53.37 | -6.5025
277053 | MV/LV Substation BE***053 |  | 10 kV | _ | LV | 400 kVA :Kiosk Substation | 0.4 | --> | 0.4 | 0 | 0 | Constrained, otherwise capacity available =232 kVA | --> | 0.38 | 0 | 0.083 | 0.295 | 0 |  | --> | C11 ex HOWTH JUNCTION | Howth Junction [T41,T42] | GRANGE (DR) |  | 53.3783 | -6.1597
281969Y | MV/LV Substation BA***969Y |  | 10 kV | _ | LV | 630 kVA :Building Structure | 0.63 | --> | 0.63 | 0.41 | 7.88 |  | --> | 0.598 | 0 | 0 | 0.5 | 0 |  | --> | C25 ex LIBERTY STREET | Liberty Street [T101,T102] | LIBERTY STREET |  | 51.9006 | -8.4799
1544261 | MV/LV Substation ST***4261 |  | 10 kV | _ | LV | 400 kVA :Kiosk Substation | 0.4 | --> | 0.4 | 0 | 0 | Constrained, otherwise capacity available =303 kVA | --> | 0.38 | 0 | 0 | 0 | 0 | Constrained, otherwise capacity available =366 kW | --> | C26 ex MONEYCOOLEY | Moneycooley [T41,T42,T44] | GRIFFINRATH |  | 53.3829 | -6.5947
019077 | MV/LV Substation GP***077 |  | 10 kV | _ | LV | 400 kVA :Kiosk Substation | 0.4 | --> | 0.4 | 0.272 | 1.54 |  | --> | 0.38 | 0 | 0.005 | 0 | 0 | Constrained, otherwise capacity available =358 kW | --> | C16 ex BALLYARD | Ballyard [T41,T42] | TRALEE |  | 52.2697 | -9.7026
214169 | MV/LV Substation LI***169 |  | 10 kV | _ | LV | 50 kVA :Pole Substation | 0.05 | --> | 0.05 | 0 | 0 | Constrained, otherwise capacity available =45 kVA | --> | 0.048 | 0 | 0 | 0 | 0 | Constrained, otherwise capacity available =47 kW | --> | C14 ex DRUMQUIN | Drumquin [T42] | ENNIS |  | 52.8039 | -8.977
204174X | MV/LV Substation LI***174X |  | 10 kV | _ | LV | 630 kVA :Kiosk Substation | 0.63 | --> | 0.63 | 0 | 0 | Constrained, otherwise capacity available =493 kVA | --> | 0.598 | 0 | 0 | 0 | 0 | Constrained, otherwise capacity available =582 kW | --> | E16 ex BUNCRANA | Buncrana [T421,T422] | TRILLICK |  | 55.1319 | -7.4499
0654246 | MV/LV Substation LI***4246 |  | 20 kV | _ | LV | 630 kVA :Building Structure | 0.63 | --> | 0.63 | 0 | 0 | Constrained, otherwise capacity available =538 kVA | --> | 0.598 | 0 | 0 | 0 | 0 | Constrained, otherwise capacity available =586 kW | --> | C11 ex LOUGHSHINNY | Loughshinny [T41,T42] | GLASMORE |  | 53.5251 | -6.159
025075 | MV/LV Substation RA***075 |  | 20 kV | _ | LV | 400 kVA :Kiosk Substation | 0.4 | --> | 0.4 | 0.28 | 2.96 |  | --> | 0.38 | 0 | 0 | 0 | 0 | Constrained, otherwise capacity available =363 kW | --> | E17 ex CHARLEVILLE | Charleville [T421,T422] | CHARLEVILLE |  | 52.3487 | -8.6761
053717 | MV/LV Substation CA***717 |  | 10 kV | _ | LV | 50 kVA :Pole Substation | 0.05 | --> | 0.05 | 0 | 0 | Constrained, otherwise capacity available =34 kVA | --> | 0.048 | 0 | 0 | 0.045 | 0 |  | --> | C21 ex CLONMINCH | Clonminch [T41,T422] | THORNSBERRY |  | 53.2413 | -7.4081
053277X | MV/LV Substation BO***277X |  | 20 kV | _ | LV | 200 kVA :Pole Substation | 0.2 | --> | 0.2 | 0.145 | 0.89 |  | --> | 0.19 | 0 | 0.012 | 0 | 0 | Constrained, otherwise capacity available =174 kW | --> | E24 ex BIRR | Birr [T41,T422] | DALLOW |  | 53.1717 | -7.7263
365149 | MV/LV Substation SA***149 |  | 10 kV | _ | LV | 50 kVA :Pole Substation | 0.05 | --> | 0.05 | 0 | 0 | Constrained, otherwise capacity available =50 kVA | --> | 0.048 | 0 | 0 | 0.048 | 0 |  | --> | C16 ex SAGGART | Saggart [T41,T42] | GRANGE CASTLE |  | 53.278 | -6.4507
068441X | MV/LV Substation TH***441X |  | 10 kV | _ | LV | 1000 kVA :Building Structure | 1 | --> | 1 | 0.5 | 20.78 |  | --> | 0.95 | 0 | 0.011 | 0.5 | 0 |  | --> | C19 ex HEUSTON SQUARE | Heuston Square [T101,T102] | INCHICORE 220KV |  | 53.3442 | -6.2837
065124 | MV/LV Substation TA***124 |  | 10 kV | _ | LV | 400 kVA :Kiosk Substation | 0.4 | --> | 0.4 | 0 | 0 | Constrained, otherwise capacity available =236 kVA | --> | 0.38 | 0 | 0.07 | 0.305 | 0 |  | --> | C21 ex STEPHENSTOWN | Stephenstown [T101,T102] | FINGLAS |  | 53.6122 | -6.1932
005971 | MV/LV Substation BA***971 |  | 20 kV | _ | LV | 200 kVA :Pole Substation | 0.2 | --> | 0.2 | 0.195 | 17.8 |  | --> | 0.19 | 0 | 0.005 | 0.186 | 0 |  | --> | E22 ex BANOGE | Banoge [T121,T122] | BANOGE |  | 52.6265 | -6.4008
265654X | MV/LV Substation DR***654X |  | 20 kV | _ | LV | 100 kVA :Pole Substation | 0.1 | --> | 0.1 | 0.066 | 0.07 | Constrained, otherwise capacity available =94 kVA | --> | 0.095 | 0 | 0 | 0 | 0 | Constrained, otherwise capacity available =94 kW | --> | E17 ex BALLYCONNELL | Ballyconnell [T421,T422] | GORTAWEE |  | 54.1974 | -7.6978
281608 | MV/LV Substation LE***608 |  | 10 kV | _ | LV | 100 kVA :Pole Substation | 0.1 | --> | 0.1 | 0 | 0 | Constrained, otherwise capacity available =90 kVA | --> | 0.095 | 0 | 0.005 | 0 | 0 | Constrained, otherwise capacity available =90 kW | --> | C17 ex CARRIGALINE | Carrigaline [T41,T42] | BARNAHELY |  | 51.821 | -8.3768
067080X | MV/LV Substation CH***080X |  | 10 kV | _ | LV | 200 kVA :Building Structure | 0.2 | --> | 0.2 | 0 | 0 | Constrained, otherwise capacity available =158 kVA | --> | 0.19 | 0 | 0.006 | 0.18 | 0 |  | --> | C13 ex GARRYOWEN | Garryowen [T41,T42] | LIMERICK |  | 52.6549 | -8.5991
209284 | MV/LV Substation RA***284 |  | 20 kV | _ | LV | 50 kVA :Pole Substation | 0.05 | --> | 0.05 | 0 | 0 | Constrained, otherwise capacity available =37 kVA | --> | 0.048 | 0 | 0 | 0 | 0 | Constrained, otherwise capacity available =46 kW | --> | C14 ex MILFORD (NR) | Milford (nr) [T41,T42] | LETTERKENNY |  | 55.1351 | -7.6725
220732X | MV/LV Substation LA***732X |  | 20 kV | _ | LV | 100 kVA :Pole Substation | 0.1 | --> | 0.1 | 0.077 | 2.33 |  | --> | 0.095 | 0 | 0 | 0 | 0 | Constrained, otherwise capacity available =92 kW | --> | E14 ex MOY | Moy [T421,T422] | MOY |  | 54.2553 | -9.2745
068879 | MV/LV Substation DU***879 |  | 10 kV | _ | LV | 630 kVA :Kiosk Substation | 0.63 | --> | 0.63 | 0.498 | 11.14 |  | --> | 0.598 | 0 | 0.013 | 0.5 | 0 |  | --> | C11 ex CABRA | Cabra [T101,T102] | FINGLAS |  | 53.3605 | -6.304
067251 | MV/LV Substation RI***251 |  | 10 kV | _ | LV | 400 kVA :Kiosk Substation | 0.4 | --> | 0.4 | 0 | 0 | Constrained, otherwise capacity available =240 kVA | --> | 0.38 | 0 | 0.011 | 0 | 0 | Constrained, otherwise capacity available =354 kW | --> | C20 ex DOCK ROAD | Dock Road [T41,T42] | LIMERICK |  | 52.6487 | -8.6616
0414184 | MV/LV Substation LI***4184 |  | 10 kV | _ | LV | 400 kVA :Building Structure | 0.4 | --> | 0.4 | 0 | 0 | Constrained, otherwise capacity available =400 kVA | --> | 0.38 | 0 | 0 | 0 | 0 | Constrained, otherwise capacity available =380 kW | --> | E12 ex DALTON | Dalton [T421,T422] | DALTON |  | 53.7236 | -8.9924
182778X | MV/LV Substation CR***778X |  | 20 kV | _ | LV | 50 kVA :Pole Substation | 0.05 | --> | 0.05 | 0 | 0 | Constrained, otherwise capacity available =40 kVA | --> | 0.048 | 0 | 0 | 0 | 0 | Constrained, otherwise capacity available =46 kW | --> | C12 ex SCARIFF | Scariff [T42] | ENNIS |  | 52.953 | -8.377
120480Y | MV/LV Substation CO***480Y |  | 20 kV | _ | LV | 400 kVA :Kiosk Substation | 0.4 | --> | 0.4 | 0.288 | 3.5 |  | --> | 0.38 | 0 | 0.019 | 0 | 0 | Constrained, otherwise capacity available =350 kW | --> | E12 ex DUNFIRTH | Dunfirth [T122] | DUNFIRTH |  | 53.4525 | -6.926
069723 | MV/LV Substation ST***723 |  | 10 kV | _ | LV | 630 kVA :Building Structure | 0.63 | --> | 0.63 | 0.5 | 7.75 |  | --> | 0.598 | 0 | 0 | 0.5 | 0 |  | --> | C24 ex MILLTOWN (DR) | Milltown (dr) [T101,T102] | INCHICORE 220KV |  | 53.3128 | -6.2488
066589Z | MV/LV Substation SE***589Z |  | 20 kV | _ | LV | 200 kVA :Kiosk Substation | 0.2 | --> | 0.2 | 0 | 0 | Constrained, otherwise capacity available =148 kVA | --> | 0.19 | 0 | 0.033 | 0 | 0 | Constrained, otherwise capacity available =158 kW | --> | E18 ex BALTRASNA | Baltrasna [T121,T122] | BALTRASNA |  | 53.5019 | -6.4718
144892X | MV/LV Substation FR***892X |  | 20 kV | _ | LV | 400 kVA :Kiosk Substation | 0.4 | --> | 0.4 | 0 | 0 | Constrained, otherwise capacity available =393 kVA | --> | 0.38 | 0 | 0 | 0 | 0 | Constrained, otherwise capacity available =379 kW | --> | E25 ex TALBOTS INCH | Talbots Inch [T41,T42] | KILKENNY |  | 52.7322 | -7.4016
002406 | MV/LV Substation CH***406 |  | 10 kV | _ | LV | 100 kVA :Pole Substation | 0.1 | --> | 0.1 | 0 | 0 | Constrained, otherwise capacity available =87 kVA | --> | 0.095 | 0 | 0 | 0.093 | 0 |  | --> | C14 ex GREYSTONES | Greystones [T41,T42] | FASSAROE |  | 53.1752 | -6.1838
154103Z | MV/LV Substation RE***103Z |  | 10 kV | _ | LV | 1000 kVA :Building Structure | 1 | --> | 1 | 0 | 0 | Constrained, otherwise capacity available =753 kVA | --> | 0.95 | 0 | 0 | 0 | 0 | Constrained, otherwise capacity available =916 kW | --> | C19 ex COOLMINE | Coolmine [T41,T42] | FINGLAS |  | 53.3955 | -6.3946
029293Y | MV/LV Substation CU***293Y |  | 10 kV | _ | LV | 200 kVA :Kiosk Substation | 0.2 | --> | 0.2 | 0.155 | 2.31 |  | --> | 0.19 | 0 | 0.029 | 0.162 | 0 |  | --> | E13 ex AGHADA | Aghada [T721] | N/A |  | 51.8363 | -8.2088
046059X | MV/LV Substation SE***059X |  | 10 kV | _ | LV | 400 kVA :Kiosk Substation | 0.4 | --> | 0.4 | 0.328 | 5.78 |  | --> | 0.38 | 0 | 0.005 | 0.366 | 0 |  | --> | C20 ex OAKFIELD | Oakfield [T41,T42] | SLIGO |  | 54.2738 | -8.5062
042029 | MV/LV Substation JA***029 |  | 20 kV | _ | LV | 400 kVA :Kiosk Substation | 0.4 | --> | 0.4 | 0 | 0 | Constrained, otherwise capacity available =359 kVA | --> | 0.38 | 0 | 0.011 | 0 | 0 | Constrained, otherwise capacity available =366 kW | --> | E16 ex WINDSOR | Windsor [T421,T422] | CASTLEBAR |  | 53.8531 | -9.2751
017972X | MV/LV Substation GR***972X |  | 20 kV | _ | LV | 50 kVA :Pole Substation | 0.05 | --> | 0.05 | 0.034 | 1.98 |  | --> | 0.048 | 0 | 0 | 0 | 0 | Constrained, otherwise capacity available =45 kW | --> | E14 ex RATHKEALE | Rathkeale [T421,T422] | RATHKEALE |  | 52.4537 | -8.7403
2064068 | MV/LV Substation CO***4068 |  | 20 kV | _ | LV | 630 kVA :Kiosk Substation | 0.63 | --> | 0.63 | 0.5 | 1.6 |  | --> | 0.598 | 0 | 0.01 | 0 | 0 | Constrained, otherwise capacity available =590 kW | --> | E12 ex BELMULLET | Belmullet [T421] | BELLACORICK |  | 54.2141 | -9.9832
039112 | MV/LV Substation ME***112 |  | 10 kV | _ | LV | 400 kVA :Building Structure | 0.4 | --> | 0.4 | 0 | 0 | Constrained, otherwise capacity available =148 kVA | --> | 0.38 | 0 | 0.031 | 0.321 | 0 |  | --> | C14 ex GALWAY 110KV | Galway 110kv [T102,T103] | GALWAY 110KV |  | 53.281 | -9.0163
281193Z | MV/LV Substation WI***193Z |  | 10 kV | _ | LV | 400 kVA :Kiosk Substation | 0.4 | --> | 0.4 | 0 | 0 | Constrained, otherwise capacity available =298 kVA | --> | 0.38 | 0 | 0.037 | 0.338 | 0 |  | --> | C22 ex BALLINCOLLIG | Ballincollig [T41,T42] | KILBARRY |  | 51.883 | -8.6124
281468Y | MV/LV Substation WE***468Y |  | 10 kV | _ | LV | 400 kVA :Kiosk Substation | 0.4 | --> | 0.4 | 0 | 0 | Constrained, otherwise capacity available =274 kVA | --> | 0.38 | 0 | 0.025 | 0 | 0 | Constrained, otherwise capacity available =344 kW | --> | C15 ex CARRIGALINE | Carrigaline [T41,T42] | BARNAHELY |  | 51.8198 | -8.3984
238008Y | MV/LV Substation CR***008Y |  | 20 kV | _ | LV | 50 kVA :Pole Substation | 0.05 | --> | 0.05 | 0 | 0 | Constrained, otherwise capacity available =50 kVA | --> | 0.048 | 0 | 0 | 0 | 0 | Constrained, otherwise capacity available =47 kW | --> | E12 ex BALLINROBE | Ballinrobe [T421,T422] | DALTON |  | 53.6182 | -9.2293
066662X | MV/LV Substation PA***662X |  | 20 kV | _ | LV | 400 kVA :Building Structure | 0.4 | --> | 0.4 | 0 | 0 | Constrained, otherwise capacity available =266 kVA | --> | 0.38 | 0 | 0.012 | 0 | 0 | Constrained, otherwise capacity available =352 kW | --> | E21 ex ASHBOURNE | Ashbourne [T421,T422] | FINGLAS |  | 53.5184 | -6.2677
012283Y | MV/LV Substation OM***283Y |  | 10 kV | _ | LV | 1000 kVA :Building Structure | 1 | --> | 1 | 0 | 0 | Constrained, otherwise capacity available =830 kVA | --> | 0.95 | 0 | 0 | 0 | 0 | Constrained, otherwise capacity available =927 kW | --> | C19 ex POLLERTON | Pollerton [T41,T42] | CARLOW |  | 52.8334 | -6.9243
111211Z | MV/LV Substation NO***211Z |  | 20 kV | _ | LV | 100 kVA :Pole Substation | 0.1 | --> | 0.1 | 0.089 | 0.94 |  | --> | 0.095 | 0 | 0.005 | 0 | 0 | Constrained, otherwise capacity available =90 kW | --> | E15 ex CASTLETOWNBERE | Castletownbere [T421] | BALLYLICKY |  | 51.6565 | -9.9041
281226Z | MV/LV Substation DU***226Z |  | 10 kV | _ | LV | 400 kVA :Kiosk Substation | 0.4 | --> | 0.4 | 0 | 0 | Constrained, otherwise capacity available =308 kVA | --> | 0.38 | 0 | 0.029 | 0 | 0 | Constrained, otherwise capacity available =346 kW | --> | C15 ex CARRIGALINE | Carrigaline [T41,T42] | BARNAHELY |  | 51.8214 | -8.4029
082898X | MV/LV Substation DO***898X |  | 20 kV | _ | LV | 50 kVA :Pole Substation | 0.05 | --> | 0.05 | 0 | 0 | Constrained, otherwise capacity available =44 kVA | --> | 0.048 | 0 | 0 | 0 | 0 | Constrained, otherwise capacity available =47 kW | --> | E16 ex ACADEMY STREET | Academy Street [T421,T422,T44] | NAVAN |  | 53.606 | -6.6374
119267Y | MV/LV Substation CA***267Y |  | 10 kV | _ | LV | 50 kVA :Pole Substation | 0.05 | --> | 0.05 | 0 | 0 | Constrained, otherwise capacity available =49 kVA | --> | 0.048 | 0 | 0 | 0 | 0 | Constrained, otherwise capacity available =47 kW | --> | C16 ex KANTURK | Kanturk [T41,T42] | GLENLARA |  | 52.2702 | -8.8289
237705 | MV/LV Substation RE***705 |  | 10 kV | _ | LV | 630 kVA :Building Structure | 0.63 | --> | 0.63 | 0 | 0 | Constrained, otherwise capacity available =375 kVA | --> | 0.598 | 0 | 0 | 0 | 0 | Constrained, otherwise capacity available =563 kW | --> | C11 ex KILSARAN | Kilsaran [T42] | DRYBRIDGE |  | 53.8883 | -6.3889
149436 | MV/LV Substation FI***436 |  | 10 kV | _ | LV | 33 kVA :Pole Substation | 0.033 | --> | 0.033 | 0 | 0 | Constrained, otherwise capacity available =19 kVA | --> | 0.031 | 0 | 0.005 | 0 | 0 | Constrained, otherwise capacity available =26 kW | --> | C13 ex DONEGAL | Donegal [T41,T42] | CATHALEENS FALL |  | 54.6698 | -8.0353
1114289 | MV/LV Substation RA***4289 |  | 20 kV | _ | LV | 50 kVA :Pole Substation | 0.05 | --> | 0.05 | 0 | 0 | Constrained, otherwise capacity available =50 kVA | --> | 0.048 | 0 | 0 | 0 | 0 | Constrained, otherwise capacity available =47 kW | --> | E16 ex BALLYDEHOB | Ballydehob [T421] | DUNMANWAY |  | 51.5535 | -9.5287
0394216 | MV/LV Substation FA***4216 |  | 10 kV | _ | LV | 400 kVA :Kiosk Substation | 0.4 | --> | 0.4 | 0.326 | 11.03 |  | --> | 0.38 | 0 | 0 | 0.37 | 0 |  | --> | C32 ex SALTHILL | Salthill [T101,T102] | SALTHILL |  | 53.2802 | -9.0793
0664032 | MV/LV Substation VI***4032 |  | 20 kV | _ | LV | 50 kVA :Pole Substation | 0.05 | --> | 0.05 | 0 | 0 | Constrained, otherwise capacity available =50 kVA | --> | 0.048 | 0 | 0 | 0 | 0 | Constrained, otherwise capacity available =48 kW | --> | E18 ex BALTRASNA | Baltrasna [T121,T122] | BALTRASNA |  | 53.5052 | -6.4591
154129Y | MV/LV Substation PO***129Y |  | 20 kV | _ | LV | 200 kVA :Pole Substation | 0.2 | --> | 0.2 | 0 | 0 | Constrained, otherwise capacity available =194 kVA | --> | 0.19 | 0 | 0.005 | 0.186 | 0 |  | --> | C24 ex MACETOWN | Macetown [T101,T102] | MACETOWN |  | 53.4762 | -6.4857
377459X | MV/LV Substation DO***459X |  | 20 kV | _ | LV | 50 kVA :Pole Substation | 0.05 | --> | 0.05 | 0 | 0 | Constrained, otherwise capacity available =29 kVA | --> | 0.048 | 0 | 0.005 | 0 | 0 | Constrained, otherwise capacity available =41 kW | --> | E12 ex GURRANEBANE | Gurranebane [T421,T422] | OUGHTRAGH |  | 52.0808 | -9.9279
1584250 | MV/LV Substation WA***4250 |  | 20 kV | _ | LV | 100 kVA :Pole Substation | 0.1 | --> | 0.1 | 0 | 0 | Constrained, otherwise capacity available =100 kVA | --> | 0.095 | 0 | 0 | 0 | 0 | Constrained, otherwise capacity available =95 kW | --> | C19 ex ENNISTYMON | Ennistymon [T41,T42] | ENNIS |  | 53.1194 | -9.1586
019986 | MV/LV Substation LI***986 |  | 10 kV | _ | LV | 400 kVA :Kiosk Substation | 0.4 | --> | 0.4 | 0.304 | 2.18 |  | --> | 0.38 | 0 | 0.004 | 0 | 0 | Constrained, otherwise capacity available =364 kW | --> | C16 ex BALLYRICKARD | Ballyrickard [T41,T42] | TRALEE |  | 52.2748 | -9.7247
048021 | MV/LV Substation MA***021 |  | 20 kV | _ | LV | 200 kVA :Pole Substation | 0.2 | --> | 0.2 | 0.13 | 2.03 |  | --> | 0.19 | 0 | 0 | 0 | 0 | Constrained, otherwise capacity available =180 kW | --> | E15 ex MOHILL | Mohill [T421,T422] | CARRICK ON SHANNON |  | 54.052 | -7.8014
077072X | MV/LV Substation RA***072X |  | 20 kV | _ | LV | 630 kVA :Building Structure | 0.63 | --> | 0.63 | 0 | 0 | Constrained, otherwise capacity available =572 kVA | --> | 0.598 | 0 | 0 | 0 | 0 | Constrained, otherwise capacity available =590 kW | --> | E18 ex PATRICKSWELL | Patrickswell [T421,T422] | LIMERICK |  | 52.5904 | -8.6943
068164X | MV/LV Substation FR***164X |  | 10 kV | _ | LV | 1000 kVA :Building Structure | 1 | --> | 1 | 0 | 0 | Constrained, otherwise capacity available =486 kVA | --> | 0.95 | 0 | 0 | 0.5 | 0 |  | --> | C18 ex WATLING STREET | Watling Street [T41,T42] | FRANCIS STREET |  | 53.3488 | -6.2766
110662 | MV/LV Substation PU***662 |  | 10 kV | _ | LV | 50 kVA :Pole Substation | 0.05 | --> | 0.05 | 0 | 0.76 |  | --> | 0.048 | 0 | 0.021 | 0 | 0 | Constrained, otherwise capacity available =24 kW | --> | C16 ex KENMARE | Kenmare [T42] | KNOCKEARAGH |  | 51.8839 | -9.5801
0324087 | MV/LV Substation GA***4087 |  | 20 kV | _ | LV | 100 kVA :Pole Substation | 0.1 | --> | 0.1 | 0 | 0 | Constrained, otherwise capacity available =100 kVA | --> | 0.095 | 0 | 0 | 0 | 0 | Constrained, otherwise capacity available =95 kW | --> | C21 ex TRAMORE | Tramore [T41,T42] | BUTLERSTOWN |  | 52.1506 | -7.1889
066454Z | MV/LV Substation WE***454Z |  | 20 kV | _ | LV | 50 kVA :Pole Substation | 0.05 | --> | 0.05 | 0 | 0 | Constrained, otherwise capacity available =41 kVA | --> | 0.048 | 0 | 0 | 0 | 0 | Constrained, otherwise capacity available =46 kW | --> | E21 ex ASHBOURNE | Ashbourne [T421,T422] | FINGLAS |  | 53.5263 | -6.3025
281959X | MV/LV Substation EL***959X |  | 10 kV | _ | LV | 400 kVA :Kiosk Substation | 0.4 | --> | 0.4 | 0 | 0 | Constrained, otherwise capacity available =248 kVA | --> | 0.38 | 0 | 0.025 | 0 | 0 | Constrained, otherwise capacity available =340 kW | --> | C22 ex TOGHER | Togher [T41,T42] | TRABEG |  | 51.8715 | -8.5021
266213X | MV/LV Substation CA***213X |  | 20 kV | _ | LV | 100 kVA :Pole Substation | 0.1 | --> | 0.1 | 0 | 0 | Constrained, otherwise capacity available =97 kVA | --> | 0.095 | 0 | 0.01 | 0 | 0 | Constrained, otherwise capacity available =87 kW | --> | E17 ex CARNDONAGH | Carndonagh [T421,T422] | TRILLICK |  | 55.2602 | -7.2482
130239 | MV/LV Substation GR***239 |  | 20 kV | _ | LV | 100 kVA :Pole Substation | 0.1 | --> | 0.1 | 0 | 0 | Constrained, otherwise capacity available =94 kVA | --> | 0.095 | 0 | 0.006 | 0 | 0 | Constrained, otherwise capacity available =90 kW | --> | E12 ex FINEA | Finea [T421,T422] | SHANKILL |  | 53.773 | -7.4893
036442 | MV/LV Substation DU***442 |  | 20 kV | _ | LV | 50 kVA :Pole Substation | 0.05 | --> | 0.05 | 0 | 0 | Constrained, otherwise capacity available =18 kVA | --> | 0.048 | 0 | 0 | 0 | 0 | Constrained, otherwise capacity available =43 kW | --> | E20 ex GARRANACANTY | Garranacanty [T421,T422] | TIPPERARY |  | 52.5591 | -8.0439
069261 | MV/LV Substation WH***261 |  | 10 kV | _ | LV | 400 kVA :Kiosk Substation | 0.4 | --> | 0.4 | 0.189 | 0.91 |  | --> | 0.38 | 0 | 0.033 | 0.326 | 0 |  | --> | C22 ex KIMMAGE | Kimmage [T41,T42] | INCHICORE 220KV |  | 53.3059 | -6.3205
062040Z | MV/LV Substation AV***040Z |  | 10 kV | _ | LV | 400 kVA :Kiosk Substation | 0.4 | --> | 0.4 | 0.257 | 5.69 |  | --> | 0.38 | 0 | 0.011 | 0 | 0 | Constrained, otherwise capacity available =352 kW | --> | C24 ex RAMPARTS | Ramparts [T41,T42] | DUNDALK |  | 53.9968 | -6.404
281036 | MV/LV Substation AI***036 |  | 10 kV | _ | LV | 400 kVA :Kiosk Substation | 0.4 | --> | 0.4 | 0.183 | 5.49 |  | --> | 0.38 | 0 | 0 | 0.349 | 0 |  | --> | C17 ex TRABEG | Trabeg [T101,T102] | TRABEG |  | 51.8676 | -8.4787
3554083 | MV/LV Substation GA***4083 |  | 10 kV | _ | LV | 50 kVA :Pole Substation | 0.05 | --> | 0.05 | 0.047 | 0.06 |  | --> | 0.048 | 0 | 0 | 0 | 0 | Constrained, otherwise capacity available =47 kW | --> | C15 ex TUBBERCURRY | Tubbercurry [T41,T42] | TONROE |  | 54.0584 | -8.7229
281252X | MV/LV Substation EN***252X |  | 10 kV | _ | LV | 400 kVA :Kiosk Substation | 0.4 | --> | 0.4 | 0 | 0 | Constrained, otherwise capacity available =337 kVA | --> | 0.38 | 0 | 0.019 | 0 | 0 | Constrained, otherwise capacity available =357 kW | --> | C15 ex CARRIGALINE | Carrigaline [T41,T42] | BARNAHELY |  | 51.8176 | -8.396
089216 | MV/LV Substation CA***216 |  | 20 kV | _ | LV | 50 kVA :Pole Substation | 0.05 | --> | 0.05 | 0.05 | 3.56 |  | --> | 0.048 | 0 | 0 | 0 | 0 | Constrained, otherwise capacity available =48 kW | --> | E20 ex ENNISCRONE | Enniscrone [T421,T422] | MOY |  | 54.1773 | -9.0871
099117 | MV/LV Substation DO***117 |  | 10 kV | _ | LV | 1000 kVA :Building Structure | 1 | --> | 1 | 0 | 0 | Constrained, otherwise capacity available =595 kVA | --> | 0.95 | 0 | 0.05 | 0 | 0 | Constrained, otherwise capacity available =859 kW | --> | C18 ex CULLION | Cullion [T41,T42] | LETTERKENNY |  | 54.9461 | -7.7345
1564354 | MV/LV Substation B/***4354 |  | 20 kV | _ | LV | 50 kVA :Pole Substation | 0.05 | --> | 0.05 | 0.046 | 2.47 |  | --> | 0.048 | 0 | 0 | 0 | 0 | Constrained, otherwise capacity available =47 kW | --> | E13 ex TELAYDON | Telaydon [T42,T421] | LISDRUM |  | 54.322 | -7.1138
4054064 | MV/LV Substation CA***4064 |  | 20 kV | _ | LV | 50 kVA :Pole Substation | 0.05 | --> | 0.05 | 0.05 | 3.03 |  | --> | 0.048 | 0 | 0 | 0 | 0 | Constrained, otherwise capacity available =48 kW | --> | E12 ex MOVILLE | Moville [T421,T422] | TRILLICK |  | 55.2175 | -6.9475
007699Y | MV/LV Substation CL***699Y |  | 10 kV | _ | LV | 50 kVA :Pole Substation | 0.05 | --> | 0.05 | 0 | 0.9 |  | --> | 0.048 | 0 | 0.018 | 0 | 0 | Constrained, otherwise capacity available =23 kW | --> | C19 ex CLONARD | Clonard [T41,T42] | WEXFORD |  | 52.323 | -6.4927
0744066 | MV/LV Substation TO***4066 |  | 10 kV | _ | LV | 200 kVA :Pole Substation | 0.2 | --> | 0.2 | 0 | 0 | Constrained, otherwise capacity available =200 kVA | --> | 0.19 | 0 | 0 | 0 | 0 | Constrained, otherwise capacity available =190 kW | --> | C17 ex CARRICK ON SHANNON | Carrick On Shannon [T41,T42] | CARRICK ON SHANNON |  | 53.9442 | -8.0861
069581 | MV/LV Substation ED***581 |  | 10 kV | _ | LV | 400 kVA :Kiosk Substation | 0.4 | --> | 0.4 | 0 | 0 | Constrained, otherwise capacity available =358 kVA | --> | 0.38 | 0 | 0.003 | 0.372 | 0 |  | --> | C17 ex BALLYBODEN | Ballyboden [T41,T42] | COOKSTOWN |  | 53.2759 | -6.2868
089282X | MV/LV Substation FR***282X |  | 10 kV | _ | LV | 400 kVA :Kiosk Substation | 0.4 | --> | 0.4 | 0.373 | 2.33 |  | --> | 0.38 | 0 | 0 | 0 | 0 | Constrained, otherwise capacity available =376 kW | --> | E18 ex MOY | Moy [T421,T422] | MOY |  | 54.1265 | -9.1664
017848Y | MV/LV Substation OA***848Y |  | 10 kV | _ | LV | 200 kVA :Kiosk Substation | 0.2 | --> | 0.2 | 0.148 | 4.23 |  | --> | 0.19 | 0 | 0.002 | 0 | 0 | Constrained, otherwise capacity available =181 kW | --> | C13 ex CHURCHTOWN | Churchtown [T41] | RATHKEALE |  | 52.4538 | -9.049
0064028 | MV/LV Substation BA***4028 |  | 20 kV | _ | LV | 50 kVA :Pole Substation | 0.05 | --> | 0.05 | 0 | 0 | Constrained, otherwise capacity available =46 kVA | --> | 0.048 | 0 | 0 | 0 | 0 | Constrained, otherwise capacity available =47 kW | --> | E18 ex CLONROCHE | Clonroche [T421,T422] | WEXFORD |  | 52.4277 | -6.6388
003433Y | MV/LV Substation TO***433Y |  | 10 kV | _ | LV | 200 kVA :Kiosk Substation | 0.2 | --> | 0.2 | 0.183 | 11.58 |  | --> | 0.19 | 0 | 0 | 0 | 0 | Constrained, otherwise capacity available =188 kW | --> | C17 ex BALLYBEG | Ballybeg [T101,T102] | CARRICKMINES |  | 52.9907 | -6.0952
095112 | MV/LV Substation PA***112 |  | 10 kV | _ | LV | 50 kVA :Pole Substation | 0.05 | --> | 0.05 | 0.05 | 0.7 |  | --> | 0.048 | 0 | 0 | 0 | 0 | Constrained, otherwise capacity available =48 kW | --> | C11 ex KILRUSH | Kilrush [T41,T42] | TULLABRACK |  | 52.6502 | -9.4586
111014Z | MV/LV Substation EA***014Z |  | 10 kV | _ | LV | 100 kVA :Pole Substation | 0.1 | --> | 0.1 | 0 | 0 | Constrained, otherwise capacity available =81 kVA | --> | 0.095 | 0 | 0 | 0 | 0 | Constrained, otherwise capacity available =92 kW | --> | C15 ex BANTRY | Bantry [T41,T42] | BALLYLICKY |  | 51.7203 | -9.4503
067250Y | MV/LV Substation FO***250Y |  | 10 kV | _ | LV | 200 kVA :Pole Substation | 0.2 | --> | 0.2 | 0.103 | 13.8 |  | --> | 0.19 | 0 | 0.021 | 0.161 | 0 |  | --> | C20 ex SINGLAND | Singland [T101,T102] | SINGLAND |  | 52.6535 | -8.5676
069707 | MV/LV Substation EM***707 |  | 10 kV | _ | LV | 630 kVA :Building Structure | 0.63 | --> | 0.63 | 0.5 | 9.28 |  | --> | 0.598 | 0 | 0 | 0.5 | 0 |  | --> | C21 ex PEMBROKE | Pembroke [T41,T42,T43,T44] | RINGSEND |  | 53.3247 | -6.2234
071060 | MV/LV Substation CA***060 |  | 10 kV | _ | LV | 200 kVA :Pole Substation | 0.2 | --> | 0.2 | 0 | 0 | Constrained, otherwise capacity available =132 kVA | --> | 0.19 | 0 | 0.016 | 0.169 | 0 |  | --> | C22 ex GREYSTONES | Greystones [T41,T42] | FASSAROE |  | 53.1338 | -6.0753
0144024 | MV/LV Substation MO***4024 |  | 10 kV | _ | LV | 400 kVA :Kiosk Substation | 0.4 | --> | 0.4 | 0 | 0 | Constrained, otherwise capacity available =289 kVA | --> | 0.38 | 0 | 0.03 | 0 | 0 | Constrained, otherwise capacity available =342 kW | --> | C15 ex MORRISTOWN | Morristown [T41,T42] | NEWBRIDGE |  | 53.1864 | -6.8158
035147 | MV/LV Substation SU***147 |  | 10 kV | _ | LV | 200 kVA :Pole Substation | 0.2 | --> | 0.2 | 0.151 | 6.17 |  | --> | 0.19 | 0 | 0.051 | 0 | 0 | Constrained, otherwise capacity available =145 kW | --> | C24 ex CAHIR | Cahir [T41,T42] | CAHIR |  | 52.3713 | -7.8168
071045 | MV/LV Substation RA***045 |  | 10 kV | _ | LV | 400 kVA :Kiosk Substation | 0.4 | --> | 0.4 | 0 | 0 | Constrained, otherwise capacity available =248 kVA | --> | 0.38 | 0 | 0.147 | 0.25 | 0 |  | --> | C15 ex GREYSTONES | Greystones [T41,T42] | FASSAROE |  | 53.1513 | -6.0768
0374049 | MV/LV Substation EN***4049 |  | 10 kV | _ | LV | 200 kVA :Pole Substation | 0.2 | --> | 0.2 | 0 | 0 | Constrained, otherwise capacity available =168 kVA | --> | 0.19 | 0 | 0.006 | 0 | 0 | Constrained, otherwise capacity available =181 kW | --> | C20 ex CAHIRCALLA | Cahircalla [T41,T42] | ENNIS |  | 52.8313 | -9.0041
0904005 | MV/LV Substation CE***4005 |  | 10 kV | _ | LV | 400 kVA :Building Structure | 0.4 | --> | 0.4 | 0.345 | 3.16 |  | --> | 0.38 | 0 | 0 | 0 | 0 | Constrained, otherwise capacity available =372 kW | --> | C13 ex ENNISKEANE | Enniskeane [T41,T42] | BANDON |  | 51.7374 | -8.9311
037277Y | MV/LV Substation DE***277Y |  | 10 kV | _ | LV | 400 kVA :Kiosk Substation | 0.4 | --> | 0.4 | 0.376 | 13.05 |  | --> | 0.38 | 0 | 0.008 | 0.371 | 0 |  | --> | C18 ex ENNIS | Ennis [T101,T102] | ENNIS |  | 52.8598 | -8.9637
109039 | MV/LV Substation CO***039 |  | 10 kV | _ | LV | 400 kVA :Building Structure | 0.4 | --> | 0.4 | 0.257 | 0.38 |  | --> | 0.38 | 0 | 0.003 | 0.358 | 0 |  | --> | C15 ex RINEANNA | Rineanna [T41,T42] | DRUMLINE |  | 52.7013 | -8.8925
2144034 | MV/LV Substation KI***4034 |  | 20 kV | _ | LV | 50 kVA :Pole Substation | 0.05 | --> | 0.05 | 0 | 0 | Constrained, otherwise capacity available =50 kVA | --> | 0.048 | 0 | 0 | 0 | 0 | Constrained, otherwise capacity available =48 kW | --> | C11 ex DRUMQUIN | Drumquin [T42] | ENNIS |  | 52.8228 | -9.1153
011719Y | MV/LV Substation KE***719Y |  | 10 kV | _ | LV | 30 kVA :Pole Substation | 0.03 | --> | 0.03 | 0.024 | 0.04 |  | --> | 0.028 | 0 | 0.005 | 0 | 0 | Constrained, otherwise capacity available =24 kW | --> | C16 ex CALLAN | Callan [T41,T42] | KILKENNY |  | 52.5385 | -7.2836
026120 | MV/LV Substation CO***120 |  | 10 kV | _ | LV | 400 kVA :Kiosk Substation | 0.4 | --> | 0.4 | 0.355 | 8.66 |  | --> | 0.38 | 0 | 0.004 | 0 | 0 | Constrained, otherwise capacity available =371 kW | --> | C13 ex BANDON | Bandon [T101,T42] | BANDON |  | 51.7492 | -8.7509
017113 | MV/LV Substation L/***113 |  | 10 kV | _ | LV | 630 kVA :Building Structure | 0.63 | --> | 0.63 | 0.472 | 4.23 |  | --> | 0.598 | 0 | 0 | 0 | 0 | Constrained, otherwise capacity available =578 kW | --> | C17 ex CHURCHTOWN | Churchtown [T41] | RATHKEALE |  | 52.451 | -9.0596
081176 | MV/LV Substation ST***176 |  | 10 kV | _ | LV | 400 kVA :Kiosk Substation | 0.4 | --> | 0.4 | 0 | 0 | Constrained, otherwise capacity available =289 kVA | --> | 0.38 | 0 | 0.026 | 0 | 0 | Constrained, otherwise capacity available =345 kW | --> | C12 ex LEIXLIP | Leixlip [T41,T42] | GRIFFINRATH |  | 53.3675 | -6.4832
064185Y | MV/LV Substation L+***185Y |  | 10 kV | _ | LV | 400 kVA :Building Structure | 0.4 | --> | 0.4 | 0 | 0 | Constrained, otherwise capacity available =361 kVA | --> | 0.38 | 0 | 0 | 0 | 0 | Constrained, otherwise capacity available =375 kW | --> | C17 ex RATHMULLAN | Rathmullan [T41,T42] | DRYBRIDGE |  | 53.7145 | -6.3535
081173Z | MV/LV Substation SA***173Z |  | 10 kV | _ | LV | 200 kVA :Kiosk Substation | 0.2 | --> | 0.2 | 0 | 0 | Constrained, otherwise capacity available =167 kVA | --> | 0.19 | 0 | 0 | 0.185 | 0 |  | --> | C14 ex INCHICORE NORTH | Inchicore North [T41] | INCHICORE 220KV |  | 53.3431 | -6.3342
037015 | MV/LV Substation OR***015 |  | 10 kV | _ | LV | 400 kVA :Building Structure | 0.4 | --> | 0.4 | 0 | 0 |  | --> | 0.38 | 0 | 0 | 0 | 0 | Constrained, otherwise capacity available =282 kW | --> | C18 ex ENNIS NORTH | Ennis North [T41,T42] | ENNIS |  | 52.8602 | -8.9866
164020 | MV/LV Substation BA***020 |  | 10 kV | _ | LV | 400 kVA :Kiosk Substation | 0.4 | --> | 0.4 | 0 | 0 | Constrained, otherwise capacity available =346 kVA | --> | 0.38 | 0 | 0.009 | 0 | 0 | Constrained, otherwise capacity available =366 kW | --> | C15 ex SKIBBEREEN | Skibbereen [T41,T42] | DUNMANWAY |  | 51.5427 | -9.2677
0684583 | MV/LV Substation CA***4583 |  | 10 kV | _ | LV | 630 kVA :Kiosk Substation | 0.63 | --> | 0.63 | 0 | 0 | Constrained, otherwise capacity available =630 kVA | --> | 0.598 | 0 | 0 | 0.5 | 0 |  | --> | C12 ex CAMDEN ROW | Camden Row [T41] | FRANCIS STREET |  | 53.3345 | -6.265
049138Z | MV/LV Substation BA***138Z |  | 20 kV | _ | LV | 200 kVA :Pole Substation | 0.2 | --> | 0.2 | 0.198 | 0.21 |  | --> | 0.19 | 0 | 0 | 0 | 0 | Constrained, otherwise capacity available =190 kW | --> | E12 ex LONGFORD | Longford [T421,T422] | RICHMOND |  | 53.9196 | -7.6437
433007X | MV/LV Substation HO***007X |  | 10 kV | _ | LV | 200 kVA :Pole Substation | 0.2 | --> | 0.2 | 0 | 0 | Constrained, otherwise capacity available =131 kVA | --> | 0.19 | 0 | 0.008 | 0 | 0 | Constrained, otherwise capacity available =174 kW | --> | C16 ex BALLAGHADERREEN | Ballaghaderreen [T41,T42] | TONROE |  | 53.9084 | -8.5877
020533X | MV/LV Substation OL***533X |  | 10 kV | _ | LV | 200 kVA :Kiosk Substation | 0.2 | --> | 0.2 | 0 | 0 | Constrained, otherwise capacity available =107 kVA | --> | 0.19 | 0 | 0.014 | 0 | 0 | Constrained, otherwise capacity available =166 kW | --> | C18 ex COOLCORCORAN | Coolcorcoran [T41,T42] | KNOCKEARAGH |  | 52.0758 | -9.5282
0214365 | MV/LV Substation EV***4365 |  | 10 kV | _ | LV | 1000 kVA :Building Structure | 1 | --> | 1 | 0.5 | 6.78 |  | --> | 0.95 | 0 | 0 | 0.5 | 0 |  | --> | C13 ex CASTLEVIEW | Castleview [T101,T102] | CASTLEVIEW |  | 51.898 | -8.3595
062362Y | MV/LV Substation RA***362Y |  | 10 kV | _ | LV | 200 kVA :Kiosk Substation | 0.2 | --> | 0.2 | 0.136 | 3.12 |  | --> | 0.19 | 0 | 0.045 | 0 | 0 | Constrained, otherwise capacity available =148 kW | --> | C21 ex MARSHES | Marshes [T41,T42] | DUNDALK |  | 53.963 | -6.3744
153382X | MV/LV Substation JI***382X |  | 20 kV | _ | LV | 50 kVA :Pole Substation | 0.05 | --> | 0.05 | 0 | 0 | Constrained, otherwise capacity available =48 kVA | --> | 0.048 | 0 | 0 | 0 | 0 | Constrained, otherwise capacity available =47 kW | --> | E13 ex BIRDHILL | Birdhill [T421,T422] | ARDNACRUSHA |  | 52.7697 | -8.5441
0064316 | MV/LV Substation DA***4316 |  | 20 kV | _ | LV | 50 kVA :Pole Substation | 0.05 | --> | 0.05 | 0 | 0 | Constrained, otherwise capacity available =50 kVA | --> | 0.048 | 0 | 0 | 0 | 0 | Constrained, otherwise capacity available =48 kW | --> | E18 ex CLONROCHE | Clonroche [T421,T422] | WEXFORD |  | 52.4617 | -6.6611
017798X | MV/LV Substation AR***798X |  | 10 kV | _ | LV | 30 kVA :Pole Substation | 0.03 | --> | 0.03 | 0.029 | 1.05 |  | --> | 0.028 | 0 | 0 | 0 | 0 | Constrained, otherwise capacity available =28 kW | --> | C16 ex NEWCASTLEWEST | Newcastlewest [T41,T42] | RATHKEALE |  | 52.5046 | -9.0742
011174Z | MV/LV Substation CL***174Z |  | 10 kV | _ | LV | 400 kVA :Kiosk Substation | 0.4 | --> | 0.4 | 0 | 0 | Constrained, otherwise capacity available =319 kVA | --> | 0.38 | 0 | 0.003 | 0 | 0 | Constrained, otherwise capacity available =367 kW | --> | C19 ex ROSEHILL | Rosehill [T41,T42] | KILKENNY |  | 52.6396 | -7.2511
160330Y | MV/LV Substation CA***330Y |  | 10 kV | _ | LV | 50 kVA :Pole Substation | 0.05 | --> | 0.05 | 0 | 0 | Constrained, otherwise capacity available =48 kVA | --> | 0.048 | 0 | 0 | 0 | 0 | Constrained, otherwise capacity available =47 kW | --> | C16 ex PALLAS | Pallas [T41,T42] | PORTLAOISE |  | 53.0735 | -7.4052
108008 | MV/LV Substation CO***008 |  | 10 kV | _ | LV | 400 kVA :Kiosk Substation | 0.4 | --> | 0.4 | 0.37 | 1.57 |  | --> | 0.38 | 0 | 0 | 0 | 0 | Constrained, otherwise capacity available =376 kW | --> | C15 ex BALLYSHANNON | Ballyshannon [T41,T42] | CATHALEENS FALL |  | 54.5024 | -8.1893
067054 | MV/LV Substation MO***054 |  | 10 kV | _ | LV | 630 kVA :Building Structure | 0.63 | --> | 0.63 | 0 | 0 | Constrained, otherwise capacity available =456 kVA | --> | 0.598 | 0 | 0 | 0.5 | 0 |  | --> | C20 ex BALLINACURRA | Ballinacurra [T41,T42] | LIMERICK |  | 52.6606 | -8.6339
244499 | MV/LV Substation CU***499 |  | 20 kV | _ | LV | 50 kVA :Pole Substation | 0.05 | --> | 0.05 | 0 | 0 | Constrained, otherwise capacity available =50 kVA | --> | 0.048 | 0 | 0 | 0 | 0 | Constrained, otherwise capacity available =48 kW | --> | E21 ex MILLTOWN (SR) | Milltown (sr) [T421,T422] | OUGHTRAGH |  | 52.0907 | -9.6621
062130Y | MV/LV Substation I.***130Y |  | 10 kV | _ | LV | 400 kVA :Building Structure | 0.4 | --> | 0.4 | 0.295 | 3.12 |  | --> | 0.38 | 0 | 0 | 0 | 0 | Constrained, otherwise capacity available =365 kW | --> | C15 ex MARSHES | Marshes [T41,T42] | DUNDALK |  | 53.9796 | -6.3862
2884129 | MV/LV Substation CU***4129 |  | 10 kV | _ | LV | 400 kVA :Kiosk Substation | 0.4 | --> | 0.4 | 0 | 0 | Constrained, otherwise capacity available =400 kVA | --> | 0.38 | 0 | 0 | 0.38 | 0 |  | --> | C20 ex SANDYFORD | Sandyford [T41,T42] | CARRICKMINES |  | 53.2706 | -6.2272
003198 | MV/LV Substation VI***198 |  | 10 kV | _ | LV | 100 kVA :Pole Substation | 0.1 | --> | 0.1 | 0.076 | 11.58 |  | --> | 0.095 | 0 | 0 | 0 | 0 | Constrained, otherwise capacity available =92 kW | --> | C25 ex BALLYBEG | Ballybeg [T101,T102] | CARRICKMINES |  | 52.9869 | -6.0451
011808Y | MV/LV Substation ST***808Y |  | 10 kV | _ | LV | 200 kVA :Pole Substation | 0.2 | --> | 0.2 | 0.037 | 0.04 | Constrained, otherwise capacity available =197 kVA | --> | 0.19 | 0 | 0 | 0 | 0 | Constrained, otherwise capacity available =190 kW | --> | C16 ex CALLAN | Callan [T41,T42] | KILKENNY |  | 52.5425 | -7.2311
0344142 | MV/LV Substation LI***4142 |  | 20 kV | _ | LV | 400 kVA :Building Structure | 0.4 | --> | 0.4 | 0.399 | 5.88 |  | --> | 0.38 | 0 | 0 | 0 | 0 | Constrained, otherwise capacity available =380 kW | --> | C14 ex ARDGEEHA | Ardgeeha [T41,T42] | DOON |  | 52.4049 | -7.7079
011445X | MV/LV Substation HO***445X |  | 10 kV | _ | LV | 200 kVA :Pole Substation | 0.2 | --> | 0.2 | 0 | 0 | Constrained, otherwise capacity available =162 kVA | --> | 0.19 | 0 | 0 | 0 | 0 | Constrained, otherwise capacity available =185 kW | --> | C15 ex TALBOTS INCH | Talbots Inch [T41,T42] | KILKENNY |  | 52.6585 | -7.2952
0544569 | MV/LV Substation CO***4569 |  | 20 kV | _ | LV | 400 kVA :Kiosk Substation | 0.4 | --> | 0.4 | 0 | 0 | Constrained, otherwise capacity available =400 kVA | --> | 0.38 | 0 | 0 | 0 | 0 | Constrained, otherwise capacity available =380 kW | --> | E12 ex PORTLAOISE | Portlaoise [T423,T424] | PORTLAOISE |  | 52.9836 | -7.1999
149614 | MV/LV Substation FI***614 |  | 10 kV | _ | LV | 200 kVA :Pole Substation | 0.2 | --> | 0.2 | 0 | 0 | Constrained, otherwise capacity available =154 kVA | --> | 0.19 | 0 | 0 | 0 | 0 | Constrained, otherwise capacity available =184 kW | --> | C11 ex DONEGAL | Donegal [T41,T42] | CATHALEENS FALL |  | 54.6562 | -8.2231
007529X | MV/LV Substation MA***529X |  | 20 kV | _ | LV | 50 kVA :Pole Substation | 0.05 | --> | 0.05 | 0.049 | 1.4 |  | --> | 0.048 | 0 | 0 | 0 | 0 | Constrained, otherwise capacity available =47 kW | --> | E20 ex KILLINICK | Killinick [T421,T422] | WEXFORD |  | 52.2494 | -6.522
117661X | MV/LV Substation DR***661X |  | 20 kV | _ | LV | 100 kVA :Pole Substation | 0.1 | --> | 0.1 | 0 | 0 | Constrained, otherwise capacity available =44 kVA | --> | 0.095 | 0 | 0.008 | 0.081 | 0 |  | --> | E17 ex MANORHAMILTON | Manorhamilton [T422] | SLIGO |  | 54.2307 | -8.2934
041924X | MV/LV Substation KN***924X |  | 20 kV | _ | LV | 200 kVA :Pole Substation | 0.2 | --> | 0.2 | 0 | 0 | Constrained, otherwise capacity available =170 kVA | --> | 0.19 | 0 | 0 | 0 | 0 | Constrained, otherwise capacity available =186 kW | --> | E14 ex DALTON | Dalton [T421,T422] | DALTON |  | 53.7917 | -8.9136
059654X | MV/LV Substation BE***654X |  | 20 kV | _ | LV | 50 kVA :Pole Substation | 0.05 | --> | 0.05 | 0 | 0 | Constrained, otherwise capacity available =42 kVA | --> | 0.048 | 0 | 0.01 | 0 | 0 | Constrained, otherwise capacity available =39 kW | --> | E19 ex CAVAN | Cavan [T42,T421] | SHANKILL |  | 53.9388 | -7.4173
165581 | MV/LV Substation KI***581 |  | 10 kV | _ | LV | 50 kVA :Pole Substation | 0.05 | --> | 0.05 | 0 | 0 | Constrained, otherwise capacity available =20 kVA | --> | 0.048 | 0 | 0 | 0 | 0 | Constrained, otherwise capacity available =43 kW | --> | C14 ex CLONAKILTY | Clonakilty [T41,T42] | DUNMANWAY |  | 51.639 | -8.9031
074454X | MV/LV Substation DU***454X |  | 10 kV | _ | LV | 400 kVA :Kiosk Substation | 0.4 | --> | 0.4 | 0 | 0 | Constrained, otherwise capacity available =295 kVA | --> | 0.38 | 0 | 0.025 | 0 | 0 | Constrained, otherwise capacity available =347 kW | --> | C17 ex CARRICK ON SHANNON | Carrick On Shannon [T41,T42] | CARRICK ON SHANNON |  | 53.9424 | -8.0736
064166 | MV/LV Substation HA***166 |  | 10 kV | _ | LV | 200 kVA :Kiosk Substation | 0.2 | --> | 0.2 | 0 | 0 | Constrained, otherwise capacity available =173 kVA | --> | 0.19 | 0 | 0.016 | 0 | 0 | Constrained, otherwise capacity available =174 kW | --> | C22 ex TERMONFECKIN ROAD | Termonfeckin Road [T41,T42] | DRYBRIDGE |  | 53.7247 | -6.3335
109468 | MV/LV Substation ST***468 |  | 10 kV | _ | LV | 400 kVA :Building Structure | 0.4 | --> | 0.4 | 0.371 | 0.38 |  | --> | 0.38 | 0 | 0 | 0.376 | 0 |  | --> | C15 ex RINEANNA | Rineanna [T41,T42] | DRUMLINE |  | 52.7055 | -8.8622
0094195 | MV/LV Substation WA***4195 |  | 10 kV | _ | LV | 400 kVA :Building Structure | 0.4 | --> | 0.4 | 0.4 | 0.53 |  | --> | 0.38 | 0 | 0 | 0 | 0 | Constrained, otherwise capacity available =380 kW | --> | C16 ex MANOR STREET | Manor Street [T41,T42] | WATERFORD |  | 52.2577 | -7.107
251856 | MV/LV Substation CR***856 |  | 20 kV | _ | LV | 50 kVA :Pole Substation | 0.05 | --> | 0.05 | 0 | 0 | Constrained, otherwise capacity available =50 kVA | --> | 0.048 | 0 | 0 | 0 | 0 | Constrained, otherwise capacity available =48 kW | --> | E43 ex CLAREGALWAY | Claregalway [T42,T421] | GALWAY 110KV |  | 53.3401 | -8.8665
037156 | MV/LV Substation BA***156 |  | 10 kV | _ | LV | 630 kVA :Building Structure | 0.63 | --> | 0.63 | 0.5 | 13.05 |  | --> | 0.598 | 0 | 0 | 0.5 | 0 |  | --> | C17 ex ENNIS | Ennis [T101,T102] | ENNIS |  | 52.852 | -8.9843
149657 | MV/LV Substation TA***657 |  | 20 kV | _ | LV | 100 kVA :Pole Substation | 0.1 | --> | 0.1 | 0 | 0 | Constrained, otherwise capacity available =41 kVA | --> | 0.095 | 0 | 0.01 | 0 | 0 | Constrained, otherwise capacity available =79 kW | --> | C13 ex DONEGAL | Donegal [T41,T42] | CATHALEENS FALL |  | 54.6075 | -8.0802
014068X | MV/LV Substation RO***068X |  | 10 kV | _ | LV | 200 kVA :Pole Substation | 0.2 | --> | 0.2 | 0 | 0 | Constrained, otherwise capacity available =87 kVA | --> | 0.19 | 0 | 0.021 | 0 | 0 | Constrained, otherwise capacity available =158 kW | --> | C18 ex KILDARE | Kildare [T41,T42] | NEWBRIDGE |  | 53.1532 | -6.897
046064 | MV/LV Substation WR***064 |  | 10 kV | _ | LV | 400 kVA :Kiosk Substation | 0.4 | --> | 0.4 | 0.284 | 5.78 |  | --> | 0.38 | 0 | 0.03 | 0.342 | 0 |  | --> | C13 ex OAKFIELD | Oakfield [T41,T42] | SLIGO |  | 54.2672 | -8.5014
058172 | MV/LV Substation PU***172 |  | 10 kV | _ | LV | 50 kVA :Pole Substation | 0.05 | --> | 0.05 | 0 | 0 | Constrained, otherwise capacity available =37 kVA | --> | 0.048 | 0 | 0 | 0 | 0 | Constrained, otherwise capacity available =46 kW | --> | C26 ex KYLEERAGH | Kyleeragh [T41,T42] | NENAGH |  | 52.9328 | -8.2379
0684606 | MV/LV Substation CU***4606 |  | 10 kV | _ | LV | 630 kVA :Building Structure | 0.63 | --> | 0.63 | 0.368 | 1.37 |  | --> | 0.598 | 0 | 0 | 0.5 | 0 |  | --> | C22 ex SOUTH KING STREET | South King Street [T41,T42] | FRANCIS STREET |  | 53.3386 | -6.2636
149299X | MV/LV Substation LI***299X |  | 20 kV | _ | LV | 50 kVA :Pole Substation | 0.05 | --> | 0.05 | 0 | 0 | Constrained, otherwise capacity available =46 kVA | --> | 0.048 | 0 | 0 | 0 | 0 | Constrained, otherwise capacity available =47 kW | --> | C13 ex DONEGAL | Donegal [T41,T42] | CATHALEENS FALL |  | 54.5998 | -8.078
156046 | MV/LV Substation RO***046 |  | 10 kV | _ | LV | 630 kVA :Kiosk Substation | 0.63 | --> | 0.63 | 0 | 0 | Constrained, otherwise capacity available =581 kVA | --> | 0.598 | 0 | 0 | 0 | 0 | Constrained, otherwise capacity available =592 kW | --> | C19 ex DRUMBEAR | Drumbear [T41,T42] | LISDRUM |  | 54.2415 | -6.9817
139828Y | MV/LV Substation HA***828Y |  | 10 kV | _ | LV | 200 kVA :Pole Substation | 0.2 | --> | 0.2 | 0 | 0 | Constrained, otherwise capacity available =190 kVA | --> | 0.19 | 0 | 0 | 0 | 0 | Constrained, otherwise capacity available =189 kW | --> | E18 ex FINEA | Finea [T421,T422] | SHANKILL |  | 53.741 | -7.3499
075899 | MV/LV Substation KN***899 |  | 20 kV | _ | LV | 50 kVA :Pole Substation | 0.05 | --> | 0.05 | 0.042 | 4.38 |  | --> | 0.048 | 0 | 0 | 0.046 | 0 |  | --> | E17 ex CRANE | Crane [T122] | CRANE |  | 52.533 | -6.4777
003654 | MV/LV Substation BA***654 |  | 10 kV | _ | LV | 50 kVA :Pole Substation | 0.05 | --> | 0.05 | 0.038 | 11.58 |  | --> | 0.048 | 0 | 0.004 | 0 | 0 | Constrained, otherwise capacity available =43 kW | --> | C23 ex BALLYBEG | Ballybeg [T101,T102] | CARRICKMINES |  | 52.9718 | -6.0982
253037Z | MV/LV Substation BR***037Z |  | 20 kV | _ | LV | 630 kVA :Kiosk Substation | 0.63 | --> | 0.63 | 0 | 0 | Constrained, otherwise capacity available =406 kVA | --> | 0.598 | 0 | 0 | 0 | 0 | Constrained, otherwise capacity available =567 kW | --> | E15 ex GLENAMADDY | Glenamaddy [T422] | ATHLONE |  | 53.6017 | -8.5593
160608Y | MV/LV Substation RA***608Y |  | 10 kV | _ | LV | 400 kVA :Kiosk Substation | 0.4 | --> | 0.4 | 0 | 0 | Constrained, otherwise capacity available =293 kVA | --> | 0.38 | 0 | 0.008 | 0 | 0 | Constrained, otherwise capacity available =359 kW | --> | C16 ex PORTARLINGTON | Portarlington [T41,T42] | PORTLAOISE |  | 53.147 | -7.177
204136X | MV/LV Substation BR***136X |  | 10 kV | _ | LV | 400 kVA :Kiosk Substation | 0.4 | --> | 0.4 | 0 | 0 | Constrained, otherwise capacity available =148 kVA | --> | 0.38 | 0 | 0 | 0 | 0 | Constrained, otherwise capacity available =344 kW | --> | E16 ex BUNCRANA | Buncrana [T421,T422] | TRILLICK |  | 55.1354 | -7.4551
062889Y | MV/LV Substation MO***889Y |  | 10 kV | _ | LV | 1000 kVA :Building Structure | 1 | --> | 1 | 0.5 | 5.69 |  | --> | 0.95 | 0 | 0 | 0 | 0 | Constrained, otherwise capacity available =942 kW | --> | C11 ex RAMPARTS | Ramparts [T41,T42] | DUNDALK |  | 53.9951 | -6.4034
032535Y | MV/LV Substation AI***535Y |  | 20 kV | _ | LV | 630 kVA :Building Structure | 0.63 | --> | 0.63 | 0 | 0 | Constrained, otherwise capacity available =629 kVA | --> | 0.598 | 0 | 0 | 0 | 0 | Constrained, otherwise capacity available =598 kW | --> | E14 ex KILCARRAGH | Kilcarragh [T421,T422] | BUTLERSTOWN |  | 52.1851 | -7.0801
054127Z | MV/LV Substation CO***127Z |  | 10 kV | _ | LV | 200 kVA :Kiosk Substation | 0.2 | --> | 0.2 | 0 | 0 | Constrained, otherwise capacity available =200 kVA | --> | 0.19 | 0 | 0.05 | 0 | 0 | Constrained, otherwise capacity available =153 kW | --> | E16 ex PORTLAOISE | Portlaoise [T423,T424] | PORTLAOISE |  | 53.0256 | -7.3166
138093X | MV/LV Substation FA***093X |  | 10 kV | _ | LV | 400 kVA :Kiosk Substation | 0.4 | --> | 0.4 | 0.356 | 1.52 |  | --> | 0.38 | 0 | 0 | 0 | 0 | Constrained, otherwise capacity available =374 kW | --> | C18 ex SHERCOCK | Shercock [T41,T42] | MEATH HILL |  | 53.9947 | -6.8959
021687Z | MV/LV Substation EX***687Z |  | 10 kV | _ | LV | 630 kVA :Building Structure | 0.63 | --> | 0.63 | 0 | 0 | Constrained, otherwise capacity available =551 kVA | --> | 0.598 | 0 | 0 | 0 | 0 | Constrained, otherwise capacity available =588 kW | --> | C22 ex KILBARRY |  |  |  | 51.9128 | -8.496
151097X | MV/LV Substation KI***097X |  | 10 kV | _ | LV | 50 kVA :Pole Substation | 0.05 | --> | 0.05 | 0 | 0 | Constrained, otherwise capacity available =41 kVA | --> | 0.048 | 0 | 0 | 0 | 0 | Constrained, otherwise capacity available =46 kW | --> | C16 ex GARRYSPILLANE | Garryspillane [T41] | TIPPERARY |  | 52.3655 | -8.4708
154396 | MV/LV Substation RI***396 |  | 10 kV | _ | LV | 200 kVA :Pole Substation | 0.2 | --> | 0.2 | 0 | 0 | Constrained, otherwise capacity available =164 kVA | --> | 0.19 | 0 | 0 | 0 | 0 | Constrained, otherwise capacity available =185 kW | --> | C24 ex BALLYCOOLIN | Ballycoolin [T41,T42,T43] | FINGLAS |  | 53.4016 | -6.3779
011006 | MV/LV Substation RA***006 |  | 10 kV | _ | LV | 630 kVA :Kiosk Substation | 0.63 | --> | 0.63 | 0.346 | 5.05 |  | --> | 0.598 | 0 | 0.016 | 0 | 0 | Constrained, otherwise capacity available =547 kW | --> | C18 ex MCDONAGH | Mcdonagh [T41,T42] | KILKENNY |  | 52.6552 | -7.2462
053652Y | MV/LV Substation BA***652Y |  | 10 kV | _ | LV | 50 kVA :Pole Substation | 0.05 | --> | 0.05 | 0.045 | 2.39 |  | --> | 0.048 | 0 | 0 | 0 | 0 | Constrained, otherwise capacity available =47 kW | --> | C18 ex SRAH | Srah [T41,T42] | THORNSBERRY |  | 53.2928 | -7.5669
196807 | MV/LV Substation TR***807 |  | 20 kV | _ | LV | 100 kVA :Pole Substation | 0.1 | --> | 0.1 | 0.081 | 0.33 |  | --> | 0.095 | 0 | 0.025 | 0 | 0 | Constrained, otherwise capacity available =74 kW | --> | E31 ex TRIM | Trim [T421] | NAVAN |  | 53.5204 | -6.8251
037069 | MV/LV Substation ST***069 |  | 10 kV | _ | LV | 400 kVA :Kiosk Substation | 0.4 | --> | 0.4 | 0.264 | 13.05 |  | --> | 0.38 | 0 | 0.031 | 0.338 | 0 |  | --> | C12 ex ENNIS | Ennis [T101,T102] | ENNIS |  | 52.8528 | -8.9738
009398Y | MV/LV Substation MC***398Y |  | 10 kV | _ | LV | 630 kVA :Building Structure | 0.63 | --> | 0.63 | 0.5 | 0.53 | Constrained, otherwise capacity available =609 kVA | --> | 0.598 | 0 | 0 | 0 | 0 | Constrained, otherwise capacity available =596 kW | --> | C16 ex MANOR STREET | Manor Street [T41,T42] | WATERFORD |  | 52.2583 | -7.1043
037132 | MV/LV Substation CO***132 |  | 10 kV | _ | LV | 400 kVA :Kiosk Substation | 0.4 | --> | 0.4 | 0.31 | 13.05 |  | --> | 0.38 | 0 | 0 | 0.368 | 0 |  | --> | C17 ex ENNIS | Ennis [T101,T102] | ENNIS |  | 52.8465 | -8.995
0014106 | MV/LV Substation DO***4106 |  | 10 kV | _ | LV | 1000 kVA :Building Structure | 1 | --> | 1 | 0 | 0 | Constrained, otherwise capacity available =973 kVA | --> | 0.95 | 0 | 0 | 0.5 | 0 |  | --> | C18 ex DUNDRUM | Dundrum [T41,T42] | BLACKROCK |  | 53.3131 | -6.2286
180574X | MV/LV Substation RA***574X |  | 10 kV | _ | LV | 100 kVA :Pole Substation | 0.1 | --> | 0.1 | 0.039 | 1.4 |  | --> | 0.095 | 0 | 0 | 0 | 0 | Constrained, otherwise capacity available =86 kW | --> | C14 ex KELLS | Kells [T41,T42] | NAVAN |  | 53.7291 | -6.8625
067455Y | MV/LV Substation LY***455Y |  | 10 kV | _ | LV | 400 kVA :Kiosk Substation | 0.4 | --> | 0.4 | 0 | 0 | Constrained, otherwise capacity available =324 kVA | --> | 0.38 | 0 | 0 | 0.37 | 0 |  | --> | C22 ex GARRYOWEN | Garryowen [T41,T42] | LIMERICK |  | 52.6498 | -8.5852
0014183 | MV/LV Substation BE***4183 |  | 10 kV | _ | LV | 630 kVA :Kiosk Substation | 0.63 | --> | 0.63 | 0 | 0 | Constrained, otherwise capacity available =630 kVA | --> | 0.598 | 0 | 0 | 0.5 | 0 |  | --> | C18 ex DUNDRUM | Dundrum [T41,T42] | BLACKROCK |  | 53.3036 | -6.2352
2484032 | MV/LV Substation FI***4032 |  | 20 kV | _ | LV | 400 kVA :Kiosk Substation | 0.4 | --> | 0.4 | 0 | 0 | Constrained, otherwise capacity available =400 kVA | --> | 0.38 | 0 | 0 | 0 | 0 | Constrained, otherwise capacity available =380 kW | --> | E19 ex KILCOCK | Kilcock [T421,T422] | GRIFFINRATH |  | 53.3874 | -6.6969
0634206 | MV/LV Substation SY***4206 |  | 10 kV | _ | LV | 50 kVA :Pole Substation | 0.05 | --> | 0.05 | 0 | 0 | Constrained, otherwise capacity available =50 kVA | --> | 0.048 | 0 | 0 | 0 | 0 | Constrained, otherwise capacity available =48 kW | --> | C15 ex STICKILLEN | Stickillen [T41,T42] | DRYBRIDGE |  | 53.7968 | -6.636
074534X | MV/LV Substation MA***534X |  | 10 kV | _ | LV | 50 kVA :Pole Substation | 0.05 | --> | 0.05 | 0 | 0 | Constrained, otherwise capacity available =37 kVA | --> | 0.048 | 0 | 0 | 0 | 0 | Constrained, otherwise capacity available =46 kW | --> | C15 ex CARRICK ON SHANNON | Carrick On Shannon [T41,T42] | CARRICK ON SHANNON |  | 53.9581 | -8.1739
111561Z | MV/LV Substation FA***561Z |  | 20 kV | _ | LV | 50 kVA :Pole Substation | 0.05 | --> | 0.05 | 0 | 0 | Constrained, otherwise capacity available =46 kVA | --> | 0.048 | 0 | 0 | 0 | 0 | Constrained, otherwise capacity available =47 kW | --> | C11 ex BANTRY | Bantry [T41,T42] | BALLYLICKY |  | 51.6436 | -9.5844
055001 | MV/LV Substation HA***001 |  | 10 kV | _ | LV | 100 kVA :Building Structure | 0.1 | --> | 0.1 | 0 | 0 | Constrained, otherwise capacity available =81 kVA | --> | 0.095 | 0 | 0.04 | 0 | 0 | Constrained, otherwise capacity available =63 kW | --> | C12 ex ROSCREA | Roscrea [T41,T42] | IKERRIN |  | 52.9591 | -7.7945
0364209 | MV/LV Substation BA***4209 |  | 20 kV | _ | LV | 50 kVA :Pole Substation | 0.05 | --> | 0.05 | 0 | 0 | Constrained, otherwise capacity available =50 kVA | --> | 0.048 | 0 | 0 | 0 | 0 | Constrained, otherwise capacity available =48 kW | --> | E20 ex GARRANACANTY | Garranacanty [T421,T422] | TIPPERARY |  | 52.4829 | -8.1088
019127X | MV/LV Substation LI***127X |  | 10 kV | _ | LV | 400 kVA :Kiosk Substation | 0.4 | --> | 0.4 | 0.335 | 2.18 |  | --> | 0.38 | 0 | 0.01 | 0 | 0 | Constrained, otherwise capacity available =364 kW | --> | C18 ex BALLYRICKARD | Ballyrickard [T41,T42] | TRALEE |  | 52.2824 | -9.7108
433936 | MV/LV Substation KI***936 |  | 10 kV | _ | LV | 100 kVA :Pole Substation | 0.1 | --> | 0.1 | 0 | 0 | Constrained, otherwise capacity available =48 kVA | --> | 0.095 | 0 | 0.004 | 0 | 0 | Constrained, otherwise capacity available =85 kW | --> | C15 ex BALLAGHADERREEN | Ballaghaderreen [T41,T42] | TONROE |  | 53.9067 | -8.5679
034555 | MV/LV Substation BA***555 |  | 20 kV | _ | LV | 50 kVA :Pole Substation | 0.05 | --> | 0.05 | 0.029 | 0.57 |  | --> | 0.048 | 0 | 0 | 0 | 0 | Constrained, otherwise capacity available =44 kW | --> | E23 ex LAWLESSTOWN | Lawlesstown [T42,T421] | DOON |  | 52.3725 | -7.778
052341X | MV/LV Substation BA***341X |  | 20 kV | _ | LV | 50 kVA :Pole Substation | 0.05 | --> | 0.05 | 0.047 | 10.9 |  | --> | 0.048 | 0 | 0 | 0.047 | 0 |  | --> | C25 ex MULLINGAR | Mullingar [T101,T102] | MULLINGAR |  | 53.5705 | -7.5087
062427 | MV/LV Substation DR***427 |  | 10 kV | _ | LV | 50 kVA :Pole Substation | 0.05 | --> | 0.05 | 0.043 | 3.12 |  | --> | 0.048 | 0 | 0 | 0 | 0 | Constrained, otherwise capacity available =46 kW | --> | C21 ex MARSHES | Marshes [T41,T42] | DUNDALK |  | 53.9559 | -6.4018
149304X | MV/LV Substation LE***304X |  | 20 kV | _ | LV | 50 kVA :Pole Substation | 0.05 | --> | 0.05 | 0 | 0 | Constrained, otherwise capacity available =45 kVA | --> | 0.048 | 0 | 0.01 | 0 | 0 | Constrained, otherwise capacity available =40 kW | --> | C13 ex DONEGAL | Donegal [T41,T42] | CATHALEENS FALL |  | 54.6264 | -8.1179
051337X | MV/LV Substation CA***337X |  | 20 kV | _ | LV | 50 kVA :Pole Substation | 0.05 | --> | 0.05 | 0.027 | 2.22 |  | --> | 0.048 | 0 | 0.005 | 0.041 | 0 |  | --> | E21 ex CLARA | Clara [T421,T422] | THORNSBERRY |  | 53.3244 | -7.7298
062960Y | MV/LV Substation CO***960Y |  | 10 kV | _ | LV | 400 kVA :Kiosk Substation | 0.4 | --> | 0.4 | 0.326 | 3.12 |  | --> | 0.38 | 0 | 0.029 | 0 | 0 | Constrained, otherwise capacity available =348 kW | --> | C21 ex MARSHES | Marshes [T41,T42] | DUNDALK |  | 53.9666 | -6.3766
064332Z | MV/LV Substation MI***332Z |  | 10 kV | _ | LV | 100 kVA :Pole Substation | 0.1 | --> | 0.1 | 0 | 0 | Constrained, otherwise capacity available =85 kVA | --> | 0.095 | 0 | 0.04 | 0 | 0 | Constrained, otherwise capacity available =63 kW | --> | C13 ex MORNINGTON ROAD | Mornington Road [T41,T42] | DRYBRIDGE |  | 53.71 | -6.2986
071001 | MV/LV Substation WH***001 |  | 10 kV | _ | LV | 400 kVA :Building Structure | 0.4 | --> | 0.4 | 0 | 0 | Constrained, otherwise capacity available =276 kVA | --> | 0.38 | 0 | 0.058 | 0.32 | 0 |  | --> | C17 ex GREYSTONES | Greystones [T41,T42] | FASSAROE |  | 53.1417 | -6.0647
067147 | MV/LV Substation RO***147 |  | 10 kV | _ | LV | 400 kVA :Kiosk Substation | 0.4 | --> | 0.4 | 0 | 0 | Constrained, otherwise capacity available =332 kVA | --> | 0.38 | 0 | 0.025 | 0.352 | 0 |  | --> | C20 ex GARRYOWEN | Garryowen [T41,T42] | LIMERICK |  | 52.6445 | -8.6317
006542X | MV/LV Substation CL***542X |  | 20 kV | _ | LV | 50 kVA :Pole Substation | 0.05 | --> | 0.05 | 0 | 0 | Constrained, otherwise capacity available =44 kVA | --> | 0.048 | 0 | 0 | 0 | 0 | Constrained, otherwise capacity available =47 kW | --> | E18 ex CLONROCHE | Clonroche [T421,T422] | WEXFORD |  | 52.4282 | -6.6101
209622 | MV/LV Substation MA***622 |  | 10 kV | _ | LV | 200 kVA :Pole Substation | 0.2 | --> | 0.2 | 0 | 0 | Constrained, otherwise capacity available =91 kVA | --> | 0.19 | 0 | 0.017 | 0 | 0 | Constrained, otherwise capacity available =162 kW | --> | C14 ex MILFORD (NR) | Milford (nr) [T41,T42] | LETTERKENNY |  | 55.0883 | -7.6954
033837X | MV/LV Substation IR***837X |  | 10 kV | _ | LV | 50 kVA :Pole Substation | 0.05 | --> | 0.05 | 0 | 0 | Constrained, otherwise capacity available =46 kVA | --> | 0.048 | 0 | 0 | 0.047 | 0 |  | --> | C25 ex CREGG ROAD | Cregg Road [T41,T42] | BALLYDINE |  | 52.3498 | -7.4054
014625Z | MV/LV Substation CU***625Z |  | 10 kV | _ | LV | 630 kVA :Kiosk Substation | 0.63 | --> | 0.63 | 0 | 0 | Constrained, otherwise capacity available =412 kVA | --> | 0.598 | 0 | 0.087 | 0 | 0 | Constrained, otherwise capacity available =504 kW | --> | C12 ex ATHGARVAN | Athgarvan [T41,T44] | NEWBRIDGE |  | 53.1674 | -6.8006
340715 | MV/LV Substation MA***715 |  | 10 kV | _ | LV | 200 kVA :Pole Substation | 0.2 | --> | 0.2 | 0 | 0 | Constrained, otherwise capacity available =146 kVA | --> | 0.19 | 0 | 0.006 | 0 | 0 | Constrained, otherwise capacity available =178 kW | --> | C16 ex DUNGLOE | Dungloe [T41,T42] | ARDNAGAPPARY |  | 54.9467 | -8.3653
081616Z | MV/LV Substation FF***616Z |  | 10 kV | _ | LV | 200 kVA :Kiosk Substation | 0.2 | --> | 0.2 | 0 | 0 | Constrained, otherwise capacity available =158 kVA | --> | 0.19 | 0 | 0.009 | 0.178 | 0 |  | --> | C18 ex LUCAN EAST | Lucan East [T41,T42] | GRANGE CASTLE |  | 53.3504 | -6.4272
365196X | MV/LV Substation GL***196X |  | 10 kV | _ | LV | 200 kVA :Kiosk Substation | 0.2 | --> | 0.2 | 0.118 | 13.91 |  | --> | 0.19 | 0 | 0 | 0.179 | 0 |  | --> | C23 ex COOKSTOWN | Cookstown [T101,T102] | CARRICKMINES |  | 53.2853 | -6.4018
001047 | MV/LV Substation AB***047 |  | 10 kV | _ | LV | 400 kVA :Kiosk Substation | 0.4 | --> | 0.4 | 0 | 0 | Constrained, otherwise capacity available =251 kVA | --> | 0.38 | 0 | 0.03 | 0.337 | 0 |  | --> | C11 ex LOUGHLINSTOWN | Loughlinstown [T41,T42] | CARRICKMINES |  | 53.2484 | -6.1212
156646Y | MV/LV Substation KN***646Y |  | 20 kV | _ | LV | 50 kVA :Pole Substation | 0.05 | --> | 0.05 | 0 | 0 | Constrained, otherwise capacity available =34 kVA | --> | 0.048 | 0 | 0.005 | 0 | 0 | Constrained, otherwise capacity available =42 kW | --> | E14 ex EMYVALE | Emyvale [T422] | LISDRUM |  | 54.3684 | -6.9642
0814174 | MV/LV Substation SH***4174 |  | 20 kV | _ | LV | 400 kVA :Kiosk Substation | 0.4 | --> | 0.4 | 0 | 0 | Constrained, otherwise capacity available =269 kVA | --> | 0.38 | 0 | 0.171 | 0.235 | 0 |  | --> | E20 ex ADAMSTOWN | Adamstown [T121,T122] | INCHICORE 220KV |  | 53.3455 | -6.4723
365125X | MV/LV Substation AV***125X |  | 10 kV | _ | LV | 630 kVA :Building Structure | 0.63 | --> | 0.63 | 0 | 0 | Constrained, otherwise capacity available =474 kVA | --> | 0.598 | 0 | 0.036 | 0.5 | 0 |  | --> | C35 ex SEMPERIT | Semperit [T41,T42,T43] | GRANGE CASTLE |  | 53.3246 | -6.3471
365126X | MV/LV Substation KO***126X |  | 10 kV | _ | LV | 200 kVA :Pole Substation | 0.2 | --> | 0.2 | 0 | 0 | Constrained, otherwise capacity available =131 kVA | --> | 0.19 | 0 | 0.011 | 0.172 | 0 |  | --> | C35 ex SEMPERIT | Semperit [T41,T42,T43] | GRANGE CASTLE |  | 53.3225 | -6.3481
006102Y | MV/LV Substation DR***102Y |  | 10 kV | _ | LV | 50 kVA :Pole Substation | 0.05 | --> | 0.05 | 0.04 | 1.29 |  | --> | 0.048 | 0 | 0 | 0 | 0 | Constrained, otherwise capacity available =46 kW | --> | C24 ex MONFIN | Monfin [T41,T42] | WEXFORD |  | 52.4957 | -6.5442
118532 | MV/LV Substation MT***532 |  | 20 kV | _ | LV | 100 kVA :Pole Substation | 0.1 | --> | 0.1 | 0 | 0 | Constrained, otherwise capacity available =28 kVA | --> | 0.095 | 0 | 0.021 | 0 | 0 | Constrained, otherwise capacity available =69 kW | --> | E18 ex CREAGH | Creagh [T421,T422] | ATHLONE |  | 53.4707 | -8.5045
014029 | MV/LV Substation TH***029 |  | 10 kV | _ | LV | 400 kVA :Kiosk Substation | 0.4 | --> | 0.4 | 0 | 0 | Constrained, otherwise capacity available =261 kVA | --> | 0.38 | 0 | 0.043 | 0 | 0 | Constrained, otherwise capacity available =329 kW | --> | C12 ex MORRISTOWN | Morristown [T41,T42] | NEWBRIDGE |  | 53.1859 | -6.7962
069842 | MV/LV Substation RA***842 |  | 10 kV | _ | LV | 1000 kVA :Building Structure | 1 | --> | 1 | 0.5 | 0.87 |  | --> | 0.95 | 0 | 0 | 0.5 | 0 |  | --> | C17 ex GARVILLE AVENUE | Garville Avenue [T42] | MILLTOWN (DR) |  | 53.3252 | -6.267
192800 | MV/LV Substation DE***800 |  | 10 kV | _ | LV | 630 kVA :Building Structure | 0.63 | --> | 0.63 | 0.5 | 1.56 |  | --> | 0.598 | 0 | 0 | 0 | 0 | Constrained, otherwise capacity available =598 kW | --> | C14 ex DERRYBEG | Derrybeg [T41,T42] | ARDNAGAPPARY |  | 55.0657 | -8.2849
041039 | MV/LV Substation KN***039 |  | 20 kV | _ | LV | 200 kVA :Kiosk Substation | 0.2 | --> | 0.2 | 0 | 0 | Constrained, otherwise capacity available =146 kVA | --> | 0.19 | 0 | 0.05 | 0 | 0 | Constrained, otherwise capacity available =145 kW | --> | E14 ex DALTON | Dalton [T421,T422] | DALTON |  | 53.7927 | -8.9186
0934192 | MV/LV Substation SA***4192 |  | 10 kV | _ | LV | 400 kVA :Kiosk Substation | 0.4 | --> | 0.4 | 0 | 0 | Constrained, otherwise capacity available =400 kVA | --> | 0.38 | 0 | 0 | 0.38 | 0 |  | --> | C20 ex SANTRY | Santry [T41,T42] | FINGLAS |  | 53.3984 | -6.2517
365110X | MV/LV Substation HE***110X |  | 10 kV | _ | LV | 1000 kVA :Building Structure | 1 | --> | 1 | 0 | 0 | Constrained, otherwise capacity available =828 kVA | --> | 0.95 | 0 | 0.19 | 0.5 | 0 |  | --> | C20 ex CLONDALKIN | Clondalkin [T41,T42,T44] | INCHICORE 220KV |  | 53.3142 | -6.3777
021605X | MV/LV Substation HO***605X |  | 10 kV | _ | LV | 200 kVA :Kiosk Substation | 0.2 | --> | 0.2 | 0 | 0 | Constrained, otherwise capacity available =156 kVA | --> | 0.19 | 0 | 0.011 | 0.176 | 0 |  | --> | C25 ex KILBARRY | Kilbarry [T101,T43] | KILBARRY |  | 51.902 | -8.5142
0664038 | MV/LV Substation CO***4038 |  | 10 kV | _ | LV | 1000 kVA :Building Structure | 1 | --> | 1 | 0 | 0 | Constrained, otherwise capacity available =954 kVA | --> | 0.95 | 0 | 0 | 0 | 0 | Constrained, otherwise capacity available =944 kW | --> | C15 ex MALAHIDE | Malahide [T41,T42] | GLASMORE |  | 53.423 | -6.1354
160997X | MV/LV Substation P ***997X |  | 20 kV | _ | LV | 400 kVA :Kiosk Substation | 0.4 | --> | 0.4 | 0 | 0 | Constrained, otherwise capacity available =252 kVA | --> | 0.38 | 0 | 0.113 | 0 | 0 | Constrained, otherwise capacity available =276 kW | --> | E11 ex PORTLAOISE |  |  |  | 53.0404 | -7.2687
137089 | MV/LV Substation R ***089 |  | 10 kV | _ | LV | 400 kVA :Kiosk Substation | 0.4 | --> | 0.4 | 0.292 | 2.18 |  | --> | 0.38 | 0 | 0.003 | 0 | 0 | Constrained, otherwise capacity available =363 kW | --> | C17 ex BALLYRICKARD | Ballyrickard [T41,T42] | TRALEE |  | 52.3213 | -9.7726
350182X | MV/LV Substation AR***182X |  | 10 kV | _ | LV | 50 kVA :Pole Substation | 0.05 | --> | 0.05 | 0.046 | 1.57 |  | --> | 0.048 | 0 | 0 | 0 | 0 | Constrained, otherwise capacity available =47 kW | --> | C16 ex BUNDORAN | Bundoran [T41,T42] | CATHALEENS FALL |  | 54.4734 | -8.2631
0394143 | MV/LV Substation TU***4143 |  | 10 kV | _ | LV | 400 kVA :Kiosk Substation | 0.4 | --> | 0.4 | 0 | 0 | Constrained, otherwise capacity available =354 kVA | --> | 0.38 | 0 | 0.084 | 0 | 0 | Constrained, otherwise capacity available =312 kW | --> | C12 ex ORANMORE | Oranmore [T41,T44] | GALWAY 110KV |  | 53.2738 | -8.9768
042911 | MV/LV Substation BR***911 |  | 20 kV | _ | LV | 50 kVA :Pole Substation | 0.05 | --> | 0.05 | 0 | 0 | Constrained, otherwise capacity available =49 kVA | --> | 0.048 | 0 | 0 | 0 | 0 | Constrained, otherwise capacity available =47 kW | --> | E17 ex WINDSOR | Windsor [T421,T422] | CASTLEBAR |  | 53.8432 | -9.2225
365445X | MV/LV Substation RE***445X |  | 10 kV | _ | LV | 630 kVA :Building Structure | 0.63 | --> | 0.63 | 0 | 0 | Constrained, otherwise capacity available =630 kVA | --> | 0.598 | 0 | 0 | 0.5 | 0 |  | --> | C17 ex BELGARD | Belgard [T41,T42] | COOKSTOWN |  | 53.2921 | -6.3696
0524581 | MV/LV Substation DO***4581 |  | 20 kV | _ | LV | 50 kVA :Pole Substation | 0.05 | --> | 0.05 | 0 | 0 | Constrained, otherwise capacity available =40 kVA | --> | 0.048 | 0 | 0.005 | 0 | 0 | Constrained, otherwise capacity available =42 kW | --> | E18 ex BALLINDERRY | Ballinderry [T41,T422] | MULLINGAR |  | 53.5085 | -7.244
042795 | MV/LV Substation CL***795 |  | 10 kV | _ | LV | 50 kVA :Pole Substation | 0.05 | --> | 0.05 | 0 | 0 | Constrained, otherwise capacity available =47 kVA | --> | 0.048 | 0 | 0 | 0 | 0 | Constrained, otherwise capacity available =47 kW | --> | C21 ex KNOCKAPHUNTA | Knockaphunta [T41,T42] | CASTLEBAR |  | 53.8281 | -9.306
2524008 | MV/LV Substation AL***4008 |  | 10 kV | _ | LV | 400 kVA :Kiosk Substation | 0.4 | --> | 0.4 | 0.316 | 1.32 |  | --> | 0.38 | 0 | 0 | 0.374 | 0 |  | --> | C26 ex CLIFDEN | Clifden [T41,T42] | SCREEB |  | 53.4885 | -10.0105
037041 | MV/LV Substation HE***041 |  | 10 kV | _ | LV | 630 kVA :Kiosk Substation | 0.63 | --> | 0.63 | 0.389 | 13.05 |  | --> | 0.598 | 0 | 0.037 | 0.5 | 0 |  | --> | C17 ex ENNIS | Ennis [T101,T102] | ENNIS |  | 52.8462 | -8.9911
081098Z | MV/LV Substation S ***098Z |  | 10 kV | _ | LV | 400 kVA :Building Structure | 0.4 | --> | 0.4 | 0 | 0 | Constrained, otherwise capacity available =338 kVA | --> | 0.38 | 0 | 0 | 0.371 | 0 |  | --> | C13 ex LIFFEY VALLEY | Liffey Valley [T41,T42] | INCHICORE 220KV |  | 53.3567 | -6.4061
081221X | MV/LV Substation WE***221X |  | 10 kV | _ | LV | 400 kVA :Building Structure | 0.4 | --> | 0.4 | 0 | 0 | Constrained, otherwise capacity available =317 kVA | --> | 0.38 | 0 | 0.01 | 0.361 | 0 |  | --> | C13 ex INCHICORE NORTH | Inchicore North [T41] | INCHICORE 220KV |  | 53.3375 | -6.3448
2764054 | MV/LV Substation RO***4054 |  | 10 kV | _ | LV | 400 kVA :Kiosk Substation | 0.4 | --> | 0.4 | 0.357 | 0.76 |  | --> | 0.38 | 0 | 0.01 | 0 | 0 | Constrained, otherwise capacity available =367 kW | --> | C11 ex WOODFORD | Woodford [T41,T42] | KNOCKEARAGH |  | 52.0529 | -9.4902
011957Y | MV/LV Substation BO***957Y |  | 10 kV | _ | LV | 1000 kVA :Building Structure | 1 | --> | 1 | 0.5 | 2.8 |  | --> | 0.95 | 0 | 0 | 0 | 0 | Constrained, otherwise capacity available =936 kW | --> | C13 ex PURCELLS INCH | Purcells Inch [T41,T42] | KILKENNY |  | 52.6338 | -7.235
0424060 | MV/LV Substation BR***4060 |  | 20 kV | _ | LV | 50 kVA :Pole Substation | 0.05 | --> | 0.05 | 0 | 0 | Constrained, otherwise capacity available =45 kVA | --> | 0.048 | 0 | 0 | 0 | 0 | Constrained, otherwise capacity available =47 kW | --> | E17 ex WINDSOR | Windsor [T421,T422] | CASTLEBAR |  | 53.8437 | -9.2363
020216 | MV/LV Substation FA***216 |  | 10 kV | _ | LV | 100 kVA :Pole Substation | 0.1 | --> | 0.1 | 0 | 0 | Constrained, otherwise capacity available =90 kVA | --> | 0.095 | 0 | 0.006 | 0 | 0 | Constrained, otherwise capacity available =89 kW | --> | C16 ex COOLCORCORAN | Coolcorcoran [T41,T42] | KNOCKEARAGH |  | 52.0719 | -9.5345
281106Z | MV/LV Substation SP***106Z |  | 20 kV | _ | LV | 50 kVA :Pole Substation | 0.05 | --> | 0.05 | 0 | 0 | Constrained, otherwise capacity available =38 kVA | --> | 0.048 | 0 | 0 | 0 | 0 | Constrained, otherwise capacity available =46 kW | --> | C15 ex KILMONEY | Kilmoney [T41,T42] | TRABEG |  | 51.8202 | -8.5285
067805 | MV/LV Substation PA***805 |  | 10 kV | _ | LV | 50 kVA :Pole Substation | 0.05 | --> | 0.05 | 0 | 0 | Constrained, otherwise capacity available =31 kVA | --> | 0.048 | 0 | 0.005 | 0 | 0 | Constrained, otherwise capacity available =41 kW | --> | C16 ex GILLOGUE | Gillogue [T41,T42] | ARDNACRUSHA |  | 52.6981 | -8.6101
056262Y | MV/LV Substation EM***262Y |  | 20 kV | _ | LV | 400 kVA :Building Structure | 0.4 | --> | 0.4 | 0.388 | 0.89 |  | --> | 0.38 | 0 | 0 | 0 | 0 | Constrained, otherwise capacity available =378 kW | --> | E18 ex BIRR | Birr [T41,T422] | DALLOW |  | 53.0916 | -7.8893
503905 | MV/LV Substation BI***905 |  | 20 kV | _ | LV | 50 kVA :Pole Substation | 0.05 | --> | 0.05 | 0.037 | 1.69 |  | --> | 0.048 | 0 | 0 | 0 | 0 | Constrained, otherwise capacity available =46 kW | --> | C18 ex NEWTOWNCUNNINGHAM | Newtowncunningham [T41,T42] | LETTERKENNY |  | 55.0468 | -7.3755
0934067 | MV/LV Substation PA***4067 |  | 10 kV | _ | LV | 400 kVA :Kiosk Substation | 0.4 | --> | 0.4 | 0 | 0 | Constrained, otherwise capacity available =265 kVA | --> | 0.38 | 0 | 0.219 | 0.199 | 0 |  | --> | C13 ex GRANGE (DR) | Grange (dr) [T41,T42] | GRANGE (DR) |  | 53.4068 | -6.1651
009111 | MV/LV Substation LI***111 |  | 10 kV | _ | LV | 400 kVA :Kiosk Substation | 0.4 | --> | 0.4 | 0 | 0 | Constrained, otherwise capacity available =256 kVA | --> | 0.38 | 0 | 0.008 | 0 | 0 | Constrained, otherwise capacity available =354 kW | --> | C30 ex WATERFORD IND EST | Waterford Ind Est [T41,T42,T44] | BUTLERSTOWN |  | 52.2492 | -7.1415
052564 | MV/LV Substation BL***564 |  | 20 kV | _ | LV | 400 kVA :Building Structure | 0.4 | --> | 0.4 | 0 | 0 | Constrained, otherwise capacity available =216 kVA | --> | 0.38 | 0 | 0 | 0 | 0 | Constrained, otherwise capacity available =354 kW | --> | E20 ex BALLINDERRY | Ballinderry [T41,T422] | MULLINGAR |  | 53.4887 | -7.3636
0664198 | MV/LV Substation SI***4198 |  | 20 kV | _ | LV | 100 kVA :Pole Substation | 0.1 | --> | 0.1 | 0 | 0 | Constrained, otherwise capacity available =90 kVA | --> | 0.095 | 0 | 0 | 0 | 0 | Constrained, otherwise capacity available =94 kW | --> | E11 ex ASHBOURNE | Ashbourne [T421,T422] | FINGLAS |  | 53.4904 | -6.3701
281148Y | MV/LV Substation RI***148Y |  | 10 kV | _ | LV | 200 kVA :Kiosk Substation | 0.2 | --> | 0.2 | 0.108 | 6.78 |  | --> | 0.19 | 0 | 0.019 | 0.163 | 0 |  | --> | C26 ex CASTLEVIEW | Castleview [T101,T102] | CASTLEVIEW |  | 51.8945 | -8.4049
066870X | MV/LV Substation ME***870X |  | 20 kV | _ | LV | 200 kVA :Kiosk Substation | 0.2 | --> | 0.2 | 0 | 0 | Constrained, otherwise capacity available =97 kVA | --> | 0.19 | 0 | 0.016 | 0 | 0 | Constrained, otherwise capacity available =164 kW | --> | E18 ex BALTRASNA | Baltrasna [T121,T122] | BALTRASNA |  | 53.5034 | -6.4644
429975 | MV/LV Substation AB***975 |  | 10 kV | _ | LV | 100 kVA :Pole Substation | 0.1 | --> | 0.1 | 0.089 | 0.33 |  | --> | 0.095 | 0 | 0.006 | 0 | 0 | Constrained, otherwise capacity available =89 kW | --> | C12 ex ABBEYFEALE | Abbeyfeale [T42] | TRIEN |  | 52.3833 | -9.2856
046821 | MV/LV Substation DR***821 |  | 10 kV | _ | LV | 50 kVA :Pole Substation | 0.05 | --> | 0.05 | 0.017 | 5.48 |  | --> | 0.048 | 0 | 0.021 | 0.027 | 0 |  | --> | C12 ex BALLYTIVNAN | Ballytivnan [T41,T42] | SLIGO |  | 54.305 | -8.4291
099450X | MV/LV Substation GO***450X |  | 10 kV | _ | LV | 1000 kVA :Building Structure | 1 | --> | 1 | 0.5 | 2.96 |  | --> | 0.95 | 0 | 0 | 0 | 0 | Constrained, otherwise capacity available =928 kW | --> | C15 ex BALLYRAINE | Ballyraine [T41,T42] | LETTERKENNY |  | 54.9504 | -7.7338
055027Y | MV/LV Substation OS***027Y |  | 10 kV | _ | LV | 100 kVA :Pole Substation | 0.1 | --> | 0.1 | 0 | 0 | Constrained, otherwise capacity available =100 kVA | --> | 0.095 | 0 | 0 | 0 | 0 | Constrained, otherwise capacity available =95 kW | --> | C18 ex RATHDOWNEY | Rathdowney [T42] | IKERRIN |  | 52.9084 | -7.6173
003501 | MV/LV Substation BA***501 |  | 10 kV | _ | LV | 50 kVA :Pole Substation | 0.05 | --> | 0.05 | 0.049 | 11.58 |  | --> | 0.048 | 0 | 0 | 0 | 0 | Constrained, otherwise capacity available =47 kW | --> | C19 ex BALLYBEG | Ballybeg [T101,T102] | CARRICKMINES |  | 52.9916 | -6.1448
276417 | MV/LV Substation MU***417 |  | 10 kV | _ | LV | 100 kVA :Pole Substation | 0.1 | --> | 0.1 | 0.064 | 0.76 |  | --> | 0.095 | 0 | 0.005 | 0 | 0 | Constrained, otherwise capacity available =86 kW | --> | C13 ex WOODFORD | Woodford [T41,T42] | KNOCKEARAGH |  | 52.0201 | -9.492
011581 | MV/LV Substation KI***581 |  | 10 kV | _ | LV | 50 kVA :Pole Substation | 0.05 | --> | 0.05 | 0.033 | 2.8 |  | --> | 0.048 | 0 | 0 | 0 | 0 | Constrained, otherwise capacity available =45 kW | --> | C13 ex PURCELLS INCH | Purcells Inch [T41,T42] | KILKENNY |  | 52.6003 | -7.2104
350016X | MV/LV Substation LE***016X |  | 10 kV | _ | LV | 400 kVA :Kiosk Substation | 0.4 | --> | 0.4 | 0.328 | 1.57 |  | --> | 0.38 | 0 | 0 | 0 | 0 | Constrained, otherwise capacity available =370 kW | --> | C16 ex BUNDORAN | Bundoran [T41,T42] | CATHALEENS FALL |  | 54.4806 | -8.2752
047247X | MV/LV Substation AD***247X |  | 10 kV | _ | LV | 400 kVA :Building Structure | 0.4 | --> | 0.4 | 0.353 | 1.04 |  | --> | 0.38 | 0 | 0 | 0 | 0 | Constrained, otherwise capacity available =374 kW | --> | C17 ex BOYLE | Boyle [T41,T42] | CARRICK ON SHANNON |  | 53.985 | -8.2345
039327 | MV/LV Substation LU***327 |  | 10 kV | _ | LV | 630 kVA :Kiosk Substation | 0.63 | --> | 0.63 | 0 | 0 | Constrained, otherwise capacity available =396 kVA | --> | 0.598 | 0 | 0.067 | 0.5 | 0 |  | --> | C24 ex GALWAY 110KV | Galway 110kv [T102,T103] | GALWAY 110KV |  | 53.2747 | -9.0061
081574X | MV/LV Substation CA***574X |  | 10 kV | _ | LV | 200 kVA :Kiosk Substation | 0.2 | --> | 0.2 | 0 | 0 | Constrained, otherwise capacity available =126 kVA | --> | 0.19 | 0 | 0.013 | 0.17 | 0 |  | --> | C15 ex LUCAN EAST | Lucan East [T41,T42] | GRANGE CASTLE |  | 53.3487 | -6.4477
2494066 | MV/LV Substation BA***4066 |  | 20 kV | _ | LV | 50 kVA :Pole Substation | 0.05 | --> | 0.05 | 0 | 0 | Constrained, otherwise capacity available =42 kVA | --> | 0.048 | 0 | 0 | 0 | 0 | Constrained, otherwise capacity available =46 kW | --> | C25 ex KILCLOHER | Kilcloher [T41,T42] | DUNGARVAN |  | 52.2082 | -7.6855
059006 | MV/LV Substation KE***006 |  | 10 kV | _ | LV | 630 kVA :Building Structure | 0.63 | --> | 0.63 | 0 | 0 | Constrained, otherwise capacity available =451 kVA | --> | 0.598 | 0 | 0.004 | 0 | 0 | Constrained, otherwise capacity available =571 kW | --> | C14 ex CAVAN | Cavan [T42,T421] | SHANKILL |  | 53.9955 | -7.3608
281510Y | MV/LV Substation BL***510Y |  | 10 kV | _ | LV | 200 kVA :Pole Substation | 0.2 | --> | 0.2 | 0 | 0 | Constrained, otherwise capacity available =198 kVA | --> | 0.19 | 0 | 0 | 0 | 0 | Constrained, otherwise capacity available =190 kW | --> | C24 ex KILMONEY | Kilmoney [T41,T42] | TRABEG |  | 51.8456 | -8.4691
127743X | MV/LV Substation ST***743X |  | 10 kV | _ | LV | 50 kVA :Pole Substation | 0.05 | --> | 0.05 | 0 | 0 | Constrained, otherwise capacity available =39 kVA | --> | 0.048 | 0 | 0 | 0 | 0 | Constrained, otherwise capacity available =46 kW | --> | C15 ex LOUGHTAGALLA | Loughtagalla [T41,T42] | THURLES |  | 52.6796 | -7.7886
014015X | MV/LV Substation WH***015X |  | 10 kV | _ | LV | 50 kVA :Pole Substation | 0.05 | --> | 0.05 | 0 | 0 | Constrained, otherwise capacity available =42 kVA | --> | 0.048 | 0 | 0 | 0 | 0 | Constrained, otherwise capacity available =46 kW | --> | C20 ex KILDARE | Kildare [T41,T42] | NEWBRIDGE |  | 53.1692 | -6.8948
252590 | MV/LV Substation OS***590 |  | 20 kV | _ | LV | 200 kVA :Kiosk Substation | 0.2 | --> | 0.2 | 0.172 | 1.32 |  | --> | 0.19 | 0 | 0 | 0.186 | 0 |  | --> | C24 ex CLIFDEN | Clifden [T41,T42] | SCREEB |  | 53.6091 | -10.0001
350085X | MV/LV Substation FI***085X |  | 10 kV | _ | LV | 400 kVA :Kiosk Substation | 0.4 | --> | 0.4 | 0.385 | 1.57 |  | --> | 0.38 | 0 | 0 | 0 | 0 | Constrained, otherwise capacity available =378 kW | --> | C16 ex BUNDORAN | Bundoran [T41,T42] | CATHALEENS FALL |  | 54.4832 | -8.2603
0234452 | MV/LV Substation TE***4452 |  | 10 kV | _ | LV | 630 kVA :Building Structure | 0.63 | --> | 0.63 | 0 | 0 | Constrained, otherwise capacity available =630 kVA | --> | 0.598 | 0 | 0 | 0 | 0 | Constrained, otherwise capacity available =598 kW | --> | C13 ex FERMOY NORTH | Fermoy North [T41,T42] | BARRYMORE |  | 52.1392 | -8.2681
052086X | MV/LV Substation CU***086X |  | 20 kV | _ | LV | 100 kVA :Pole Substation | 0.1 | --> | 0.1 | 0.058 | 10.9 |  | --> | 0.095 | 0 | 0.009 | 0.082 | 0 |  | --> | C24 ex MULLINGAR | Mullingar [T101,T102] | MULLINGAR |  | 53.5501 | -7.3543
162534X | MV/LV Substation CA***534X |  | 20 kV | _ | LV | 50 kVA :Pole Substation | 0.05 | --> | 0.05 | 0.03 | 0.25 |  | --> | 0.048 | 0 | 0 | 0 | 0 | Constrained, otherwise capacity available =45 kW | --> | C12 ex ROSSGEIR | Rossgeir [T41,T42] | LETTERKENNY |  | 54.8004 | -7.5948
068146X | MV/LV Substation EA***146X |  | 10 kV | _ | LV | 630 kVA :Building Structure | 0.63 | --> | 0.63 | 0.5 | 6.65 |  | --> | 0.598 | 0 | 0 | 0.5 | 0 |  | --> | C21 ex EAST WALL ROAD | East Wall Road [T41,T42] | MCDERMOTT |  | 53.3569 | -6.2282
1444041 | MV/LV Substation SW***4041 |  | 10 kV | _ | LV | 50 kVA :Pole Substation | 0.05 | --> | 0.05 | 0 | 0 | Constrained, otherwise capacity available =44 kVA | --> | 0.048 | 0 | 0 | 0 | 0 | Constrained, otherwise capacity available =47 kW | --> | C15 ex CASTLECOMER | Castlecomer [T41,T42] | BALLYRAGGET |  | 52.886 | -7.1547
006908X | MV/LV Substation KN***908X |  | 20 kV | _ | LV | 100 kVA :Pole Substation | 0.1 | --> | 0.1 | 0 | 0 | Constrained, otherwise capacity available =81 kVA | --> | 0.095 | 0 | 0.02 | 0 | 0 | Constrained, otherwise capacity available =78 kW | --> | E15 ex CLONROCHE | Clonroche [T421,T422] | WEXFORD |  | 52.4359 | -6.7745
0694197 | MV/LV Substation FI***4197 |  | 10 kV | _ | LV | 1000 kVA :Building Structure | 1 | --> | 1 | 0.5 | 3 |  | --> | 0.95 | 0 | 0 | 0.5 | 0 |  | --> | C39 ex INCHICORE CENTRAL | Inchicore Central [T43,T45] | INCHICORE 220KV |  | 53.336 | -6.311
064072 | MV/LV Substation RO***072 |  | 10 kV | _ | LV | 630 kVA :Building Structure | 0.63 | --> | 0.63 | 0 | 0 | Constrained, otherwise capacity available =369 kVA | --> | 0.598 | 0 | 0.026 | 0 | 0 | Constrained, otherwise capacity available =543 kW | --> | C20 ex DRYBRIDGE | Drybridge [T41,T42] | DRYBRIDGE |  | 53.7179 | -6.3525
066929 | MV/LV Substation BA***929 |  | 20 kV | _ | LV | 50 kVA :Pole Substation | 0.05 | --> | 0.05 | 0 | 0 | Constrained, otherwise capacity available =33 kVA | --> | 0.048 | 0 | 0 | 0 | 0 | Constrained, otherwise capacity available =45 kW | --> | E18 ex GLASMORE | Glasmore [T421,T422] | GLASMORE |  | 53.518 | -6.2621
062502 | MV/LV Substation CA***502 |  | 20 kV | _ | LV | 400 kVA :Building Structure | 0.4 | --> | 0.4 | 0.194 | 4.25 |  | --> | 0.38 | 0 | 0.1 | 0 | 0 | Constrained, otherwise capacity available =277 kW | --> | E15 ex JENKINSTOWN | Jenkinstown [T421,T422] | DUNDALK |  | 54.0992 | -6.3602
0994048 | MV/LV Substation DR***4048 |  | 10 kV | _ | LV | 100 kVA :Pole Substation | 0.1 | --> | 0.1 | 0 | 0 | Constrained, otherwise capacity available =89 kVA | --> | 0.095 | 0 | 0 | 0 | 0 | Constrained, otherwise capacity available =94 kW | --> | C15 ex CULLION | Cullion [T41,T42] | LETTERKENNY |  | 54.9369 | -7.5948
007665 | MV/LV Substation TH***665 |  | 20 kV | _ | LV | 100 kVA :Pole Substation | 0.1 | --> | 0.1 | 0.093 | 1.4 |  | --> | 0.095 | 0 | 0.005 | 0 | 0 | Constrained, otherwise capacity available =90 kW | --> | E13 ex KILLINICK | Killinick [T421,T422] | WEXFORD |  | 52.223 | -6.3857
007737 | MV/LV Substation WE***737 |  | 20 kV | _ | LV | 200 kVA :Kiosk Substation | 0.2 | --> | 0.2 | 0.106 | 0.2 |  | --> | 0.19 | 0 | 0.03 | 0 | 0 | Constrained, otherwise capacity available =154 kW | --> | E15 ex BEALISTOWN | Bealistown [T421,T422] | GREAT ISLAND |  | 52.2652 | -6.7479
1374057 | MV/LV Substation HA***4057 |  | 10 kV | _ | LV | 50 kVA :Pole Substation | 0.05 | --> | 0.05 | 0.027 | 2 |  | --> | 0.048 | 0 | 0 | 0 | 0 | Constrained, otherwise capacity available =44 kW | --> | C14 ex CAUSEWAY | Causeway [T41,T42] | TRALEE |  | 52.4421 | -9.6706
281308Z | MV/LV Substation OR***308Z |  | 10 kV | _ | LV | 200 kVA :Kiosk Substation | 0.2 | --> | 0.2 | 0.152 | 4.67 |  | --> | 0.19 | 0 | 0.005 | 0.18 | 0 |  | --> | C23 ex CENTRE PARK ROAD | Marina [T105,T106] | MARINA |  | 51.8969 | -8.4118
082992Y | MV/LV Substation WA***992Y |  | 20 kV | _ | LV | 50 kVA :Pole Substation | 0.05 | --> | 0.05 | 0 | 0 | Constrained, otherwise capacity available =38 kVA | --> | 0.048 | 0 | 0 | 0 | 0 | Constrained, otherwise capacity available =46 kW | --> | E11 ex ACADEMY STREET | Academy Street [T421,T422,T44] | NAVAN |  | 53.6252 | -6.6104
039445X | MV/LV Substation RI***445X |  | 10 kV | _ | LV | 400 kVA :Kiosk Substation | 0.4 | --> | 0.4 | 0.387 | 11.03 |  | --> | 0.38 | 0 | 0.008 | 0.372 | 0 |  | --> | C22 ex SALTHILL | Salthill [T101,T102] | SALTHILL |  | 53.2742 | -9.1009
054023Z | MV/LV Substation AS***023Z |  | 20 kV | _ | LV | 200 kVA :Pole Substation | 0.2 | --> | 0.2 | 0 | 0 | Constrained, otherwise capacity available =183 kVA | --> | 0.19 | 0 | 0 | 0 | 0 | Constrained, otherwise capacity available =188 kW | --> | E13 ex ABBEYLEIX | Abbeyleix [T422] | PORTLAOISE |  | 52.9179 | -7.3377
0264115 | MV/LV Substation SU***4115 |  | 10 kV | _ | LV | 630 kVA :Building Structure | 0.63 | --> | 0.63 | 0 | 0 | Constrained, otherwise capacity available =507 kVA | --> | 0.598 | 0 | 0 | 0 | 0 | Constrained, otherwise capacity available =582 kW | --> | C15 ex KINSALE | Kinsale [T41,T42] | BANDON |  | 51.7076 | -8.5217
2534646 | MV/LV Substation AB***4646 |  | 20 kV | _ | LV | 50 kVA :Pole Substation | 0.05 | --> | 0.05 | 0 | 0 | Constrained, otherwise capacity available =50 kVA | --> | 0.048 | 0 | 0 | 0 | 0 | Constrained, otherwise capacity available =48 kW | --> | E16 ex GLENAMADDY | Glenamaddy [T422] | ATHLONE |  | 53.4397 | -8.7302
077612 | MV/LV Substation MO***612 |  | 20 kV | _ | LV | 50 kVA :Pole Substation | 0.05 | --> | 0.05 | 0 | 0 | Constrained, otherwise capacity available =47 kVA | --> | 0.048 | 0 | 0 | 0 | 0 | Constrained, otherwise capacity available =47 kW | --> | E16 ex PATRICKSWELL | Patrickswell [T421,T422] | LIMERICK |  | 52.5826 | -8.7781
068577X | MV/LV Substation EC***577X |  | 10 kV | _ | LV | 630 kVA :Building Structure | 0.63 | --> | 0.63 | 0.5 | 1.47 |  | --> | 0.598 | 0 | 0 | 0.5 | 0 |  | --> | C18 ex MARROWBONE LANE | Marrowbone Lane [T42] | INCHICORE 220KV |  | 53.3431 | -6.2897
007782Y | MV/LV Substation CU***782Y |  | 20 kV | _ | LV | 100 kVA :Pole Substation | 0.1 | --> | 0.1 | 0.085 | 16.12 |  | --> | 0.095 | 0 | 0.014 | 0.083 | 0 |  | --> | E21 ex WEXFORD | Wexford [T121,T122] | WEXFORD |  | 52.3964 | -6.3934
355048X | MV/LV Substation HI***048X |  | 10 kV | _ | LV | 400 kVA :Kiosk Substation | 0.4 | --> | 0.4 | 0.06 | 0.06 | Constrained, otherwise capacity available =342 kVA | --> | 0.38 | 0 | 0 | 0 | 0 | Constrained, otherwise capacity available =372 kW | --> | C17 ex TUBBERCURRY | Tubbercurry [T41,T42] | TONROE |  | 54.0488 | -8.7351
050610X | MV/LV Substation GO***610X |  | 20 kV | _ | LV | 50 kVA :Pole Substation | 0.05 | --> | 0.05 | 0 | 0 | Constrained, otherwise capacity available =25 kVA | --> | 0.048 | 0 | 0 | 0 | 0 | Constrained, otherwise capacity available =44 kW | --> | C22 ex ATHLONE | Athlone [T41,T42] | ATHLONE |  | 53.4662 | -7.9926
019076X | MV/LV Substation SH***076X |  | 10 kV | _ | LV | 630 kVA :Building Structure | 0.63 | --> | 0.63 | 0.047 | 0.05 | Constrained, otherwise capacity available =458 kVA | --> | 0.598 | 0 | 0 | 0 | 0 | Constrained, otherwise capacity available =575 kW | --> | C19 ex BALLYBEGGAN | Ballybeggan [T43,T44] | TRALEE |  | 52.2635 | -9.6789
052160Y | MV/LV Substation HO***160Y |  | 20 kV | _ | LV | 100 kVA :Pole Substation | 0.1 | --> | 0.1 | 0.086 | 10.9 |  | --> | 0.095 | 0 | 0 | 0.093 | 0 |  | --> | C24 ex MULLINGAR | Mullingar [T101,T102] | MULLINGAR |  | 53.6248 | -7.3864
433029 | MV/LV Substation MA***029 |  | 10 kV | _ | LV | 200 kVA :Pole Substation | 0.2 | --> | 0.2 | 0 | 0 | Constrained, otherwise capacity available =167 kVA | --> | 0.19 | 0 | 0 | 0 | 0 | Constrained, otherwise capacity available =185 kW | --> | C16 ex BALLAGHADERREEN | Ballaghaderreen [T41,T42] | TONROE |  | 53.9039 | -8.585
081386X | MV/LV Substation OA***386X |  | 10 kV | _ | LV | 400 kVA :Kiosk Substation | 0.4 | --> | 0.4 | 0 | 0 | Constrained, otherwise capacity available =237 kVA | --> | 0.38 | 0 | 0.037 | 0.33 | 0 |  | --> | C18 ex LIFFEY VALLEY | Liffey Valley [T41,T42] | INCHICORE 220KV |  | 53.3448 | -6.3924
016040Z | MV/LV Substation EA***040Z |  | 10 kV | _ | LV | 50 kVA :Pole Substation | 0.05 | --> | 0.05 | 0 | 0 | Constrained, otherwise capacity available =48 kVA | --> | 0.048 | 0 | 0 | 0 | 0 | Constrained, otherwise capacity available =47 kW | --> | C22 ex LEIXLIP | Leixlip [T41,T42] | GRIFFINRATH |  | 53.3685 | -6.5118
039346 | MV/LV Substation BA***346 |  | 10 kV | _ | LV | 200 kVA :Building Structure | 0.2 | --> | 0.2 | 0 | 0 | Constrained, otherwise capacity available =96 kVA | --> | 0.19 | 0 | 0.06 | 0.131 | 0 |  | --> | C24 ex GALWAY 110KV | Galway 110kv [T102,T103] | GALWAY 110KV |  | 53.2858 | -9.0122
019351X | MV/LV Substation BA***351X |  | 10 kV | _ | LV | 100 kVA :Pole Substation | 0.1 | --> | 0.1 | 0.088 | 2.18 |  | --> | 0.095 | 0 | 0.01 | 0 | 0 | Constrained, otherwise capacity available =86 kW | --> | C12 ex BALLYRICKARD | Ballyrickard [T41,T42] | TRALEE |  | 52.2789 | -9.8174
0694067 | MV/LV Substation BA***4067 |  | 10 kV | _ | LV | 1000 kVA :Building Structure | 1 | --> | 1 | 0.5 | 9.28 |  | --> | 0.95 | 0 | 0 | 0.5 | 0 |  | --> | C33 ex PEMBROKE | Pembroke [T41,T42,T43,T44] | RINGSEND |  | 53.3314 | -6.2324
136676Y | MV/LV Substation SH***676Y |  | 10 kV | _ | LV | 100 kVA :Pole Substation | 0.1 | --> | 0.1 | 0 | 0 | Constrained, otherwise capacity available =79 kVA | --> | 0.095 | 0 | 0.016 | 0 | 0 | Constrained, otherwise capacity available =80 kW | --> | C12 ex AGHAMORE | Aghamore [T41,T42] | LANESBORO |  | 53.6815 | -8.0004
0384170 | MV/LV Substation GO***4170 |  | 10 kV | _ | LV | 400 kVA :Kiosk Substation | 0.4 | --> | 0.4 | 0 | 0 | Constrained, otherwise capacity available =400 kVA | --> | 0.38 | 0 | 0 | 0 | 0 | Constrained, otherwise capacity available =380 kW | --> | C18 ex GORT | Gort [T41,T42] | ENNIS |  | 53.0589 | -8.8249
069313 | MV/LV Substation WA***313 |  | 10 kV | _ | LV | 630 kVA :Kiosk Substation | 0.63 | --> | 0.63 | 0.424 | 7.75 |  | --> | 0.598 | 0 | 0.012 | 0.5 | 0 |  | --> | C23 ex MILLTOWN (DR) | Milltown (dr) [T101,T102] | POOLBEG |  | 53.3311 | -6.2456
064069 | MV/LV Substation DE***069 |  | 10 kV | _ | LV | 400 kVA :Building Structure | 0.4 | --> | 0.4 | 0 | 0 | Constrained, otherwise capacity available =270 kVA | --> | 0.38 | 0 | 0.014 | 0 | 0 | Constrained, otherwise capacity available =351 kW | --> | C15 ex TERMONFECKIN ROAD | Termonfeckin Road [T41,T42] | DRYBRIDGE |  | 53.717 | -6.34
019555 | MV/LV Substation BA***555 |  | 10 kV | _ | LV | 50 kVA :Pole Substation | 0.05 | --> | 0.05 | 0.034 | 2.18 |  | --> | 0.048 | 0 | 0.005 | 0 | 0 | Constrained, otherwise capacity available =42 kW | --> | C12 ex BALLYRICKARD | Ballyrickard [T41,T42] | TRALEE |  | 52.2797 | -9.818
109012 | MV/LV Substation NE***012 |  | 20 kV | _ | LV | 200 kVA :Kiosk Substation | 0.2 | --> | 0.2 | 0 | 0 | Constrained, otherwise capacity available =150 kVA | --> | 0.19 | 0 | 0.011 | 0 | 0 | Constrained, otherwise capacity available =175 kW | --> | E17 ex DRUMLINE | Drumline [T421,T422] | DRUMLINE |  | 52.7634 | -8.8951
093079X | MV/LV Substation ST***079X |  | 10 kV | _ | LV | 400 kVA :Kiosk Substation | 0.4 | --> | 0.4 | 0.283 | 12.96 |  | --> | 0.38 | 0 | 0.048 | 0.328 | 0 |  | --> | C28 ex ARTANE | Artane [T101,T102] | FINGLAS |  | 53.3799 | -6.2067
082722Y | MV/LV Substation SP***722Y |  | 20 kV | _ | LV | 200 kVA :Pole Substation | 0.2 | --> | 0.2 | 0.108 | 0.64 |  | --> | 0.19 | 0 | 0.05 | 0 | 0 | Constrained, otherwise capacity available =140 kW | --> | E14 ex RANDALSTOWN | Randalstown [T422] | NAVAN |  | 53.722 | -6.7582
014004Y | MV/LV Substation WI***004Y |  | 10 kV | _ | LV | 50 kVA :Pole Substation | 0.05 | --> | 0.05 | 0 | 0 | Constrained, otherwise capacity available =50 kVA | --> | 0.048 | 0 | 0 | 0 | 0 | Constrained, otherwise capacity available =48 kW | --> | C14 ex ATHGARVAN | Athgarvan [T41,T44] | NEWBRIDGE |  | 53.2015 | -6.7537
152462X | MV/LV Substation CL***462X |  | 10 kV | _ | LV | 100 kVA :Pole Substation | 0.1 | --> | 0.1 | 0 | 0 | Constrained, otherwise capacity available =96 kVA | --> | 0.095 | 0 | 0 | 0 | 0 | Constrained, otherwise capacity available =94 kW | --> | C17 ex CAPPAMORE | Cappamore [T41,T42] | ARDNACRUSHA |  | 52.558 | -8.4051
049255Z | MV/LV Substation RA***255Z |  | 10 kV | _ | LV | 50 kVA :Pole Substation | 0.05 | --> | 0.05 | 0.043 | 0.13 |  | --> | 0.048 | 0 | 0.009 | 0 | 0 | Constrained, otherwise capacity available =40 kW | --> | C14 ex BALLYMAHON | Ballymahon [T41,T42] | ATHLONE |  | 53.647 | -7.7011
220002 | MV/LV Substation AB***002 |  | 10 kV | _ | LV | 200 kVA :Kiosk Substation | 0.2 | --> | 0.2 | 0.146 | 1.36 |  | --> | 0.19 | 0 | 0 | 0 | 0 | Constrained, otherwise capacity available =183 kW | --> | C11 ex CROSSMOLINA | Crossmolina [T41,T42] | MOY |  | 54.1031 | -9.3195
089347X | MV/LV Substation TR***347X |  | 20 kV | _ | LV | 50 kVA :Pole Substation | 0.05 | --> | 0.05 | 0.047 | 9.1 |  | --> | 0.048 | 0 | 0 | 0 | 0 | Constrained, otherwise capacity available =47 kW | --> | E21 ex ARDNAREE | Ardnaree [T42,T421] | MOY |  | 54.0705 | -9.1078
117932 | MV/LV Substation SR***932 |  | 20 kV | _ | LV | 50 kVA :Pole Substation | 0.05 | --> | 0.05 | 0 | 0 | Constrained, otherwise capacity available =45 kVA | --> | 0.048 | 0 | 0 | 0.047 | 0 |  | --> | E17 ex MANORHAMILTON | Manorhamilton [T422] | SLIGO |  | 54.2534 | -8.3133
293645Z | MV/LV Substation MY***645Z |  | 20 kV | _ | LV | 50 kVA :Pole Substation | 0.05 | --> | 0.05 | 0.036 | 2.83 |  | --> | 0.048 | 0 | 0 | 0 | 0 | Constrained, otherwise capacity available =46 kW | --> | E13 ex BAGENALSTOWN | Bagenalstown [T421,T422] | CARLOW |  | 52.688 | -6.7897
068324X | MV/LV Substation EA***324X |  | 10 kV | _ | LV | 1000 kVA :Building Structure | 1 | --> | 1 | 0.5 | 6.65 |  | --> | 0.95 | 0 | 0 | 0.5 | 0 |  | --> | C15 ex EAST WALL ROAD | East Wall Road [T41,T42] | MCDERMOTT |  | 53.3563 | -6.2237
025160X | MV/LV Substation TE***160X |  | 10 kV | _ | LV | 50 kVA :Pole Substation | 0.05 | --> | 0.05 | 0 | 0 | Constrained, otherwise capacity available =45 kVA | --> | 0.048 | 0 | 0 | 0 | 0 | Constrained, otherwise capacity available =47 kW | --> | C11 ex KILMALLOCK | Kilmallock [T41,T42] | CHARLEVILLE |  | 52.3952 | -8.4954
039403X | MV/LV Substation ME***403X |  | 10 kV | _ | LV | 630 kVA :Kiosk Substation | 0.63 | --> | 0.63 | 0 | 0 | Constrained, otherwise capacity available =630 kVA | --> | 0.598 | 0 | 0 | 0.5 | 0 |  | --> | C24 ex GALWAY 110KV | Galway 110kv [T102,T103] | GALWAY 110KV |  | 53.2786 | -9.0062
161480 | MV/LV Substation TE***480 |  | 20 kV | _ | LV | 200 kVA :Kiosk Substation | 0.2 | --> | 0.2 | 0 | 0 | Constrained, otherwise capacity available =168 kVA | --> | 0.19 | 0 | 0.015 | 0 | 0 | Constrained, otherwise capacity available =174 kW | --> | C12 ex SPIDDAL |  |  |  | 53.2444 | -9.3115
365150 | MV/LV Substation AL***150 |  | 10 kV | _ | LV | 1000 kVA :Building Structure | 1 | --> | 1 | 0.5 | 13.91 |  | --> | 0.95 | 0 | 0 | 0.5 | 0 |  | --> | C21 ex COOKSTOWN | Cookstown [T101,T102] | CARRICKMINES |  | 53.2885 | -6.3753
033846 | MV/LV Substation RA***846 |  | 10 kV | _ | LV | 100 kVA :Pole Substation | 0.1 | --> | 0.1 | 0 | 0 | Constrained, otherwise capacity available =58 kVA | --> | 0.095 | 0 | 0 | 0 | 0 | Constrained, otherwise capacity available =89 kW | --> | C11 ex DEERPARK | Deerpark [T41,T42] | BALLYDINE |  | 52.3048 | -7.4945
093270X | MV/LV Substation MO***270X |  | 10 kV | _ | LV | 630 kVA :Kiosk Substation | 0.63 | --> | 0.63 | 0.5 | 12.96 |  | --> | 0.598 | 0 | 0.022 | 0.5 | 0 |  | --> | C17 ex ARTANE | Artane [T101,T102] | FINGLAS |  | 53.3831 | -6.2034
021968X | MV/LV Substation DI***968X |  | 10 kV | _ | LV | 400 kVA :Kiosk Substation | 0.4 | --> | 0.4 | 0 | 0 | Constrained, otherwise capacity available =155 kVA | --> | 0.38 | 0 | 0.016 | 0.333 | 0 |  | --> | C17 ex KILBARRY | Kilbarry [T101,T43] | KILBARRY |  | 51.9094 | -8.4551
074060 | MV/LV Substation LE***060 |  | 20 kV | _ | LV | 630 kVA :Kiosk Substation | 0.63 | --> | 0.63 | 0 | 0 | Constrained, otherwise capacity available =561 kVA | --> | 0.598 | 0 | 0.021 | 0 | 0 | Constrained, otherwise capacity available =573 kW | --> | C14 ex CARRICK ON SHANNON | Carrick On Shannon [T41,T42] | CARRICK ON SHANNON |  | 53.9926 | -8.0648
019348X | MV/LV Substation SP***348X |  | 10 kV | _ | LV | 200 kVA :Pole Substation | 0.2 | --> | 0.2 | 0.15 | 2.18 |  | --> | 0.19 | 0 | 0.035 | 0 | 0 | Constrained, otherwise capacity available =157 kW | --> | C12 ex BALLYRICKARD | Ballyrickard [T41,T42] | TRALEE |  | 52.2768 | -9.7886
014647Z | MV/LV Substation CA***647Z |  | 20 kV | _ | LV | 200 kVA :Kiosk Substation | 0.2 | --> | 0.2 | 0.159 | 0.63 |  | --> | 0.19 | 0 | 0.016 | 0 | 0 | Constrained, otherwise capacity available =172 kW | --> | E12 ex KILCULLEN | Kilcullen [T41,T42,T424] | STRATFORD |  | 53.082 | -6.8025
161832 | MV/LV Substation C ***832 |  | 20 kV | _ | LV | 200 kVA :Pole Substation | 0.2 | --> | 0.2 | 0.192 | 11.03 |  | --> | 0.19 | 0 | 0.005 | 0.185 | 0 |  | --> | C27 ex SALTHILL | Salthill [T101,T102] | SALTHILL |  | 53.3301 | -9.1711
429244X | MV/LV Substation TO***244X |  | 10 kV | _ | LV | 50 kVA :Pole Substation | 0.05 | --> | 0.05 | 0.045 | 0.33 |  | --> | 0.048 | 0 | 0 | 0 | 0 | Constrained, otherwise capacity available =47 kW | --> | C12 ex ABBEYFEALE | Abbeyfeale [T42] | TRIEN |  | 52.3925 | -9.303
157072X | MV/LV Substation DR***072X |  | 20 kV | _ | LV | 50 kVA :Pole Substation | 0.05 | --> | 0.05 | 0.045 | 1.55 |  | --> | 0.048 | 0 | 0 | 0 | 0 | Constrained, otherwise capacity available =47 kW | --> | E11 ex CARRIGALLEN | Carrigallen [T421] | CARRICK ON SHANNON |  | 54.0916 | -7.7824
120221 | MV/LV Substation OR***221 |  | 20 kV | _ | LV | 50 kVA :Pole Substation | 0.05 | --> | 0.05 | 0 | 0 | Constrained, otherwise capacity available =48 kVA | --> | 0.048 | 0 | 0 | 0 | 0 | Constrained, otherwise capacity available =47 kW | --> | E19 ex EDENDERRY | Edenderry [T421,T422] | BLAKE |  | 53.4548 | -7.0034
1924047 | MV/LV Substation MA***4047 |  | 10 kV | _ | LV | 50 kVA :Pole Substation | 0.05 | --> | 0.05 | 0.05 | 1.56 |  | --> | 0.048 | 0 | 0 | 0 | 0 | Constrained, otherwise capacity available =48 kW | --> | C15 ex DERRYBEG | Derrybeg [T41,T42] | ARDNAGAPPARY |  | 55.0832 | -8.3094
154316Y | MV/LV Substation GL***316Y |  | 10 kV | _ | LV | 630 kVA :Kiosk Substation | 0.63 | --> | 0.63 | 0 | 0 | Constrained, otherwise capacity available =488 kVA | --> | 0.598 | 0 | 0 | 0 | 0 | Constrained, otherwise capacity available =579 kW | --> | C26 ex MONEYCOOLEY | Moneycooley [T41,T42,T44] | GRIFFINRATH |  | 53.3802 | -6.5869
117628 | MV/LV Substation WO***628 |  | 20 kV | _ | LV | 50 kVA :Pole Substation | 0.05 | --> | 0.05 | 0 | 0 | Constrained, otherwise capacity available =46 kVA | --> | 0.048 | 0 | 0 | 0 | 0 | Constrained, otherwise capacity available =47 kW | --> | E22 ex COLLOONEY | Collooney [T421,T422] | SLIGO |  | 54.183 | -8.4682
067345 | MV/LV Substation MU***345 |  | 20 kV | _ | LV | 100 kVA :Pole Substation | 0.1 | --> | 0.1 | 0 | 0 | Constrained, otherwise capacity available =52 kVA | --> | 0.095 | 0 | 0.021 | 0.073 | 0 |  | --> | C11 ex RAHEEN | Raheen [T41,T42] | LIMERICK |  | 52.635 | -8.693
081226Z | MV/LV Substation CE***226Z |  | 10 kV | _ | LV | 630 kVA :Kiosk Substation | 0.63 | --> | 0.63 | 0 | 0 | Constrained, otherwise capacity available =507 kVA | --> | 0.598 | 0 | 0 | 0 | 0 | Constrained, otherwise capacity available =582 kW | --> | C17 ex PALMERSTOWN | Palmerstown [T41,T42] | FINGLAS |  | 53.3354 | -6.3807
039038X | MV/LV Substation GL***038X |  | 10 kV | _ | LV | 200 kVA :Kiosk Substation | 0.2 | --> | 0.2 | 0.152 | 11.03 |  | --> | 0.19 | 0 | 0.013 | 0.174 | 0 |  | --> | C28 ex SALTHILL | Salthill [T101,T102] | SALTHILL |  | 53.26 | -9.1279
157334 | MV/LV Substation CL***334 |  | 20 kV | _ | LV | 50 kVA :Pole Substation | 0.05 | --> | 0.05 | 0.048 | 1.55 |  | --> | 0.048 | 0 | 0 | 0 | 0 | Constrained, otherwise capacity available =47 kW | --> | E11 ex CARRIGALLEN | Carrigallen [T421] | CARRICK ON SHANNON |  | 54.0409 | -7.6776
130110X | MV/LV Substation BR***110X |  | 20 kV | _ | LV | 100 kVA :Pole Substation | 0.1 | --> | 0.1 | 0 | 0 | Constrained, otherwise capacity available =59 kVA | --> | 0.095 | 0 | 0 | 0 | 0 | Constrained, otherwise capacity available =89 kW | --> | E12 ex FINEA | Finea [T421,T422] | SHANKILL |  | 53.7923 | -7.4122
0034203 | MV/LV Substation MA***4203 |  | 10 kV | _ | LV | 400 kVA :Building Structure | 0.4 | --> | 0.4 | 0.4 | 11.58 |  | --> | 0.38 | 0 | 0 | 0 | 0 | Constrained, otherwise capacity available =380 kW | --> | C14 ex BALLYBEG | Ballybeg [T101,T102] | CARRICKMINES |  | 52.9994 | -6.0865
031468X | MV/LV Substation SH***468X |  | 20 kV | _ | LV | 100 kVA :Pole Substation | 0.1 | --> | 0.1 | 0 | 0 | Constrained, otherwise capacity available =97 kVA | --> | 0.095 | 0 | 0 | 0 | 0 | Constrained, otherwise capacity available =94 kW | --> | E18 ex SPRINGS | Springs [T421,T422] | DUNGARVAN |  | 52.0377 | -7.5834
156273Z | MV/LV Substation VI***273Z |  | 20 kV | _ | LV | 400 kVA :Kiosk Substation | 0.4 | --> | 0.4 | 0.355 | 2.47 |  | --> | 0.38 | 0 | 0 | 0 | 0 | Constrained, otherwise capacity available =374 kW | --> | E19 ex TELAYDON | Telaydon [T42,T421] | LISDRUM |  | 54.3157 | -6.8958
255406 | MV/LV Substation DU***406 |  | 20 kV | _ | LV | 100 kVA :Pole Substation | 0.1 | --> | 0.1 | 0 | 0 | Constrained, otherwise capacity available =37 kVA | --> | 0.095 | 0 | 0.009 | 0 | 0 | Constrained, otherwise capacity available =79 kW | --> | E12 ex KILLYBEGS | Killybegs [T422] | BINBANE |  | 54.6323 | -8.3567
013087Z | MV/LV Substation GL***087Z |  | 10 kV | _ | LV | 400 kVA :Kiosk Substation | 0.4 | --> | 0.4 | 0.121 | 0.12 | Constrained, otherwise capacity available =314 kVA | --> | 0.38 | 0 | 0.132 | 0.27 | 0 |  | --> | C20 ex ATHY | Athy [T101,T102] | ATHY |  | 52.9848 | -6.973
017299Y | MV/LV Substation FI***299Y |  | 20 kV | _ | LV | 50 kVA :Pole Substation | 0.05 | --> | 0.05 | 0.049 | 1.98 |  | --> | 0.048 | 0 | 0 | 0 | 0 | Constrained, otherwise capacity available =47 kW | --> | E14 ex RATHKEALE | Rathkeale [T421,T422] | RATHKEALE |  | 52.5179 | -8.8172
014472X | MV/LV Substation PO***472X |  | 10 kV | _ | LV | 100 kVA :Pole Substation | 0.1 | --> | 0.1 | 0 | 0 | Constrained, otherwise capacity available =87 kVA | --> | 0.095 | 0 | 0 | 0 | 0 | Constrained, otherwise capacity available =93 kW | --> | C20 ex KILDARE | Kildare [T41,T42] | NEWBRIDGE |  | 53.1719 | -6.8575
089004X | MV/LV Substation AQ***004X |  | 20 kV | _ | LV | 200 kVA :Kiosk Substation | 0.2 | --> | 0.2 | 0.167 | 3.56 |  | --> | 0.19 | 0 | 0 | 0 | 0 | Constrained, otherwise capacity available =185 kW | --> | E20 ex ENNISCRONE | Enniscrone [T421,T422] | MOY |  | 54.2177 | -9.0903
016130Z | MV/LV Substation GA***130Z |  | 10 kV | _ | LV | 400 kVA :Kiosk Substation | 0.4 | --> | 0.4 | 0 | 0 | Constrained, otherwise capacity available =316 kVA | --> | 0.38 | 0 | 0.037 | 0 | 0 | Constrained, otherwise capacity available =341 kW | --> | C16 ex MONEYCOOLEY | Moneycooley [T41,T42,T44] | GRIFFINRATH |  | 53.3707 | -6.5826
054214X | MV/LV Substation OA***214X |  | 10 kV | _ | LV | 200 kVA :Kiosk Substation | 0.2 | --> | 0.2 | 0 | 0 | Constrained, otherwise capacity available =95 kVA | --> | 0.19 | 0 | 0.006 | 0 | 0 | Constrained, otherwise capacity available =171 kW | --> | C21 ex PALLAS | Pallas [T41,T42] | PORTLAOISE |  | 53.0381 | -7.3126
068663X | MV/LV Substation TH***663X |  | 10 kV | _ | LV | 1000 kVA :Building Structure | 1 | --> | 1 | 0.5 | 7.91 |  | --> | 0.95 | 0 | 0 | 0.5 | 0 |  | --> | C24 ex PELLETSTOWN | Pelletstown [T101,T102] | FINGLAS |  | 53.3761 | -6.3314
120458Y | MV/LV Substation CL***458Y |  | 20 kV | _ | LV | 200 kVA :Kiosk Substation | 0.2 | --> | 0.2 | 0 | 0 | Constrained, otherwise capacity available =164 kVA | --> | 0.19 | 0 | 0 | 0 | 0 | Constrained, otherwise capacity available =185 kW | --> | E17 ex EDENDERRY | Edenderry [T421,T422] | BLAKE |  | 53.3473 | -7.0444
025809Y | MV/LV Substation OS***809Y |  | 10 kV | _ | LV | 200 kVA :Pole Substation | 0.2 | --> | 0.2 | 0.123 | 1.93 |  | --> | 0.19 | 0 | 0 | 0 | 0 | Constrained, otherwise capacity available =179 kW | --> | C17 ex MILFORD (MWR) | Milford (mwr) [T41] | CHARLEVILLE |  | 52.3492 | -8.9054
064513X | MV/LV Substation ST***513X |  | 20 kV | _ | LV | 100 kVA :Pole Substation | 0.1 | --> | 0.1 | 0 | 0 | Constrained, otherwise capacity available =48 kVA | --> | 0.095 | 0 | 0.041 | 0 | 0 | Constrained, otherwise capacity available =57 kW | --> | C13 ex MORNINGTON ROAD | Mornington Road [T41,T42] | DRYBRIDGE |  | 53.7153 | -6.2532
039075 | MV/LV Substation ME***075 |  | 10 kV | _ | LV | 400 kVA :Building Structure | 0.4 | --> | 0.4 | 0 | 0 | Constrained, otherwise capacity available =174 kVA | --> | 0.38 | 0 | 0.011 | 0.34 | 0 |  | --> | C20 ex GALWAY 110KV | Galway 110kv [T102,T103] | GALWAY 110KV |  | 53.2852 | -9.0178
082104 | MV/LV Substation BL***104 |  | 10 kV | _ | LV | 200 kVA :Pole Substation | 0.2 | --> | 0.2 | 0.15 | 2.01 |  | --> | 0.19 | 0 | 0.021 | 0 | 0 | Constrained, otherwise capacity available =167 kW | --> | C12 ex ABBEYLAND | Abbeyland [T41,T42] | NAVAN |  | 53.6659 | -6.6735
0544260 | MV/LV Substation TH***4260 |  | 20 kV | _ | LV | 50 kVA :Pole Substation | 0.05 | --> | 0.05 | 0 | 0 | Constrained, otherwise capacity available =31 kVA | --> | 0.048 | 0 | 0 | 0 | 0 | Constrained, otherwise capacity available =45 kW | --> | E12 ex PORTLAOISE | Portlaoise [T423,T424] | PORTLAOISE |  | 53.014 | -7.1508
069273 | MV/LV Substation GR***273 |  | 10 kV | _ | LV | 400 kVA :Building Structure | 0.4 | --> | 0.4 | 0.128 | 3.34 |  | --> | 0.38 | 0 | 0.055 | 0.3 | 0 |  | --> | C18 ex GREENHILLS | Greenhills [T42] | INCHICORE 220KV |  | 53.3125 | -6.3369
111214Z | MV/LV Substation AR***214Z |  | 20 kV | _ | LV | 100 kVA :Pole Substation | 0.1 | --> | 0.1 | 0 | 0 | Constrained, otherwise capacity available =66 kVA | --> | 0.095 | 0 | 0 | 0 | 0 | Constrained, otherwise capacity available =90 kW | --> | E11 ex BALLYDEHOB | Ballydehob [T421] | DUNMANWAY |  | 51.5297 | -9.5529
081180Z | MV/LV Substation FE***180Z |  | 10 kV | _ | LV | 400 kVA :Kiosk Substation | 0.4 | --> | 0.4 | 0.289 | 7.91 |  | --> | 0.38 | 0 | 0.018 | 0.351 | 0 |  | --> | C23 ex PELLETSTOWN | Pelletstown [T101,T102] | FINGLAS |  | 53.3729 | -6.4017
196256X | MV/LV Substation BE***256X |  | 20 kV | _ | LV | 50 kVA :Pole Substation | 0.05 | --> | 0.05 | 0.034 | 0.33 |  | --> | 0.048 | 0 | 0.017 | 0 | 0 | Constrained, otherwise capacity available =33 kW | --> | E31 ex TRIM | Trim [T421] | NAVAN |  | 53.572 | -6.9018
365037X | MV/LV Substation ME***037X |  | 10 kV | _ | LV | 400 kVA :Kiosk Substation | 0.4 | --> | 0.4 | 0 | 0 | Constrained, otherwise capacity available =268 kVA | --> | 0.38 | 0 | 0.013 | 0.352 | 0 |  | --> | C17 ex BALGADDY | Balgaddy [T41,T42] | GRANGE CASTLE |  | 53.3276 | -6.42
0394308 | MV/LV Substation RE***4308 |  | 10 kV | _ | LV | 100 kVA :Pole Substation | 0.1 | --> | 0.1 | 0 | 0 | Constrained, otherwise capacity available =100 kVA | --> | 0.095 | 0 | 0 | 0 | 0 | Constrained, otherwise capacity available =95 kW | --> | C15 ex ORANMORE | Oranmore [T41,T44] | GALWAY 110KV |  | 53.2477 | -8.9525
020197 | MV/LV Substation GA***197 |  | 10 kV | _ | LV | 50 kVA :Pole Substation | 0.05 | --> | 0.05 | 0 | 0 | Constrained, otherwise capacity available =36 kVA | --> | 0.048 | 0 | 0 | 0 | 0 | Constrained, otherwise capacity available =46 kW | --> | C18 ex COOLCORCORAN | Coolcorcoran [T41,T42] | KNOCKEARAGH |  | 52.0384 | -9.7075
127124Y | MV/LV Substation CR***124Y |  | 10 kV | _ | LV | 50 kVA :Pole Substation | 0.05 | --> | 0.05 | 0 | 0 | Constrained, otherwise capacity available =50 kVA | --> | 0.048 | 0 | 0 | 0 | 0 | Constrained, otherwise capacity available =48 kW | --> | C14 ex TEMPLEMORE | Templemore [T41,T42] | IKERRIN |  | 52.7756 | -7.7427
0054155 | MV/LV Substation GO***4155 |  | 10 kV | _ | LV | 200 kVA :Pole Substation | 0.2 | --> | 0.2 | 0.199 | 3.03 |  | --> | 0.19 | 0 | 0 | 0 | 0 | Constrained, otherwise capacity available =190 kW | --> | C24 ex RAMSTOWN | Ramstown [T41,T42] | CRANE |  | 52.6744 | -6.306
196282X | MV/LV Substation GL***282X |  | 20 kV | _ | LV | 100 kVA :Pole Substation | 0.1 | --> | 0.1 | 0.067 | 1.34 |  | --> | 0.095 | 0 | 0.008 | 0 | 0 | Constrained, otherwise capacity available =84 kW | --> | E23 ex ATHBOY | Athboy [T423] | NAVAN |  | 53.5335 | -6.9543
0514074 | MV/LV Substation BA***4074 |  | 20 kV | _ | LV | 50 kVA :Pole Substation | 0.05 | --> | 0.05 | 0.048 | 2.22 |  | --> | 0.048 | 0 | 0 | 0.047 | 0 |  | --> | E21 ex CLARA | Clara [T421,T422] | THORNSBERRY |  | 53.3252 | -7.685
238280 | MV/LV Substation RO***280 |  | 20 kV | _ | LV | 50 kVA :Pole Substation | 0.05 | --> | 0.05 | 0 | 0 | Constrained, otherwise capacity available =50 kVA | --> | 0.048 | 0 | 0 | 0 | 0 | Constrained, otherwise capacity available =48 kW | --> | E13 ex BALLINROBE | Ballinrobe [T421,T422] | DALTON |  | 53.6784 | -9.2682
495817 | MV/LV Substation CO***817 |  | 20 kV | _ | LV | 50 kVA :Pole Substation | 0.05 | --> | 0.05 | 0.024 | 1.5 |  | --> | 0.048 | 0 | 0 | 0.044 | 0 |  | --> | E17 ex ACHILL | Achill [T422] | CARROWBEG |  | 53.9712 | -10.1621
062129Y | MV/LV Substation WA***129Y |  | 10 kV | _ | LV | 400 kVA :Kiosk Substation | 0.4 | --> | 0.4 | 0.295 | 5.69 |  | --> | 0.38 | 0 | 0.017 | 0 | 0 | Constrained, otherwise capacity available =353 kW | --> | C11 ex RAMPARTS | Ramparts [T41,T42] | DUNDALK |  | 53.9926 | -6.398
250504 | MV/LV Substation KI***504 |  | 10 kV | _ | LV | 30 kVA :Pole Substation | 0.03 | --> | 0.03 | 0.026 | 1.26 |  | --> | 0.028 | 0 | 0 | 0 | 0 | Constrained, otherwise capacity available =28 kW | --> | C27 ex BALLYCROSSAUN | Ballycrossaun [T421,T422] | SOMERSET |  | 53.1675 | -8.2989
039424X | MV/LV Substation LO***424X |  | 10 kV | _ | LV | 1000 kVA :Building Structure | 1 | --> | 1 | 0 | 0 | Constrained, otherwise capacity available =615 kVA | --> | 0.95 | 0 | 0 | 0 | 0 | Constrained, otherwise capacity available =896 kW | --> | C12 ex MONEENAGEISHA | Moneenageisha [T41,T42] | GALWAY 110KV |  | 53.2739 | -9.0443
0034240 | MV/LV Substation AV***4240 |  | 10 kV | _ | LV | 630 kVA :Kiosk Substation | 0.63 | --> | 0.63 | 0 | 0 | Constrained, otherwise capacity available =628 kVA | --> | 0.598 | 0 | 0 | 0 | 0 | Constrained, otherwise capacity available =598 kW | --> | C16 ex RATHDRUM | Rathdrum [T42] | ARKLOW |  | 52.9359 | -6.2434
016018Z | MV/LV Substation CO***018Z |  | 10 kV | _ | LV | 50 kVA :Pole Substation | 0.05 | --> | 0.05 | 0 | 0 | Constrained, otherwise capacity available =50 kVA | --> | 0.048 | 0 | 0 | 0 | 0 | Constrained, otherwise capacity available =47 kW | --> | C26 ex MONEYCOOLEY | Moneycooley [T41,T42,T44] | GRIFFINRATH |  | 53.3798 | -6.6081
127242X | MV/LV Substation TE***242X |  | 10 kV | _ | LV | 100 kVA :Pole Substation | 0.1 | --> | 0.1 | 0 | 0 | Constrained, otherwise capacity available =76 kVA | --> | 0.095 | 0 | 0 | 0 | 0 | Constrained, otherwise capacity available =92 kW | --> | C14 ex TEMPLEMORE | Templemore [T41,T42] | IKERRIN |  | 52.7905 | -7.7207
011834Z | MV/LV Substation BA***834Z |  | 10 kV | _ | LV | 100 kVA :Pole Substation | 0.1 | --> | 0.1 | 0 | 0 | Constrained, otherwise capacity available =97 kVA | --> | 0.095 | 0 | 0 | 0 | 0 | Constrained, otherwise capacity available =95 kW | --> | C14 ex GORESBRIDGE | Goresbridge [T41,T42] | KILKENNY |  | 52.6248 | -6.9933
433603 | MV/LV Substation AS***603 |  | 10 kV | _ | LV | 200 kVA :Kiosk Substation | 0.2 | --> | 0.2 | 0.17 | 1.04 |  | --> | 0.19 | 0 | 0.005 | 0 | 0 | Constrained, otherwise capacity available =182 kW | --> | C12 ex BOYLE | Boyle [T41,T42] | CARRICK ON SHANNON |  | 53.8755 | -8.4021
0154355 | MV/LV Substation ST***4355 |  | 10 kV | _ | LV | 630 kVA :Kiosk Substation | 0.63 | --> | 0.63 | 0 | 0 | Constrained, otherwise capacity available =630 kVA | --> | 0.598 | 0 | 0 | 0 | 0 | Constrained, otherwise capacity available =598 kW | --> | C11 ex NAAS | Naas [T41,T42] | KILTEEL |  | 53.2136 | -6.6477
0814367 | MV/LV Substation RE***4367 |  | 20 kV | _ | LV | 630 kVA :Kiosk Substation | 0.63 | --> | 0.63 | 0 | 0 | Constrained, otherwise capacity available =630 kVA | --> | 0.598 | 0 | 0 | 0.5 | 0 |  | --> | E18 ex ADAMSTOWN | Adamstown [T121,T122] | INCHICORE 220KV |  | 53.339 | -6.4748
082326Y | MV/LV Substation TA***326Y |  | 20 kV | _ | LV | 100 kVA :Pole Substation | 0.1 | --> | 0.1 | 0 | 0 | Constrained, otherwise capacity available =68 kVA | --> | 0.095 | 0 | 0 | 0 | 0 | Constrained, otherwise capacity available =90 kW | --> | E11 ex ACADEMY STREET | Academy Street [T421,T422,T44] | NAVAN |  | 53.5807 | -6.6088
108455 | MV/LV Substation ST***455 |  | 20 kV | _ | LV | 100 kVA :Pole Substation | 0.1 | --> | 0.1 | 0.092 | 1.57 |  | --> | 0.095 | 0 | 0.01 | 0 | 0 | Constrained, otherwise capacity available =87 kW | --> | C17 ex BALLYSHANNON | Ballyshannon [T41,T42] | CATHALEENS FALL |  | 54.5848 | -8.1209
037126 | MV/LV Substation KN***126 |  | 10 kV | _ | LV | 50 kVA :Pole Substation | 0.05 | --> | 0.05 | 0 | 0 | Constrained, otherwise capacity available =38 kVA | --> | 0.048 | 0 | 0.007 | 0 | 0 | Constrained, otherwise capacity available =41 kW | --> | C15 ex CAHIRCALLA | Cahircalla [T41,T42] | ENNIS |  | 52.8145 | -8.9444
139751Y | MV/LV Substation CO***751Y |  | 20 kV | _ | LV | 50 kVA :Pole Substation | 0.05 | --> | 0.05 | 0 | 0 | Constrained, otherwise capacity available =49 kVA | --> | 0.048 | 0 | 0 | 0 | 0 | Constrained, otherwise capacity available =47 kW | --> | E16 ex FINEA | Finea [T421,T422] | SHANKILL |  | 53.8918 | -7.549
064618Y | MV/LV Substation SH***618Y |  | 10 kV | _ | LV | 100 kVA :Pole Substation | 0.1 | --> | 0.1 | 0 | 0 | Constrained, otherwise capacity available =94 kVA | --> | 0.095 | 0 | 0 | 0 | 0 | Constrained, otherwise capacity available =94 kW | --> | C17 ex DRYBRIDGE | Drybridge [T41,T42] | DRYBRIDGE |  | 53.6981 | -6.4223
253739Y | MV/LV Substation ID***739Y |  | 20 kV | _ | LV | 100 kVA :Pole Substation | 0.1 | --> | 0.1 | 0 | 0 | Constrained, otherwise capacity available =93 kVA | --> | 0.095 | 0 | 0 | 0 | 0 | Constrained, otherwise capacity available =94 kW | --> | E15 ex GLENAMADDY | Glenamaddy [T422] | ATHLONE |  | 53.6085 | -8.5705
009996 | MV/LV Substation NE***996 |  | 20 kV | _ | LV | 200 kVA :Pole Substation | 0.2 | --> | 0.2 | 0.2 | 3.76 |  | --> | 0.19 | 0 | 0 | 0 | 0 | Constrained, otherwise capacity available =190 kW | --> | E15 ex BELVIEW | Belview [T421,T422] | WATERFORD |  | 52.2654 | -7.0803
249154 | MV/LV Substation TO***154 |  | 20 kV | _ | LV | 100 kVA :Pole Substation | 0.1 | --> | 0.1 | 0 | 0 | Constrained, otherwise capacity available =71 kVA | --> | 0.095 | 0 | 0.015 | 0 | 0 | Constrained, otherwise capacity available =80 kW | --> | C25 ex KILCLOHER | Kilcloher [T41,T42] | DUNGARVAN |  | 52.2042 | -7.7157
066788Z | MV/LV Substation DO***788Z |  | 20 kV | _ | LV | 200 kVA :Kiosk Substation | 0.2 | --> | 0.2 | 0 | 0 | Constrained, otherwise capacity available =113 kVA | --> | 0.19 | 0 | 0 | 0 | 0 | Constrained, otherwise capacity available =178 kW | --> | E20 ex BALTRASNA | Baltrasna [T121,T122] | BALTRASNA |  | 53.51 | -6.4095
0684271 | MV/LV Substation DU***4271 |  | 10 kV | _ | LV | 1000 kVA :Building Structure | 1 | --> | 1 | 0.5 | 14.34 |  | --> | 0.95 | 0 | 0.06 | 0.5 | 0 |  | --> | C23 ex NORTH QUAYS | North Quays [T101,T102,T103] | POOLBEG |  | 53.3485 | -6.2337
028986X | MV/LV Substation SP***986X |  | 10 kV | _ | LV | 400 kVA :Kiosk Substation | 0.4 | --> | 0.4 | 0.284 | 19.7 |  | --> | 0.38 | 0 | 0.037 | 0.336 | 0 |  | --> | C14 ex COW CROSS | Cow Cross [T102,T41] | COW CROSS |  | 51.8565 | -8.2881
277025 | MV/LV Substation IR***025 |  | 10 kV | _ | LV | 200 kVA :Building Structure | 0.2 | --> | 0.2 | 0.177 | 5.82 |  | --> | 0.19 | 0 | 0 | 0.187 | 0 |  | --> | C11 ex COOLOCK | Coolock [T41,T42] | FINGLAS |  | 53.3971 | -6.1892
365141 | MV/LV Substation AL***141 |  | 10 kV | _ | LV | 1000 kVA :Building Structure | 1 | --> | 1 | 0.5 | 13.91 |  | --> | 0.95 | 0 | 0 | 0.5 | 0 |  | --> | C21 ex COOKSTOWN | Cookstown [T101,T102] | CARRICKMINES |  | 53.2888 | -6.3741
037034 | MV/LV Substation PI***034 |  | 10 kV | _ | LV | 200 kVA :Kiosk Substation | 0.2 | --> | 0.2 | 0.106 | 13.05 |  | --> | 0.19 | 0 | 0.032 | 0.153 | 0 |  | --> | C17 ex ENNIS | Ennis [T101,T102] | ENNIS |  | 52.8561 | -8.9838
066400X | MV/LV Substation RU***400X |  | 20 kV | _ | LV | 630 kVA :Kiosk Substation | 0.63 | --> | 0.63 | 0 | 0 | Constrained, otherwise capacity available =427 kVA | --> | 0.598 | 0 | 0.043 | 0 | 0 | Constrained, otherwise capacity available =538 kW | --> | E15 ex BATTER LANE TEMPORARY | Batter Lane Temporary 38kv [T421] | GLASMORE |  | 53.525 | -6.164
081644Y | MV/LV Substation WE***644Y |  | 10 kV | _ | LV | 200 kVA :Kiosk Substation | 0.2 | --> | 0.2 | 0 | 0 | Constrained, otherwise capacity available =193 kVA | --> | 0.19 | 0 | 0 | 0 | 0 | Constrained, otherwise capacity available =189 kW | --> | C16 ex LEIXLIP | Leixlip [T41,T42] | GRIFFINRATH |  | 53.3499 | -6.4923
281788Z | MV/LV Substation CH***788Z |  | 10 kV | _ | LV | 50 kVA :Pole Substation | 0.05 | --> | 0.05 | 0 | 0 | Constrained, otherwise capacity available =33 kVA | --> | 0.048 | 0 | 0 | 0.045 | 0 |  | --> | C24 ex BISHOPSTOWN | Bishopstown [T41,T42] | KILBARRY |  | 51.8638 | -8.5145